## Key
Name | SDP evaluated data | Reference | [5 empty] | Old module data
Vintage | 2020 |  | Pmpp | 14.5 | W | Key | Description | 2009
Area | 0.0034 | Solarcell Datasheet |  |  |  | A0-A4 | The airmass coefficients used in calculating effective irradiance | 1.701 | msq
Material | mc-Si | Solarcell Datasheet |  |  |  | B0-B5 | The angle of incidence coefficients used in calculating effective irradiance | c-Si
Cells_in_Series | 8 |  |  |  |  | C0-C7 | The empirically determined coefficients relating Imp, Vmp, Ix, and Ixx to effective irradiance | 96
Parallel_Strings | 2 |  |  |  |  | Isco | Short circuit current at reference condition (amps) | 1
Isco | 3.5 | Solarcell Datasheet and 7% Optical losses |  |  |  | Impo | Maximum power current at reference condition (amps) | 5.0911
Voco | 5.3 | Solarcell Datasheet |  |  |  | Aisc | Short circuit current temperature coefficient at reference condition (1/C) | 59.2608
Impo | 3.28 | Solarcell Datasheet and 7% Optical losses |  |  |  | Aimp | Maximum power current temperature coefficient at reference condition (1/C) | 4.5463
Vmpo | 4.5 | Solarcell Datasheet |  |  |  | Bvoco | Open circuit voltage temperature coefficient at reference condition (V/C) | 48.3156
Aisc | 0.0021 | Solarcell Datasheet 0.060 %/℃ |  |  |  | Mbvoc | Coefficient providing the irradiance dependence for the BetaVoc temperature coefficient at reference irradiance (V/C) | 0.000397
Aimp | -0.0003 |  |  |  |  | Bvmpo | Maximum power voltage temperature coefficient at reference condition | 0.000181
Bvoco | -0.0159 | Solarcell Datasheet -0.300 %/℃ |  |  |  | Mbvmp | Coefficient providing the irradiance dependence for the BetaVmp temperature coefficient at reference irradiance (V/C) | -0.21696
Mbvoc | 0 | Assumed, typical |  |  |  | N | Empirically determined “diode factor” (dimensionless) | 0
Bvmpo | -0.01608 |  |  |  |  | Cells_in_Series | Number of cells in series in a module’s cell string(s) | -0.23549
Mbvmp | 0 | Assumed, typical |  |  |  | IXO | Ix at reference conditions | 0
N | 1 | Assumed, typical |  |  |  | IXXO | Ixx at reference conditions | 1.4032
IXO | 3.4 | Solarcell Datasheet and 7% Optical losses |  |  |  | FD | Fraction of diffuse irradiance used by module | 4.976
IXXO | 2.06 | Solarcell Datasheet and 7% Optical losses | [5 empty] | 3.188
A0 | 0.9645 | Assumed from Trina TSM-240PA05 [2013] | [5 empty] | 0.92839
A1 | 0.02753 | Assumed from Trina TSM-240PA05 [2013] |  |  |  |  | 14.5 | 0.068093
A2 | -0.002848 | Assumed from Trina TSM-240PA05 [2013] |  |  |  |  | W | -0.015774
A3 | -0.0001439 | Assumed from Trina TSM-240PA05 [2013] | [5 empty] | 0.0016606
A4 | 2.219e-05 | Assumed from Trina TSM-240PA05 [2013] | [5 empty] | -6.93e-05
B0 | 1.003 | [6 empty] | 1
B1 | -0.0027 | [6 empty] | -0.002438
B2 | 0.0003 | [6 empty] | 0.0003103
B3 | -1e-05 | [6 empty] | -1.246e-05
B4 | 2e-07 | [6 empty] | 2.11e-07
B5 | -2e-09 | [6 empty] | -1.36e-09
DTC | 3 | Glass Cell Glass and open rack, value from sandia | [5 empty] | 3
FD | 1 | Assumed 1 for flatplate modules, typical | [5 empty] | 1
A | -3.47 | Glass Cell Glass and open rack, value from sandia | [5 empty] | -3.4064
B | -0.0594 | Glass Cell Glass and open rack, value from sandia | [5 empty] | -0.084208
C0 | 1 | [6 empty] | 1.0128
C1 | 0 | [6 empty] | -0.01284
C2 | 0.91285 | [6 empty] | 0.27932
C3 | 0.058221 | [6 empty] | -7.2446
C4 | 1 | Will follow same trend as of C0 and C1 since data used is same table of solarcell datasheet | [5 empty] | 0.99645
C5 | 0 | Will follow same trend as of C0 and C1 since data used is same table of solarcell datasheet | [5 empty] | 0.003554
C6 | 1 | Will follow same trend as of C0 and C1 since data used is same table of solarcell datasheet | [5 empty] | 1.1554
C7 | 0 | Will follow same trend as of C0 and C1 since data used is same table of solarcell datasheet | [5 empty] | -0.15535

## C0-C7
Additional variables
Empirically determined ‘diode factor’ | n | 1 | Assumed
Cell temperature inside module (°C) | Tc | 25 | Assumed
Reference cell temperature (°C) | To | 25
‘Thermal voltage’ per cell at temperature Tc. | δ(Tc) | 0.026 | for n = 1 and Tc = 25 deg C
‘effective’ solar irradiance | Ee |  | at Tc = 25 deg : Isc /Isco
For C2 C3
Vmp = Vmpo + C2⋅Ns⋅δ(Tc)⋅ln(Ee) + C3⋅Ns⋅{δ(Tc)⋅ln(Ee)} |  |  | Vmp - Vmpo | Ns⋅δ(Tc)⋅ln(Ee) | Ns⋅{δ(Tc)⋅ln(Ee)}2 |  | Check value |  |  | Remarks:
| Voc% | Ee |  | C2 | C3 |  | by equation |  | by percentage | Values are close and acceptable
| 100 | 1 | 0 | 0 | 0 |  | 4.5 |  | 4.5
| 99.1 | 0.8008 | -0.0405 | -0.046206 | 0.00026687 |  | 4.4578 |  | 4.4595
| 97.84 | 0.6 | -0.0972 | -0.10625 | 0.0014112 |  | 4.4031 |  | 4.4028
| 96.22 | 0.4 | -0.1701 | -0.19059 | 0.0045405 |  | 4.3263 |  | 4.3299
| 93.32 | 0.1998 | -0.3006 | -0.33497 | 0.014026 |  | 4.195 |  | 4.1994
SUMMARY OUTPUT
Regression Statistics
Multiple R | 0.99998
R Square | 0.99996
Adjusted R Square | 0.66661
Standard Error | 0.001332
Observations | 5
ANOVA
| df | SS | MS | F | Significance F
Regression | 2 | 0.13435 | 0.067174 | 37861.9047 | 2.6411e-05
Residual | 3 | 5.3225e-06 | 1.7742e-06
Total | 5 | 0.13435
| Coefficients | Standard Error | t Stat | P-value | Lower 95% | Upper 95% | Lower 95.0% | Upper 95.0%
Intercept | 0 | #N/A | #N/A | #N/A | #N/A | #N/A | #N/A | #N/A
C2 | 0.91285 | 0.011903 | 76.6895 | 4.8865e-06 | 0.87497 | 0.95073 | 0.87497 | 0.95073
C3 | 0.058221 | 0.3234 | 0.18003 | 0.8686 | -0.97099 | 1.0874 | -0.97099 | 1.0874
For C0 C1
Imp = Impo ⋅{C0⋅Ee + C1⋅Ee2}⋅{1 + αImp⋅(Tc-To)} |  |  | Imp/Impo | Ee | Ee2 |  | check |  |  | Remarks:
| Isc% | Ee |  | C0 | C1 |  | by equation |  | by percentage | 1. Since practical experiment data is not available at the moment for column B and C, and both Isc and Ee are dependent on the "Intensity dependence" table of solar cell datasheet, we get simplified results for C0 = 1 and C1 = 0 2. However the empericcaly obtained values of C1 and C0 do follow the equation C0 + C1 = 0. Without the mentioned equation being given as input to regression model.
| 100 | 1 | 1 | 1 | 1 |  | 3.28 |  | 3.28
| 80.08 | 0.8008 | 0.8008 | 0.8008 | 0.64128 |  | 2.6266 |  | 2.6266
| 60 | 0.6 | 0.6 | 0.6 | 0.36 |  | 1.968 |  | 1.968
| 40 | 0.4 | 0.4 | 0.4 | 0.16 |  | 1.312 |  | 1.312
| 19.98 | 0.1998 | 0.1998 | 0.1998 | 0.03992 |  | 0.65534 |  | 0.65534
SUMMARY OUTPUT
Regression Statistics
Multiple R | 1
R Square | 1
Adjusted R Square | 0.66667
Standard Error | 0
Observations | 5
ANOVA
| df | SS | MS | F | Significance F
Regression | 2 | 2.2012 | 1.1006 | #NUM! | #NUM!
Residual | 3 | 0 | 0
Total | 5 | 2.2012
| Coefficients | Standard Error | t Stat | P-value | Lower 95% | Upper 95% | Lower 95.0% | Upper 95.0%
Intercept | 0 | #N/A | #N/A | #N/A | #N/A | #N/A | #N/A | #N/A
C0 | 1 | 0 | 65535 | #NUM! | 1 | 1 | 1 | 1
C1 | 0 | 0 | 65535 | #NUM! | 0 | 0 | 0 | 0
Observation | Predicted | Residuals
1 | 999849.5876 | 150.4124
2 | 640063.5522 | -64.6199
3 | 360185.5757 | -187.7197
4 | 160215.6582 | -218.8742
5 | 40153.7996 | -158.0887
5 | -2.1904 | -2.0987

## B0-B5
AOI[°] | IAM
0 | 1
5 | 0.99993
10 | 0.99973
15 | 0.99935
20 | 0.99875
25 | 0.99785 | y = -2E-09x5 + 2E-07x4 - 1E-05x3 + 0.0003x2 - 0.0027x + 1.003
30 | 0.9965 |  | Actual values | Comparision values
35 | 0.99447 | B5 | -2e-09 | -1.3593e-09
40 | 0.99139 | B4 | 2e-07 | 2.1122e-07
45 | 0.98664 | B3 | -1e-05 | -1.2458e-05
50 | 0.97923 | B2 | 0.0003 | 0.00031032
55 | 0.96744 | B1 | -0.0027 | -0.0024377
60 | 0.94844 | B0 | 1.003 | 1
65 | 0.91739
70 | 0.86613
75 | 0.78082
80 | 0.63816 | Remark
85 | 0.39924 | The “generic” polynomial used for the majority of typical glass-surface modules is given below. f 2 (AOI) = 1-2.4377E-3(AOI)+3.1032E-4(AOI)2 -1.2458E-5(AOI)3 +2.1122E-7(AOI)4 - 1.3593E-9(AOI)5 Values look comparable
0 | 1
-5 | 0.99993
-10 | 0.99973
-15 | 0.99935
-20 | 0.99875
-25 | 0.99785
-30 | 0.9965
-35 | 0.99447
-40 | 0.99139
-45 | 0.98664
-50 | 0.97923
-55 | 0.96744
-60 | 0.94844
-65 | 0.91739
-70 | 0.86613
-75 | 0.78082
-80 | 0.63816
-85 | 0.39924
-90

## IAM Coe.
IAM
| Flat glass | Inverted pyramids imprint | Pyramid imprint | Albarino P
0 | 1 | 1 | 1 | 1
10 | 0.99973 | 1.0019 | 1.0019 | 1
15 | 0.99935 | 0.99804 | 0.99804 | 1 | Flat glass | y = -1E-09x5 + 2E-07x4 - 1E-05x3 + 0.0003x2 - 0.003x + 1.0017 | y = -2E-09x5 + 4E-07x4 - 2E-05x3 + 0.0006x2 - 0.0053x + 1.0032
20 | 0.99875 | 1.0025 | 1.0025 | 1
25 | 0.99785 | 0.99902 | 0.99902 | 0.998 | Inverted pyramids imprint | y = -3E-10x5 + 6E-08x4 - 4E-06x3 + 0.0001x2 - 0.001x + 1.0011
30 | 0.9965 | 1.0006 | 1.0006 | 0.996
35 | 0.99447 | 0.99777 | 0.99777 | 0.993 | Pyramid imprint | y = -2E-10x5 + 4E-08x4 - 2E-06x3 + 7E-05x2 - 0.0007x + 1.0009
40 | 0.99139 | 1 | 1 | 0.99
45 | 0.98664 | 1.001 | 1.001 | 0.985 | Albarino P | y = 2E-11x5 - 5E-09x4 + 3E-07x3 - 2E-05x2 + 0.0002x + 0.9998
50 | 0.98 | 1 | 1 | 0.98
55 | 0.96744 | 1 | 1 | 0.975
60 | 0.94844 | 1 | 0.99 | 0.97
65 | 0.93 | 0.99 | 0.98 | 0.96
70 | 0.87 | 0.975 | 0.975 | 0.95
75 | 0.82 | 0.985 | 0.97 | 0.94
80 | 0.72 | 0.99 | 0.96 | 0.93
85 | 0.52 | 0.95 | 0.91
90
`
Data entered
SDP | module = {"Vintage": 2020, "Area": 0.393129, "Material": "mc-Si", "Cells_in_Series": 8, "Parallel_Strings": 2, "Isco": 4.65, "Voco": 5.36, "Impo": 4.41378, "Vmpo": 4.568, "Aisc": 0.00279, "Aimp": -0.0003, "Bvoco": -0.01608, "Mbvoc": 0, "Bvmpo": -0.01608, "Mbvmp": 0, "N": 1, "IXO": 4.48725, "IXXO": 2.5575, "A0": 0.9645, "A1": 0.02753, "A2": -0.002848, "A3": -0.0001439, "A4": 0.00002219, "B0": 1.003, "B1": -0.0027, "B2": 0.0003, "B3": -0.00001, "B4": 0.0000002, "B5": -0.000000002, "DTC": 3, "FD": 1, "A": -3.47, "B": -0.0594, "C0": 1, "C1": 0, "C2": 0.912848952156834, "C3": 0.0582212364987667, "C4": 1, "C5": 0, "C6": 1, "C7": 0}
Paxos module 2 | module = {"Vintage": 2020, "Area": 0.393129, "Material": "mc-Si", "Cells_in_Series": 8, "Parallel_Strings": 2, "Isco": 5, "Voco": 5.36, "Impo": 4.57, "Vmpo": 4.568, "Aisc": 0.00279, "Aimp": -0.0003, "Bvoco": -0.01608, "Mbvoc": 0, "Bvmpo": -0.01608, "Mbvmp": 0, "N": 1, "IXO": 4.83, "IXXO": 2.75, "A0": 0.9645, "A1": 0.02753, "A2": -0.002848, "A3": -0.0001439, "A4": 0.00002219, "B0": 1.0022,"B1": -0.004,"B2": 0.0005,"B3": -0.00002,"B4": 0.0000003,"B5": -0.000000002, "DTC": 3, "FD": 1, "A": -3.47, "B": -0.0594, "C0": 1, "C1": 0, "C2": 0.912848952156834, "C3": 0.0582212364987667, "C4": 1, "C5": 0, "C6": 1, "C7": 0}
Albarino T | module = {"Vintage": 2020, "Area": 0.393129, "Material": "mc-Si", "Cells_in_Series": 8, "Parallel_Strings": 2, "Isco": 4.58, "Voco": 5.36, "Impo": 4.34, "Vmpo": 4.568, "Aisc": 0.00279, "Aimp": -0.0003, "Bvoco": -0.01608, "Mbvoc": 0, "Bvmpo": -0.01608, "Mbvmp": 0, "N": 1, "IXO": 4.41, "IXXO": 2.52, "A0": 0.9645, "A1": 0.02753, "A2": -0.002848, "A3": -0.0001439, "A4": 0.00002219,"B0": 0.9965,"B1": 0.0058,"B2": -0.0006,"B3": 0.00002,"B4": -0.0000003,"B5": 0.000000001, "DTC": 3, "FD": 1, "A": -3.47, "B": -0.0594, "C0": 1, "C1": 0, "C2": 0.912848952156834, "C3": 0.0582212364987667, "C4": 1, "C5": 0, "C6": 1, "C7": 0}
Midhaze | module = {"Vintage": 2020, "Area": 0.393129, "Material": "mc-Si", "Cells_in_Series": 8, "Parallel_Strings": 2, "Isco": 4.58, "Voco": 5.36, "Impo": 4.34, "Vmpo": 4.568, "Aisc": 0.00279, "Aimp": -0.0003, "Bvoco": -0.01608, "Mbvoc": 0, "Bvmpo": -0.01608, "Mbvmp": 0, "N": 1, "IXO": 4.41, "IXXO": 2.52, "A0": 0.9645, "A1": 0.02753, "A2": -0.002848, "A3": -0.0001439, "A4": 0.00002219,"B0": 0.9955,"B1": 0.0091,"B2": -0.0011,"B3": 0.00004,"B4": -0.0000006,"B5": 0.000000003, "DTC": 3, "FD": 1, "A": -3.47, "B": -0.0594, "C0": 1, "C1": 0, "C2": 0.912848952156834, "C3": 0.0582212364987667, "C4": 1, "C5": 0, "C6": 1, "C7": 0}
Albarino P | module = {"Vintage": 2020, "Area": 0.393129, "Material": "mc-Si", "Cells_in_Series": 8, "Parallel_Strings": 2, "Isco": 4.58, "Voco": 5.36, "Impo": 4.34, "Vmpo": 4.568, "Aisc": 0.00279, "Aimp": -0.0003, "Bvoco": -0.01608, "Mbvoc": 0, "Bvmpo": -0.01608, "Mbvmp": 0, "N": 1, "IXO": 4.41, "IXXO": 2.52, "A0": 0.9645, "A1": 0.02753, "A2": -0.002848, "A3": -0.0001439, "A4": 0.00002219,"B0": 1.0066,"B1": -0.016,"B2": 0.0019,"B3": -0.00007,"B4": 0.0000009,"B5": -0.000000004, "DTC": 3, "FD": 1, "A": -3.47, "B": -0.0594, "C0": 1, "C1": 0, "C2": 0.912848952156834, "C3": 0.0582212364987667, "C4": 1, "C5": 0, "C6": 1, "C7": 0}

## Martin Ruiz
Angle | 0.15 |  |  | Angle | 0.05 | Inverted pyramids imprint |  |  |  |  | Angle | 0.08 | Pyramid imprint |  | Angle | 0.08 | Albarino P
0 | 1 | 1 |  | 0 | 1 | 1 | 0 |  |  |  | 0 | 1 | 1 |  | 0 | 1 | 1
1 | 1 |  |  | 1 | 1 |  | 6.2881e-12 |  |  |  | 1 | 1 |  |  | 1 | 1
2 | 0.99999 |  |  | 2 | 1 |  | 2.5266e-11 |  |  |  | 2 | 1 |  |  | 2 | 1
3 | 0.99999 |  |  | 3 | 1 |  | 5.7276e-11 |  |  |  | 3 | 1 |  |  | 3 | 1
4 | 0.99998 |  |  | 4 | 1 |  | 1.029e-10 |  |  |  | 4 | 1 |  |  | 4 | 1
5 | 0.99997 |  |  | 5 | 1 |  | 1.6299e-10 |  |  |  | 5 | 1 |  |  | 5 | 1
6 | 0.99995 |  |  | 6 | 1 |  | 2.3866e-10 |  |  |  | 6 | 1 |  |  | 6 | 1
7 | 0.99994 |  |  | 7 | 1 |  | 3.3136e-10 |  |  |  | 7 | 1 |  |  | 7 | 1
8 | 0.99991 |  |  | 8 | 1 |  | 4.4288e-10 |  |  |  | 8 | 1 |  |  | 8 | 1
9 | 0.99989 |  |  | 9 | 1 |  | 5.7547e-10 |  |  |  | 9 | 1 |  |  | 9 | 1
10 | 0.99986 | 0.99973 |  | 10 | 1 | 1.0019 | 7.3183e-10 |  |  |  | 10 | 1 | 1.0019 |  | 10 | 1 | 1
11 | 0.99983 |  |  | 11 | 1 |  | 9.1527e-10 |  |  |  | 11 | 1 |  |  | 11 | 1
12 | 0.9998 |  |  | 12 | 1 |  | 1.1298e-09 |  |  |  | 12 | 1 |  |  | 12 | 1
13 | 0.99976 |  |  | 13 | 1 |  | 1.3802e-09 |  |  |  | 13 | 1 |  |  | 13 | 1
14 | 0.99972 |  |  | 14 | 1 |  | 1.6724e-09 |  |  |  | 14 | 1 |  |  | 14 | 1
15 | 0.99968 | 0.99935 |  | 15 | 1 | 0.99804 | 2.0134e-09 |  |  |  | 15 | 1 | 0.99804 |  | 15 | 1 | 1
16 | 0.99962 |  |  | 16 | 1 |  | 2.4117e-09 |  |  |  | 16 | 1 |  |  | 16 | 1
17 | 0.99957 |  |  | 17 | 1 |  | 2.8779e-09 |  |  |  | 17 | 1 |  |  | 17 | 1
18 | 0.99951 |  |  | 18 | 1 |  | 3.4245e-09 | y = -6E-09x5 + 1E-06x4 - 9E-05x3 + 0.0028x2 - 0.0321x + 1.0905 |  |  | 18 | 1 |  |  | 18 | 1
19 | 0.99944 |  | y = -3E-09x5 + 5E-07x4 - 3E-05x3 + 0.0009x2 - 0.0094x + 1.0249 | 19 | 1 |  | 4.067e-09 |  |  |  | 19 | 1 |  |  | 19 | 1
20 | 0.99937 | 0.99875 |  | 20 | 1 | 1.0025 | 4.8243e-09 | -6e-09 | 4437053125 | -26.6223 | 20 | 1 | 1.0025 | y = -6E-09x5 + 1E-06x4 - 9E-05x3 + 0.0028x2 - 0.0321x + 1.0901 | 20 | 1 | 1
21 | 0.99929 |  |  | 21 | 1 |  | 5.7196e-09 | 1e-06 | 52200625 | 52.2006 | 21 | 1 |  |  | 21 | 1 |  | y = -6E-09x5 + 1E-06x4 - 8E-05x3 + 0.0022x2 - 0.0251x + 1.069
22 | 0.9992 |  |  | 22 | 1 |  | 6.7815e-09 | -9e-05 | 614125 | -55.2713 | 22 | 0.99999 |  |  | 22 | 0.99999
23 | 0.99911 |  |  | 23 | 1 |  | 8.0452e-09 | 0.0028 | 7225 | 20.23 | 23 | 0.99999 |  |  | 23 | 0.99999
24 | 0.99901 |  |  | 24 | 1 |  | 9.5545e-09 | -0.0321 | 85 | -2.7285 | 24 | 0.99999 |  |  | 24 | 0.99999
25 | 0.99889 | 0.99785 |  | 25 | 1 | 0.99902 | 1.1364e-08 | 1.0905 | 1 | 1.0905 | 25 | 0.99999 | 0.99902 |  | 25 | 0.99999 | 0.998
26 | 0.99877 |  |  | 26 | 1 |  | 1.3541e-08 |  |  | -11.1009 | 26 | 0.99999 |  |  | 26 | 0.99999
27 | 0.99864 |  |  | 27 | 1 |  | 1.617e-08 |  |  |  | 27 | 0.99999 |  |  | 27 | 0.99999
28 | 0.99849 |  |  | 28 | 1 |  | 1.9359e-08 |  |  |  | 28 | 0.99999 |  |  | 28 | 0.99999
29 | 0.99833 |  |  | 29 | 1 |  | 2.3241e-08 |  |  |  | 29 | 0.99999 |  |  | 29 | 0.99999
30 | 0.99816 | 0.9965 |  | 30 | 1 | 1.0006 | 2.7986e-08 |  |  |  | 30 | 0.99998 | 1.0006 |  | 30 | 0.99998 | 0.996
31 | 0.99797 |  |  | 31 | 1 |  | 3.381e-08 |  |  |  | 31 | 0.99998 |  |  | 31 | 0.99998
32 | 0.99777 |  |  | 32 | 1 |  | 4.0986e-08 |  |  |  | 32 | 0.99998 |  |  | 32 | 0.99998
33 | 0.99754 |  |  | 33 | 1 |  | 4.9867e-08 |  |  |  | 33 | 0.99998 |  |  | 33 | 0.99998
34 | 0.99729 |  |  | 34 | 1 |  | 6.09e-08 |  |  |  | 34 | 0.99997 |  |  | 34 | 0.99997
35 | 0.99702 | 0.99447 |  | 35 | 1 | 0.99777 | 7.4664e-08 |  |  |  | 35 | 0.99997 | 0.99777 |  | 35 | 0.99997 | 0.993
36 | 0.99672 |  |  | 36 | 1 |  | 9.1904e-08 |  |  |  | 36 | 0.99996 |  |  | 36 | 0.99996
37 | 0.9964 |  |  | 37 | 1 |  | 1.1359e-07 |  |  |  | 37 | 0.99996 |  |  | 37 | 0.99996
38 | 0.99604 |  |  | 38 | 1 |  | 1.4097e-07 |  |  |  | 38 | 0.99995 |  |  | 38 | 0.99995
39 | 0.99564 |  |  | 39 | 1 |  | 1.7568e-07 |  |  |  | 39 | 0.99994 |  |  | 39 | 0.99994
40 | 0.99521 | 0.99139 |  | 40 | 1 | 1 | 2.1987e-07 |  |  |  | 40 | 0.99993 | 1 |  | 40 | 0.99993 | 0.99
41 | 0.99474 |  |  | 41 | 1 |  | 2.7634e-07 |  |  |  | 41 | 0.99992 |  |  | 41 | 0.99992
42 | 0.99421 |  |  | 42 | 1 |  | 3.4879e-07 |  |  |  | 42 | 0.99991 |  |  | 42 | 0.99991
43 | 0.99363 |  |  | 43 | 1 |  | 4.421e-07 |  |  |  | 43 | 0.9999 |  |  | 43 | 0.9999
44 | 0.993 |  |  | 44 | 1 |  | 5.6274e-07 |  |  |  | 44 | 0.99988 |  |  | 44 | 0.99988
45 | 0.99229 | 0.98664 |  | 45 | 1 | 1.001 | 7.1929e-07 |  |  |  | 45 | 0.99986 | 1.001 |  | 45 | 0.99986 | 0.985
46 | 0.99152 |  |  | 46 | 1 |  | 9.2322e-07 |  |  |  | 46 | 0.99983 |  |  | 46 | 0.99983
47 | 0.99066 |  |  | 47 | 1 |  | 1.1898e-06 |  |  |  | 47 | 0.99981 |  |  | 47 | 0.99981
48 | 0.98971 |  |  | 48 | 1 |  | 1.5397e-06 |  |  |  | 48 | 0.99977 |  |  | 48 | 0.99977
49 | 0.98865 |  |  | 49 | 1 |  | 2.0003e-06 |  |  |  | 49 | 0.99973 |  |  | 49 | 0.99973
50 | 0.98749 | 0.98 |  | 50 | 1 | 1 | 2.609e-06 |  |  |  | 50 | 0.99968 | 1 |  | 50 | 0.99968 | 0.98
51 | 0.98619 |  |  | 51 | 1 |  | 3.4161e-06 |  |  |  | 51 | 0.99962 |  |  | 51 | 0.99962
52 | 0.98475 |  |  | 52 | 1 |  | 4.4899e-06 |  |  |  | 52 | 0.99955 |  |  | 52 | 0.99955
53 | 0.98316 |  |  | 53 | 0.99999 |  | 5.9231e-06 |  |  |  | 53 | 0.99946 |  |  | 53 | 0.99946
54 | 0.98138 |  |  | 54 | 0.99999 |  | 7.8424e-06 |  |  |  | 54 | 0.99936 |  |  | 54 | 0.99936
55 | 0.9794 | 0.96744 |  | 55 | 0.99999 | 1 | 1.0421e-05 |  |  |  | 55 | 0.99923 | 1 |  | 55 | 0.99923 | 0.975
56 | 0.9772 |  |  | 56 | 0.99999 |  | 1.3895e-05 |  |  |  | 56 | 0.99908 |  |  | 56 | 0.99908
57 | 0.97475 |  |  | 57 | 0.99998 |  | 1.859e-05 |  |  |  | 57 | 0.9989 |  |  | 57 | 0.9989
58 | 0.97201 |  |  | 58 | 0.99998 |  | 2.4954e-05 |  |  |  | 58 | 0.99868 |  |  | 58 | 0.99868
59 | 0.96896 |  |  | 59 | 0.99997 |  | 3.3605e-05 |  |  |  | 59 | 0.9984 |  |  | 59 | 0.9984
60 | 0.96555 | 0.94844 |  | 60 | 0.99995 | 1 | 4.5398e-05 |  |  |  | 60 | 0.99807 | 0.99 |  | 60 | 0.99807 | 0.97
61 | 0.96175 |  |  | 61 | 0.99994 |  | 6.1515e-05 |  |  |  | 61 | 0.99767 |  |  | 61 | 0.99767
62 | 0.95749 |  |  | 62 | 0.99992 |  | 8.3601e-05 |  |  |  | 62 | 0.99718 |  |  | 62 | 0.99718
63 | 0.95273 |  |  | 63 | 0.99989 |  | 0.00011394 |  |  |  | 63 | 0.99657 |  |  | 63 | 0.99657
64 | 0.94741 |  |  | 64 | 0.99984 |  | 0.00015572 |  |  |  | 64 | 0.99583 |  |  | 64 | 0.99583
65 | 0.94144 | 0.93 |  | 65 | 0.99979 | 0.99 | 0.00021339 |  |  |  | 65 | 0.99493 | 0.98 |  | 65 | 0.99493 | 0.96
66 | 0.93476 |  |  | 66 | 0.99971 |  | 0.00029318 |  |  |  | 66 | 0.99381 |  |  | 66 | 0.99381
67 | 0.92727 |  |  | 67 | 0.9996 |  | 0.00040379 |  |  |  | 67 | 0.99244 |  |  | 67 | 0.99244
68 | 0.91887 |  |  | 68 | 0.99944 |  | 0.00055745 |  |  |  | 68 | 0.99075 |  |  | 68 | 0.99075
69 | 0.90945 |  |  | 69 | 0.99923 |  | 0.00077136 |  |  |  | 69 | 0.98867 |  |  | 69 | 0.98867
70 | 0.89887 | 0.87 |  | 70 | 0.99893 | 0.975 | 0.0010697 |  |  |  | 70 | 0.9861 | 0.975 |  | 70 | 0.9861 | 0.95
71 | 0.887 |  |  | 71 | 0.99851 |  | 0.0014865 |  |  |  | 71 | 0.98292 |  |  | 71 | 0.98292
72 | 0.87367 |  |  | 72 | 0.99793 |  | 0.0020697 |  |  |  | 72 | 0.97899 |  |  | 72 | 0.97899
73 | 0.8587 |  |  | 73 | 0.99711 |  | 0.0028873 |  |  |  | 73 | 0.97413 |  |  | 73 | 0.97413
74 | 0.84187 |  |  | 74 | 0.99596 |  | 0.004035 |  |  |  | 74 | 0.96811 |  |  | 74 | 0.96811
75 | 0.82296 | 0.82 |  | 75 | 0.99435 | 0.985 | 0.0056484 |  |  |  | 75 | 0.96065 | 0.97 |  | 75 | 0.96065 | 0.94
76 | 0.80169 |  |  | 76 | 0.99208 |  | 0.0079194 |  |  |  | 76 | 0.9514 |  |  | 76 | 0.9514
77 | 0.77779 |  |  | 77 | 0.98888 |  | 0.01112 |  |  |  | 77 | 0.93991 |  |  | 77 | 0.93991
78 | 0.7509 |  |  | 78 | 0.98436 |  | 0.015635 |  |  |  | 78 | 0.92565 |  |  | 78 | 0.92565
79 | 0.72066 |  |  | 79 | 0.97799 |  | 0.022012 |  |  |  | 79 | 0.90792 |  |  | 79 | 0.90792
80 | 0.68665 | 0.72 |  | 80 | 0.96898 | 0.99 | 0.031025 |  |  |  | 80 | 0.88589 | 0.96 |  | 80 | 0.88589 | 0.93
81 | 0.64839 |  |  | 81 | 0.95622 |  | 0.043775 |  |  |  | 81 | 0.8585 |  |  | 81 | 0.8585
82 | 0.60536 |  |  | 82 | 0.93818 |  | 0.061824 |  |  |  | 82 | 0.82442 |  |  | 82 | 0.82442
83 | 0.55694 |  |  | 83 | 0.91261 |  | 0.087389 |  |  |  | 83 | 0.78203 |  |  | 83 | 0.78203
84 | 0.50249 |  |  | 84 | 0.87638 |  | 0.12362 |  |  |  | 84 | 0.72927 |  |  | 84 | 0.72927
85 | 0.44124 | 0.52 |  | 85 | 0.82503 | 0.95 | 0.17497 |  |  |  | 85 | 0.6636 | 0.91 |  | 85 | 0.6636
86 | 0.37237 |  |  | 86 | 0.7522 |  | 0.2478 |  |  |  | 86 | 0.58187 |  |  | 86 | 0.58187
87 | 0.29492 |  |  | 87 | 0.64891 |  | 0.35109 |  |  |  | 87 | 0.48014 |  |  | 87 | 0.48014
88 | 0.20784 |  |  | 88 | 0.50242 |  | 0.49758 |  |  |  | 88 | 0.35354 |  |  | 88 | 0.35354
89 | 0.10998 |  |  | 89 | 0.29464 |  | 0.70536 |  |  |  | 89 | 0.196 |  |  | 89 | 0.196
90 | 4.4466e-16 |  |  | 90 | 1.2212e-15 |  | 1 |  |  |  | 90 | 7.7716e-16 |  |  | 90 | 7.7716e-16

## IAM Comparison
|  |  |  | Flatglass |  |  |  | Inverted pyramids imprint |  |  |  | Pyramid imprint |  |  |  | Alberino P
| Index | Time | Tamb | Power (W) | Effective_Irradiance (W/m2) | Efficiency (%) | PR (%) | Power (W) | Effective_Irradiance (W/m2) | Efficiency (%) | PR (%) | Power (W) | Effective_Irradiance (W/m2) | Efficiency (%) | PR (%) | Power (W) | Effective_Irradiance (W/m2) | Efficiency (%) | PR (%)
0 | 0 | 2019-01-01 | 4.59 | 0 | 0 | 0 | 0 | 0 | 0 | 0 | 0 | 0 | 0 | 0 | 0 | 0 | 0 | 0 | 0
1 | 1 | 2019-01-01 01:00 | 4.74 | 0 | 0 | 0 | 0 | 0 | 0 | 0 | 0 | 0 | 0 | 0 | 0 | 0 | 0 | 0 | 0
2 | 2 | 2019-01-01 02:00 | 4.9 | 0 | 0 | 0 | 0 | 0 | 0 | 0 | 0 | 0 | 0 | 0 | 0 | 0 | 0 | 0 | 0
3 | 3 | 2019-01-01 03:00 | 5.05 | 0 | 0 | 0 | 0 | 0 | 0 | 0 | 0 | 0 | 0 | 0 | 0 | 0 | 0 | 0 | 0
4 | 4 | 2019-01-01 04:00 | 4.81 | 0 | 0 | 0 | 0 | 0 | 0 | 0 | 0 | 0 | 0 | 0 | 0 | 0 | 0 | 0 | 0
5 | 5 | 2019-01-01 05:00 | 4.57 | 0 | 0 | 0 | 0 | 0 | 0 | 0 | 0 | 0 | 0 | 0 | 0 | 0 | 0 | 0 | 0
6 | 6 | 2019-01-01 06:00 | 4.33 | 0 | 0 | 0 | 0 | 0 | 0 | 0 | 0 | 0 | 0 | 0 | 0 | 0 | 0 | 0 | 0
7 | 7 | 2019-01-01 07:00 | 4.57 | 0 | 0 | 0 | 0 | 0 | 0 | 0 | 0 | 0 | 0 | 0 | 0 | 0 | 0 | 0 | 0
8 | 8 | 2019-01-01 08:00 | 4.81 | 0.02 | 1 | 20 | 136.5188 | 0.02 | 1 | 20 | 136.5188 | 0.03 | 2 | 15 | 102.3891 | 0.02 | 1 | 20 | 136.5188
9 | 9 | 2019-01-01 09:00 | 5.05 | 0.31 | 22 | 14.0909 | 96.1837 | 0.31 | 22 | 14.0909 | 96.1837 | 0.31 | 21 | 14.7619 | 100.7639 | 0.18 | 12 | 15 | 102.3891
10 | 10 | 2019-01-01 10:00 | 6.09 | 0.32 | 22 | 14.5455 | 99.2864 | 0.32 | 23 | 13.913 | 94.9696 | 0.32 | 23 | 13.913 | 94.9696 | 0.2 | 14 | 14.2857 | 97.5134
11 | 11 | 2019-01-01 11:00 | 7.13 | 2.77 | 190 | 14.5789 | 99.515 | 2.78 | 190 | 14.6316 | 99.8743 | 2.85 | 194 | 14.6907 | 100.278 | 2.35 | 161 | 14.5963 | 99.6333
12 | 12 | 2019-01-01 12:00 | 8.16 | 1.39 | 96 | 14.4792 | 98.8339 | 1.39 | 96 | 14.4792 | 98.8339 | 1.42 | 98 | 14.4898 | 98.9065 | 1.18 | 82 | 14.3902 | 98.2269
13 | 13 | 2019-01-01 13:00 | 7.9 | 0.63 | 44 | 14.3182 | 97.735 | 0.64 | 44 | 14.5455 | 99.2864 | 0.64 | 45 | 14.2222 | 97.08 | 0.44 | 31 | 14.1935 | 96.8843
14 | 14 | 2019-01-01 14:00 | 7.64 | 0.64 | 45 | 14.2222 | 97.08 | 0.65 | 45 | 14.4444 | 98.5969 | 0.64 | 45 | 14.2222 | 97.08 | 0.37 | 26 | 14.2308 | 97.1384
15 | 15 | 2019-01-01 15:00 | 7.38 | 0 | 0 | 0 | 0 | 0 | 0 | 0 | 0 | 0 | 0 | 0 | 0 | 0 | 0 | 0 | 0
16 | 16 | 2019-01-01 16:00 | 6.95 | 0 | 0 | 0 | 0 | 0 | 0 | 0 | 0 | 0 | 0 | 0 | 0 | 0 | 0 | 0 | 0
17 | 17 | 2019-01-01 17:00 | 6.53 | 0 | 0 | 0 | 0 | 0 | 0 | 0 | 0 | 0 | 0 | 0 | 0 | 0 | 0 | 0 | 0
18 | 18 | 2019-01-01 18:00 | 6.1 | 0 | 0 | 0 | 0 | 0 | 0 | 0 | 0 | 0 | 0 | 0 | 0 | 0 | 0 | 0 | 0
19 | 19 | 2019-01-01 19:00 | 5.78 | 0 | 0 | 0 | 0 | 0 | 0 | 0 | 0 | 0 | 0 | 0 | 0 | 0 | 0 | 0 | 0
20 | 20 | 2019-01-01 20:00 | 5.46 | 0 | 0 | 0 | 0 | 0 | 0 | 0 | 0 | 0 | 0 | 0 | 0 | 0 | 0 | 0 | 0
21 | 21 | 2019-01-01 21:00 | 5.13 | 0 | 0 | 0 | 0 | 0 | 0 | 0 | 0 | 0 | 0 | 0 | 0 | 0 | 0 | 0 | 0
22 | 22 | 2019-01-01 22:00 | 4.84 | 0 | 0 | 0 | 0 | 0 | 0 | 0 | 0 | 0 | 0 | 0 | 0 | 0 | 0 | 0 | 0
23 | 23 | 2019-01-01 23:00 | 4.56 | 0 | 0 | 0 | 0 | 0 | 0 | 0 | 0 | 0 | 0 | 0 | 0 | 0 | 0 | 0 | 0
24 | 24 | 2019-01-02 | 4.27 | 0 | 0 | 0 | 0 | 0 | 0 | 0 | 0 | 0 | 0 | 0 | 0 | 0 | 0 | 0 | 0
25 | 25 | 2019-01-02 01:00 | 4.54 | 0 | 0 | 0 | 0 | 0 | 0 | 0 | 0 | 0 | 0 | 0 | 0 | 0 | 0 | 0 | 0
26 | 26 | 2019-01-02 02:00 | 4.81 | 0 | 0 | 0 | 0 | 0 | 0 | 0 | 0 | 0 | 0 | 0 | 0 | 0 | 0 | 0 | 0
27 | 27 | 2019-01-02 03:00 | 5.08 | 0 | 0 | 0 | 0 | 0 | 0 | 0 | 0 | 0 | 0 | 0 | 0 | 0 | 0 | 0 | 0
28 | 28 | 2019-01-02 04:00 | 4.97 | 0 | 0 | 0 | 0 | 0 | 0 | 0 | 0 | 0 | 0 | 0 | 0 | 0 | 0 | 0 | 0
29 | 29 | 2019-01-02 05:00 | 4.87 | 0 | 0 | 0 | 0 | 0 | 0 | 0 | 0 | 0 | 0 | 0 | 0 | 0 | 0 | 0 | 0
30 | 30 | 2019-01-02 06:00 | 4.76 | 0 | 0 | 0 | 0 | 0 | 0 | 0 | 0 | 0 | 0 | 0 | 0 | 0 | 0 | 0 | 0
31 | 31 | 2019-01-02 07:00 | 5.01 | 0 | 0 | 0 | 0 | 0 | 0 | 0 | 0 | 0 | 0 | 0 | 0 | 0 | 0 | 0 | 0
32 | 32 | 2019-01-02 08:00 | 5.27 | 0 | 0 | 0 | 0 | 0 | 0 | 0 | 0 | 0 | 0 | 0 | 0 | 0 | 0 | 0 | 0
33 | 33 | 2019-01-02 09:00 | 5.52 | 0.7 | 48 | 14.5833 | 99.5449 | 0.71 | 49 | 14.4898 | 98.9065 | 0.72 | 50 | 14.4 | 98.2935 | 0.57 | 40 | 14.25 | 97.2696
34 | 34 | 2019-01-02 10:00 | 5.99 | 0 | 0 | 0 | 0 | 0 | 0 | 0 | 0 | 0 | 0 | 0 | 0 | 0 | 0 | 0 | 0
35 | 35 | 2019-01-02 11:00 | 6.46 | 0 | 0 | 0 | 0 | 0 | 0 | 0 | 0 | 0 | 0 | 0 | 0 | 0 | 0 | 0 | 0
36 | 36 | 2019-01-02 12:00 | 6.93 | 0.09 | 7 | 12.8571 | 87.7621 | 0.09 | 7 | 12.8571 | 87.7621 | 0.1 | 7 | 14.2857 | 97.5134 | 0.08 | 6 | 13.3333 | 91.0125
37 | 37 | 2019-01-02 13:00 | 7.34 | 0.07 | 5 | 14 | 95.5631 | 0.07 | 5 | 14 | 95.5631 | 0.07 | 5 | 14 | 95.5631 | 0.05 | 3 | 16.6667 | 113.7656
38 | 38 | 2019-01-02 14:00 | 7.74 | 0.02 | 1 | 20 | 136.5188 | 0.02 | 1 | 20 | 136.5188 | 0.02 | 1 | 20 | 136.5188 | 0.01 | 0 | 0 | 0
39 | 39 | 2019-01-02 15:00 | 8.14 | 0 | 0 | 0 | 0 | 0 | 0 | 0 | 0 | 0 | 0 | 0 | 0 | 0 | 0 | 0 | 0
40 | 40 | 2019-01-02 16:00 | 7.97 | 0 | 0 | 0 | 0 | 0 | 0 | 0 | 0 | 0 | 0 | 0 | 0 | 0 | 0 | 0 | 0
41 | 41 | 2019-01-02 17:00 | 7.8 | 0 | 0 | 0 | 0 | 0 | 0 | 0 | 0 | 0 | 0 | 0 | 0 | 0 | 0 | 0 | 0
42 | 42 | 2019-01-02 18:00 | 7.63 | 0 | 0 | 0 | 0 | 0 | 0 | 0 | 0 | 0 | 0 | 0 | 0 | 0 | 0 | 0 | 0
43 | 43 | 2019-01-02 19:00 | 7.64 | 0 | 0 | 0 | 0 | 0 | 0 | 0 | 0 | 0 | 0 | 0 | 0 | 0 | 0 | 0 | 0
44 | 44 | 2019-01-02 20:00 | 7.65 | 0 | 0 | 0 | 0 | 0 | 0 | 0 | 0 | 0 | 0 | 0 | 0 | 0 | 0 | 0 | 0
45 | 45 | 2019-01-02 21:00 | 7.65 | 0 | 0 | 0 | 0 | 0 | 0 | 0 | 0 | 0 | 0 | 0 | 0 | 0 | 0 | 0 | 0
46 | 46 | 2019-01-02 22:00 | 7.63 | 0 | 0 | 0 | 0 | 0 | 0 | 0 | 0 | 0 | 0 | 0 | 0 | 0 | 0 | 0 | 0
47 | 47 | 2019-01-02 23:00 | 7.6 | 0 | 0 | 0 | 0 | 0 | 0 | 0 | 0 | 0 | 0 | 0 | 0 | 0 | 0 | 0 | 0
48 | 48 | 2019-01-03 | 7.58 | 0 | 0 | 0 | 0 | 0 | 0 | 0 | 0 | 0 | 0 | 0 | 0 | 0 | 0 | 0 | 0
49 | 49 | 2019-01-03 01:00 | 7.29 | 0 | 0 | 0 | 0 | 0 | 0 | 0 | 0 | 0 | 0 | 0 | 0 | 0 | 0 | 0 | 0
50 | 50 | 2019-01-03 02:00 | 6.99 | 0 | 0 | 0 | 0 | 0 | 0 | 0 | 0 | 0 | 0 | 0 | 0 | 0 | 0 | 0 | 0
51 | 51 | 2019-01-03 03:00 | 6.7 | 0 | 0 | 0 | 0 | 0 | 0 | 0 | 0 | 0 | 0 | 0 | 0 | 0 | 0 | 0 | 0
52 | 52 | 2019-01-03 04:00 | 6.62 | 0 | 0 | 0 | 0 | 0 | 0 | 0 | 0 | 0 | 0 | 0 | 0 | 0 | 0 | 0 | 0
53 | 53 | 2019-01-03 05:00 | 6.55 | 0 | 0 | 0 | 0 | 0 | 0 | 0 | 0 | 0 | 0 | 0 | 0 | 0 | 0 | 0 | 0
54 | 54 | 2019-01-03 06:00 | 6.47 | 0 | 0 | 0 | 0 | 0 | 0 | 0 | 0 | 0 | 0 | 0 | 0 | 0 | 0 | 0 | 0
55 | 55 | 2019-01-03 07:00 | 6.44 | 0 | 0 | 0 | 0 | 0 | 0 | 0 | 0 | 0 | 0 | 0 | 0 | 0 | 0 | 0 | 0
56 | 56 | 2019-01-03 08:00 | 6.42 | 0.02 | 1 | 20 | 136.5188 | 0.02 | 1 | 20 | 136.5188 | 0.03 | 2 | 15 | 102.3891 | 0.02 | 1 | 20 | 136.5188
57 | 57 | 2019-01-03 09:00 | 6.39 | 0.43 | 30 | 14.3333 | 97.8385 | 0.44 | 31 | 14.1935 | 96.8843 | 0.43 | 30 | 14.3333 | 97.8385 | 0.25 | 18 | 13.8889 | 94.8047
58 | 58 | 2019-01-03 10:00 | 6.56 | 0.5 | 35 | 14.2857 | 97.5134 | 0.5 | 35 | 14.2857 | 97.5134 | 0.51 | 36 | 14.1667 | 96.7008 | 0.32 | 23 | 13.913 | 94.9696
59 | 59 | 2019-01-03 11:00 | 6.74 | 0.54 | 37 | 14.5946 | 99.6218 | 0.54 | 38 | 14.2105 | 97.0002 | 0.55 | 38 | 14.4737 | 98.7965 | 0.45 | 31 | 14.5161 | 99.0862
60 | 60 | 2019-01-03 12:00 | 6.91 | 3.41 | 231 | 14.7619 | 100.7639 | 3.42 | 232 | 14.7414 | 100.6237 | 3.5 | 238 | 14.7059 | 100.3814 | 2.95 | 202 | 14.604 | 99.6857
61 | 61 | 2019-01-03 13:00 | 6.82 | 2.11 | 144 | 14.6528 | 100.019 | 2.12 | 144 | 14.7222 | 100.493 | 2.15 | 146 | 14.726 | 100.519 | 1.52 | 105 | 14.4762 | 98.8136
62 | 62 | 2019-01-03 14:00 | 6.72 | 1.3 | 89 | 14.6067 | 99.7047 | 1.31 | 90 | 14.5556 | 99.3553 | 1.3 | 89 | 14.6067 | 99.7047 | 0.76 | 53 | 14.3396 | 97.8814
63 | 63 | 2019-01-03 15:00 | 6.62 | 0 | 0 | 0 | 0 | 0 | 0 | 0 | 0 | 0 | 0 | 0 | 0 | 0 | 0 | 0 | 0
64 | 64 | 2019-01-03 16:00 | 6.29 | 0 | 0 | 0 | 0 | 0 | 0 | 0 | 0 | 0 | 0 | 0 | 0 | 0 | 0 | 0 | 0
65 | 65 | 2019-01-03 17:00 | 5.96 | 0 | 0 | 0 | 0 | 0 | 0 | 0 | 0 | 0 | 0 | 0 | 0 | 0 | 0 | 0 | 0
66 | 66 | 2019-01-03 18:00 | 5.63 | 0 | 0 | 0 | 0 | 0 | 0 | 0 | 0 | 0 | 0 | 0 | 0 | 0 | 0 | 0 | 0
67 | 67 | 2019-01-03 19:00 | 5.41 | 0 | 0 | 0 | 0 | 0 | 0 | 0 | 0 | 0 | 0 | 0 | 0 | 0 | 0 | 0 | 0
68 | 68 | 2019-01-03 20:00 | 5.19 | 0 | 0 | 0 | 0 | 0 | 0 | 0 | 0 | 0 | 0 | 0 | 0 | 0 | 0 | 0 | 0
69 | 69 | 2019-01-03 21:00 | 4.96 | 0 | 0 | 0 | 0 | 0 | 0 | 0 | 0 | 0 | 0 | 0 | 0 | 0 | 0 | 0 | 0
70 | 70 | 2019-01-03 22:00 | 4.67 | 0 | 0 | 0 | 0 | 0 | 0 | 0 | 0 | 0 | 0 | 0 | 0 | 0 | 0 | 0 | 0
71 | 71 | 2019-01-03 23:00 | 4.38 | 0 | 0 | 0 | 0 | 0 | 0 | 0 | 0 | 0 | 0 | 0 | 0 | 0 | 0 | 0 | 0
72 | 72 | 2019-01-04 | 4.09 | 0 | 0 | 0 | 0 | 0 | 0 | 0 | 0 | 0 | 0 | 0 | 0 | 0 | 0 | 0 | 0
73 | 73 | 2019-01-04 01:00 | 4.41 | 0 | 0 | 0 | 0 | 0 | 0 | 0 | 0 | 0 | 0 | 0 | 0 | 0 | 0 | 0 | 0
74 | 74 | 2019-01-04 02:00 | 4.72 | 0 | 0 | 0 | 0 | 0 | 0 | 0 | 0 | 0 | 0 | 0 | 0 | 0 | 0 | 0 | 0
75 | 75 | 2019-01-04 03:00 | 5.04 | 0 | 0 | 0 | 0 | 0 | 0 | 0 | 0 | 0 | 0 | 0 | 0 | 0 | 0 | 0 | 0
76 | 76 | 2019-01-04 04:00 | 5.34 | 0 | 0 | 0 | 0 | 0 | 0 | 0 | 0 | 0 | 0 | 0 | 0 | 0 | 0 | 0 | 0
77 | 77 | 2019-01-04 05:00 | 5.64 | 0 | 0 | 0 | 0 | 0 | 0 | 0 | 0 | 0 | 0 | 0 | 0 | 0 | 0 | 0 | 0
78 | 78 | 2019-01-04 06:00 | 5.94 | 0 | 0 | 0 | 0 | 0 | 0 | 0 | 0 | 0 | 0 | 0 | 0 | 0 | 0 | 0 | 0
79 | 79 | 2019-01-04 07:00 | 6.26 | 0 | 0 | 0 | 0 | 0 | 0 | 0 | 0 | 0 | 0 | 0 | 0 | 0 | 0 | 0 | 0
80 | 80 | 2019-01-04 08:00 | 6.58 | 0.04 | 3 | 13.3333 | 91.0125 | 0.04 | 3 | 13.3333 | 91.0125 | 0.06 | 4 | 15 | 102.3891 | 0.04 | 3 | 13.3333 | 91.0125
81 | 81 | 2019-01-04 09:00 | 6.9 | 0 | 0 | 0 | 0 | 0 | 0 | 0 | 0 | 0 | 0 | 0 | 0 | 0 | 0 | 0 | 0
82 | 82 | 2019-01-04 10:00 | 7.22 | 0.02 | 1 | 20 | 136.5188 | 0.02 | 1 | 20 | 136.5188 | 0.02 | 1 | 20 | 136.5188 | 0.01 | 1 | 10 | 68.2594
83 | 83 | 2019-01-04 11:00 | 7.54 | 0.3 | 21 | 14.2857 | 97.5134 | 0.3 | 21 | 14.2857 | 97.5134 | 0.3 | 22 | 13.6364 | 93.081 | 0.25 | 18 | 13.8889 | 94.8047
84 | 84 | 2019-01-04 12:00 | 7.85 | 0 | 0 | 0 | 0 | 0 | 0 | 0 | 0 | 0 | 0 | 0 | 0 | 0 | 0 | 0 | 0
85 | 85 | 2019-01-04 13:00 | 7.57 | 0 | 0 | 0 | 0 | 0 | 0 | 0 | 0 | 0 | 0 | 0 | 0 | 0 | 0 | 0 | 0
86 | 86 | 2019-01-04 14:00 | 7.28 | 0.02 | 1 | 20 | 136.5188 | 0.02 | 1 | 20 | 136.5188 | 0.02 | 1 | 20 | 136.5188 | 0.01 | 0 | 0 | 0
87 | 87 | 2019-01-04 15:00 | 6.99 | 0.06 | 4 | 15 | 102.3891 | 0.06 | 4 | 15 | 102.3891 | 0.06 | 4 | 15 | 102.3891 | 0.04 | 2 | 20 | 136.5188
88 | 88 | 2019-01-04 16:00 | 6.72 | 0 | 0 | 0 | 0 | 0 | 0 | 0 | 0 | 0 | 0 | 0 | 0 | 0 | 0 | 0 | 0
89 | 89 | 2019-01-04 17:00 | 6.45 | 0 | 0 | 0 | 0 | 0 | 0 | 0 | 0 | 0 | 0 | 0 | 0 | 0 | 0 | 0 | 0
90 | 90 | 2019-01-04 18:00 | 6.17 | 0 | 0 | 0 | 0 | 0 | 0 | 0 | 0 | 0 | 0 | 0 | 0 | 0 | 0 | 0 | 0
91 | 91 | 2019-01-04 19:00 | 6 | 0 | 0 | 0 | 0 | 0 | 0 | 0 | 0 | 0 | 0 | 0 | 0 | 0 | 0 | 0 | 0
92 | 92 | 2019-01-04 20:00 | 5.83 | 0 | 0 | 0 | 0 | 0 | 0 | 0 | 0 | 0 | 0 | 0 | 0 | 0 | 0 | 0 | 0
93 | 93 | 2019-01-04 21:00 | 5.66 | 0 | 0 | 0 | 0 | 0 | 0 | 0 | 0 | 0 | 0 | 0 | 0 | 0 | 0 | 0 | 0
94 | 94 | 2019-01-04 22:00 | 5.63 | 0 | 0 | 0 | 0 | 0 | 0 | 0 | 0 | 0 | 0 | 0 | 0 | 0 | 0 | 0 | 0
95 | 95 | 2019-01-04 23:00 | 5.59 | 0 | 0 | 0 | 0 | 0 | 0 | 0 | 0 | 0 | 0 | 0 | 0 | 0 | 0 | 0 | 0
96 | 96 | 2019-01-05 | 5.56 | 0 | 0 | 0 | 0 | 0 | 0 | 0 | 0 | 0 | 0 | 0 | 0 | 0 | 0 | 0 | 0
97 | 97 | 2019-01-05 01:00 | 5.37 | 0 | 0 | 0 | 0 | 0 | 0 | 0 | 0 | 0 | 0 | 0 | 0 | 0 | 0 | 0 | 0
98 | 98 | 2019-01-05 02:00 | 5.17 | 0 | 0 | 0 | 0 | 0 | 0 | 0 | 0 | 0 | 0 | 0 | 0 | 0 | 0 | 0 | 0
99 | 99 | 2019-01-05 03:00 | 4.98 | 0 | 0 | 0 | 0 | 0 | 0 | 0 | 0 | 0 | 0 | 0 | 0 | 0 | 0 | 0 | 0
100 | 100 | 2019-01-05 04:00 | 4.91 | 0 | 0 | 0 | 0 | 0 | 0 | 0 | 0 | 0 | 0 | 0 | 0 | 0 | 0 | 0 | 0
101 | 101 | 2019-01-05 05:00 | 4.84 | 0 | 0 | 0 | 0 | 0 | 0 | 0 | 0 | 0 | 0 | 0 | 0 | 0 | 0 | 0 | 0
102 | 102 | 2019-01-05 06:00 | 4.77 | 0 | 0 | 0 | 0 | 0 | 0 | 0 | 0 | 0 | 0 | 0 | 0 | 0 | 0 | 0 | 0
103 | 103 | 2019-01-05 07:00 | 5.08 | 0 | 0 | 0 | 0 | 0 | 0 | 0 | 0 | 0 | 0 | 0 | 0 | 0 | 0 | 0 | 0
104 | 104 | 2019-01-05 08:00 | 5.39 | 0 | 0 | 0 | 0 | 0 | 0 | 0 | 0 | 0 | 0 | 0 | 0 | 0 | 0 | 0 | 0
105 | 105 | 2019-01-05 09:00 | 5.7 | 0.11 | 8 | 13.75 | 93.8567 | 0.11 | 8 | 13.75 | 93.8567 | 0.11 | 8 | 13.75 | 93.8567 | 0.06 | 4 | 15 | 102.3891
106 | 106 | 2019-01-05 10:00 | 6.23 | 0 | 0 | 0 | 0 | 0 | 0 | 0 | 0 | 0 | 0 | 0 | 0 | 0 | 0 | 0 | 0
107 | 107 | 2019-01-05 11:00 | 6.77 | 0 | 0 | 0 | 0 | 0 | 0 | 0 | 0 | 0 | 0 | 0 | 0 | 0 | 0 | 0 | 0
108 | 108 | 2019-01-05 12:00 | 7.3 | 0 | 0 | 0 | 0 | 0 | 0 | 0 | 0 | 0 | 0 | 0 | 0 | 0 | 0 | 0 | 0
109 | 109 | 2019-01-05 13:00 | 7.09 | 0 | 0 | 0 | 0 | 0 | 0 | 0 | 0 | 0 | 0 | 0 | 0 | 0 | 0 | 0 | 0
110 | 110 | 2019-01-05 14:00 | 6.87 | 0 | 0 | 0 | 0 | 0 | 0 | 0 | 0 | 0 | 0 | 0 | 0 | 0 | 0 | 0 | 0
111 | 111 | 2019-01-05 15:00 | 6.65 | 0.02 | 1 | 20 | 136.5188 | 0.02 | 1 | 20 | 136.5188 | 0.02 | 1 | 20 | 136.5188 | 0.01 | 1 | 10 | 68.2594
112 | 112 | 2019-01-05 16:00 | 6.47 | 0 | 0 | 0 | 0 | 0 | 0 | 0 | 0 | 0 | 0 | 0 | 0 | 0 | 0 | 0 | 0
113 | 113 | 2019-01-05 17:00 | 6.29 | 0 | 0 | 0 | 0 | 0 | 0 | 0 | 0 | 0 | 0 | 0 | 0 | 0 | 0 | 0 | 0
114 | 114 | 2019-01-05 18:00 | 6.11 | 0 | 0 | 0 | 0 | 0 | 0 | 0 | 0 | 0 | 0 | 0 | 0 | 0 | 0 | 0 | 0
115 | 115 | 2019-01-05 19:00 | 6.01 | 0 | 0 | 0 | 0 | 0 | 0 | 0 | 0 | 0 | 0 | 0 | 0 | 0 | 0 | 0 | 0
116 | 116 | 2019-01-05 20:00 | 5.91 | 0 | 0 | 0 | 0 | 0 | 0 | 0 | 0 | 0 | 0 | 0 | 0 | 0 | 0 | 0 | 0
117 | 117 | 2019-01-05 21:00 | 5.8 | 0 | 0 | 0 | 0 | 0 | 0 | 0 | 0 | 0 | 0 | 0 | 0 | 0 | 0 | 0 | 0
118 | 118 | 2019-01-05 22:00 | 5.82 | 0 | 0 | 0 | 0 | 0 | 0 | 0 | 0 | 0 | 0 | 0 | 0 | 0 | 0 | 0 | 0
119 | 119 | 2019-01-05 23:00 | 5.84 | 0 | 0 | 0 | 0 | 0 | 0 | 0 | 0 | 0 | 0 | 0 | 0 | 0 | 0 | 0 | 0
120 | 120 | 2019-01-06 | 5.86 | 0 | 0 | 0 | 0 | 0 | 0 | 0 | 0 | 0 | 0 | 0 | 0 | 0 | 0 | 0 | 0
121 | 121 | 2019-01-06 01:00 | 5.73 | 0 | 0 | 0 | 0 | 0 | 0 | 0 | 0 | 0 | 0 | 0 | 0 | 0 | 0 | 0 | 0
122 | 122 | 2019-01-06 02:00 | 5.59 | 0 | 0 | 0 | 0 | 0 | 0 | 0 | 0 | 0 | 0 | 0 | 0 | 0 | 0 | 0 | 0
123 | 123 | 2019-01-06 03:00 | 5.46 | 0 | 0 | 0 | 0 | 0 | 0 | 0 | 0 | 0 | 0 | 0 | 0 | 0 | 0 | 0 | 0
124 | 124 | 2019-01-06 04:00 | 5.47 | 0 | 0 | 0 | 0 | 0 | 0 | 0 | 0 | 0 | 0 | 0 | 0 | 0 | 0 | 0 | 0
125 | 125 | 2019-01-06 05:00 | 5.48 | 0 | 0 | 0 | 0 | 0 | 0 | 0 | 0 | 0 | 0 | 0 | 0 | 0 | 0 | 0 | 0
126 | 126 | 2019-01-06 06:00 | 5.49 | 0 | 0 | 0 | 0 | 0 | 0 | 0 | 0 | 0 | 0 | 0 | 0 | 0 | 0 | 0 | 0
127 | 127 | 2019-01-06 07:00 | 5.76 | 0 | 0 | 0 | 0 | 0 | 0 | 0 | 0 | 0 | 0 | 0 | 0 | 0 | 0 | 0 | 0
128 | 128 | 2019-01-06 08:00 | 6.04 | 0.02 | 1 | 20 | 136.5188 | 0.02 | 1 | 20 | 136.5188 | 0.03 | 2 | 15 | 102.3891 | 0.02 | 1 | 20 | 136.5188
129 | 129 | 2019-01-06 09:00 | 6.31 | 0.04 | 3 | 13.3333 | 91.0125 | 0.04 | 3 | 13.3333 | 91.0125 | 0.04 | 3 | 13.3333 | 91.0125 | 0.02 | 1 | 20 | 136.5188
130 | 130 | 2019-01-06 10:00 | 6.65 | 0 | 0 | 0 | 0 | 0 | 0 | 0 | 0 | 0 | 0 | 0 | 0 | 0 | 0 | 0 | 0
131 | 131 | 2019-01-06 11:00 | 7 | 0.14 | 10 | 14 | 95.5631 | 0.14 | 10 | 14 | 95.5631 | 0.15 | 10 | 15 | 102.3891 | 0.12 | 9 | 13.3333 | 91.0125
132 | 132 | 2019-01-06 12:00 | 7.34 | 0 | 0 | 0 | 0 | 0 | 0 | 0 | 0 | 0 | 0 | 0 | 0 | 0 | 0 | 0 | 0
133 | 133 | 2019-01-06 13:00 | 6.51 | 0.22 | 15 | 14.6667 | 100.1138 | 0.22 | 15 | 14.6667 | 100.1138 | 0.22 | 16 | 13.75 | 93.8567 | 0.16 | 11 | 14.5455 | 99.2864
134 | 134 | 2019-01-06 14:00 | 5.68 | 0.07 | 5 | 14 | 95.5631 | 0.07 | 5 | 14 | 95.5631 | 0.07 | 5 | 14 | 95.5631 | 0.04 | 2 | 20 | 136.5188
135 | 135 | 2019-01-06 15:00 | 4.85 | 0.02 | 1 | 20 | 136.5188 | 0.02 | 1 | 20 | 136.5188 | 0.02 | 1 | 20 | 136.5188 | 0.01 | 1 | 10 | 68.2594
136 | 136 | 2019-01-06 16:00 | 4.62 | 0 | 0 | 0 | 0 | 0 | 0 | 0 | 0 | 0 | 0 | 0 | 0 | 0 | 0 | 0 | 0
137 | 137 | 2019-01-06 17:00 | 4.4 | 0 | 0 | 0 | 0 | 0 | 0 | 0 | 0 | 0 | 0 | 0 | 0 | 0 | 0 | 0 | 0
138 | 138 | 2019-01-06 18:00 | 4.17 | 0 | 0 | 0 | 0 | 0 | 0 | 0 | 0 | 0 | 0 | 0 | 0 | 0 | 0 | 0 | 0
139 | 139 | 2019-01-06 19:00 | 4.09 | 0 | 0 | 0 | 0 | 0 | 0 | 0 | 0 | 0 | 0 | 0 | 0 | 0 | 0 | 0 | 0
140 | 140 | 2019-01-06 20:00 | 4 | 0 | 0 | 0 | 0 | 0 | 0 | 0 | 0 | 0 | 0 | 0 | 0 | 0 | 0 | 0 | 0
141 | 141 | 2019-01-06 21:00 | 3.91 | 0 | 0 | 0 | 0 | 0 | 0 | 0 | 0 | 0 | 0 | 0 | 0 | 0 | 0 | 0 | 0
142 | 142 | 2019-01-06 22:00 | 4 | 0 | 0 | 0 | 0 | 0 | 0 | 0 | 0 | 0 | 0 | 0 | 0 | 0 | 0 | 0 | 0
143 | 143 | 2019-01-06 23:00 | 4.09 | 0 | 0 | 0 | 0 | 0 | 0 | 0 | 0 | 0 | 0 | 0 | 0 | 0 | 0 | 0 | 0
144 | 144 | 2019-01-07 | 4.18 | 0 | 0 | 0 | 0 | 0 | 0 | 0 | 0 | 0 | 0 | 0 | 0 | 0 | 0 | 0 | 0
145 | 145 | 2019-01-07 01:00 | 4.53 | 0 | 0 | 0 | 0 | 0 | 0 | 0 | 0 | 0 | 0 | 0 | 0 | 0 | 0 | 0 | 0
146 | 146 | 2019-01-07 02:00 | 4.87 | 0 | 0 | 0 | 0 | 0 | 0 | 0 | 0 | 0 | 0 | 0 | 0 | 0 | 0 | 0 | 0
147 | 147 | 2019-01-07 03:00 | 5.22 | 0 | 0 | 0 | 0 | 0 | 0 | 0 | 0 | 0 | 0 | 0 | 0 | 0 | 0 | 0 | 0
148 | 148 | 2019-01-07 04:00 | 5.24 | 0 | 0 | 0 | 0 | 0 | 0 | 0 | 0 | 0 | 0 | 0 | 0 | 0 | 0 | 0 | 0
149 | 149 | 2019-01-07 05:00 | 5.25 | 0 | 0 | 0 | 0 | 0 | 0 | 0 | 0 | 0 | 0 | 0 | 0 | 0 | 0 | 0 | 0
150 | 150 | 2019-01-07 06:00 | 5.27 | 0 | 0 | 0 | 0 | 0 | 0 | 0 | 0 | 0 | 0 | 0 | 0 | 0 | 0 | 0 | 0
151 | 151 | 2019-01-07 07:00 | 5.39 | 0 | 0 | 0 | 0 | 0 | 0 | 0 | 0 | 0 | 0 | 0 | 0 | 0 | 0 | 0 | 0
152 | 152 | 2019-01-07 08:00 | 5.52 | 0.02 | 1 | 20 | 136.5188 | 0.02 | 1 | 20 | 136.5188 | 0.03 | 2 | 15 | 102.3891 | 0.02 | 1 | 20 | 136.5188
153 | 153 | 2019-01-07 09:00 | 5.64 | 0.18 | 13 | 13.8462 | 94.513 | 0.19 | 13 | 14.6154 | 99.7637 | 0.18 | 13 | 13.8462 | 94.513 | 0.11 | 7 | 15.7143 | 107.2647
154 | 154 | 2019-01-07 10:00 | 5.67 | 0.09 | 6 | 15 | 102.3891 | 0.09 | 7 | 12.8571 | 87.7621 | 0.09 | 7 | 12.8571 | 87.7621 | 0.06 | 4 | 15 | 102.3891
155 | 155 | 2019-01-07 11:00 | 5.7 | 0.3 | 21 | 14.2857 | 97.5134 | 0.3 | 21 | 14.2857 | 97.5134 | 0.31 | 22 | 14.0909 | 96.1837 | 0.25 | 18 | 13.8889 | 94.8047
156 | 156 | 2019-01-07 12:00 | 5.72 | 0 | 0 | 0 | 0 | 0 | 0 | 0 | 0 | 0 | 0 | 0 | 0 | 0 | 0 | 0 | 0
157 | 157 | 2019-01-07 13:00 | 5.7 | 0 | 0 | 0 | 0 | 0 | 0 | 0 | 0 | 0 | 0 | 0 | 0 | 0 | 0 | 0 | 0
158 | 158 | 2019-01-07 14:00 | 5.67 | 0 | 0 | 0 | 0 | 0 | 0 | 0 | 0 | 0 | 0 | 0 | 0 | 0 | 0 | 0 | 0
159 | 159 | 2019-01-07 15:00 | 5.65 | 0 | 0 | 0 | 0 | 0 | 0 | 0 | 0 | 0 | 0 | 0 | 0 | 0 | 0 | 0 | 0
160 | 160 | 2019-01-07 16:00 | 6.27 | 0 | 0 | 0 | 0 | 0 | 0 | 0 | 0 | 0 | 0 | 0 | 0 | 0 | 0 | 0 | 0
161 | 161 | 2019-01-07 17:00 | 6.9 | 0 | 0 | 0 | 0 | 0 | 0 | 0 | 0 | 0 | 0 | 0 | 0 | 0 | 0 | 0 | 0
162 | 162 | 2019-01-07 18:00 | 7.52 | 0 | 0 | 0 | 0 | 0 | 0 | 0 | 0 | 0 | 0 | 0 | 0 | 0 | 0 | 0 | 0
163 | 163 | 2019-01-07 19:00 | 6.56 | 0 | 0 | 0 | 0 | 0 | 0 | 0 | 0 | 0 | 0 | 0 | 0 | 0 | 0 | 0 | 0
164 | 164 | 2019-01-07 20:00 | 5.6 | 0 | 0 | 0 | 0 | 0 | 0 | 0 | 0 | 0 | 0 | 0 | 0 | 0 | 0 | 0 | 0
165 | 165 | 2019-01-07 21:00 | 4.64 | 0 | 0 | 0 | 0 | 0 | 0 | 0 | 0 | 0 | 0 | 0 | 0 | 0 | 0 | 0 | 0
166 | 166 | 2019-01-07 22:00 | 4.36 | 0 | 0 | 0 | 0 | 0 | 0 | 0 | 0 | 0 | 0 | 0 | 0 | 0 | 0 | 0 | 0
167 | 167 | 2019-01-07 23:00 | 4.07 | 0 | 0 | 0 | 0 | 0 | 0 | 0 | 0 | 0 | 0 | 0 | 0 | 0 | 0 | 0 | 0
168 | 168 | 2019-01-08 | 3.79 | 0 | 0 | 0 | 0 | 0 | 0 | 0 | 0 | 0 | 0 | 0 | 0 | 0 | 0 | 0 | 0
169 | 169 | 2019-01-08 01:00 | 3.99 | 0 | 0 | 0 | 0 | 0 | 0 | 0 | 0 | 0 | 0 | 0 | 0 | 0 | 0 | 0 | 0
170 | 170 | 2019-01-08 02:00 | 4.18 | 0 | 0 | 0 | 0 | 0 | 0 | 0 | 0 | 0 | 0 | 0 | 0 | 0 | 0 | 0 | 0
171 | 171 | 2019-01-08 03:00 | 4.38 | 0 | 0 | 0 | 0 | 0 | 0 | 0 | 0 | 0 | 0 | 0 | 0 | 0 | 0 | 0 | 0
172 | 172 | 2019-01-08 04:00 | 4.07 | 0 | 0 | 0 | 0 | 0 | 0 | 0 | 0 | 0 | 0 | 0 | 0 | 0 | 0 | 0 | 0
173 | 173 | 2019-01-08 05:00 | 3.75 | 0 | 0 | 0 | 0 | 0 | 0 | 0 | 0 | 0 | 0 | 0 | 0 | 0 | 0 | 0 | 0
174 | 174 | 2019-01-08 06:00 | 3.44 | 0 | 0 | 0 | 0 | 0 | 0 | 0 | 0 | 0 | 0 | 0 | 0 | 0 | 0 | 0 | 0
175 | 175 | 2019-01-08 07:00 | 3.48 | 0 | 0 | 0 | 0 | 0 | 0 | 0 | 0 | 0 | 0 | 0 | 0 | 0 | 0 | 0 | 0
176 | 176 | 2019-01-08 08:00 | 3.52 | 0.08 | 6 | 13.3333 | 91.0125 | 0.08 | 6 | 13.3333 | 91.0125 | 0.12 | 8 | 15 | 102.3891 | 0.08 | 5 | 16 | 109.215
177 | 177 | 2019-01-08 09:00 | 3.56 | 0.64 | 44 | 14.5455 | 99.2864 | 0.65 | 45 | 14.4444 | 98.5969 | 0.64 | 44 | 14.5455 | 99.2864 | 0.38 | 26 | 14.6154 | 99.7637
178 | 178 | 2019-01-08 10:00 | 4.52 | 3.91 | 263 | 14.8669 | 101.4807 | 3.93 | 264 | 14.8864 | 101.6134 | 3.99 | 268 | 14.8881 | 101.625 | 2.67 | 182 | 14.6703 | 100.1388
179 | 179 | 2019-01-08 11:00 | 5.48 | 5.35 | 362 | 14.779 | 100.8806 | 5.36 | 363 | 14.7658 | 100.7907 | 5.5 | 372 | 14.7849 | 100.9211 | 4.64 | 316 | 14.6835 | 100.229
180 | 180 | 2019-01-08 12:00 | 6.44 | 4.84 | 329 | 14.7112 | 100.4181 | 4.86 | 330 | 14.7273 | 100.5275 | 4.98 | 338 | 14.7337 | 100.5715 | 4.28 | 292 | 14.6575 | 100.0514
181 | 181 | 2019-01-08 13:00 | 5.55 | 3.77 | 255 | 14.7843 | 100.9168 | 3.79 | 256 | 14.8047 | 101.0559 | 3.86 | 260 | 14.8462 | 101.3389 | 2.86 | 195 | 14.6667 | 100.1138
182 | 182 | 2019-01-08 14:00 | 4.66 | 1.56 | 106 | 14.717 | 100.4572 | 1.58 | 107 | 14.7664 | 100.7942 | 1.57 | 106 | 14.8113 | 101.1012 | 0.92 | 64 | 14.375 | 98.1229
183 | 183 | 2019-01-08 15:00 | 3.77 | 0.19 | 13 | 14.6154 | 99.7637 | 0.19 | 13 | 14.6154 | 99.7637 | 0.19 | 13 | 14.6154 | 99.7637 | 0.11 | 8 | 13.75 | 93.8567
184 | 184 | 2019-01-08 16:00 | 2.6 | 0 | 0 | 0 | 0 | 0 | 0 | 0 | 0 | 0 | 0 | 0 | 0 | 0 | 0 | 0 | 0
185 | 185 | 2019-01-08 17:00 | 1.44 | 0 | 0 | 0 | 0 | 0 | 0 | 0 | 0 | 0 | 0 | 0 | 0 | 0 | 0 | 0 | 0
186 | 186 | 2019-01-08 18:00 | 0.27 | 0 | 0 | 0 | 0 | 0 | 0 | 0 | 0 | 0 | 0 | 0 | 0 | 0 | 0 | 0 | 0
187 | 187 | 2019-01-08 19:00 | -0.36 | 0 | 0 | 0 | 0 | 0 | 0 | 0 | 0 | 0 | 0 | 0 | 0 | 0 | 0 | 0 | 0
188 | 188 | 2019-01-08 20:00 | -0.99 | 0 | 0 | 0 | 0 | 0 | 0 | 0 | 0 | 0 | 0 | 0 | 0 | 0 | 0 | 0 | 0
189 | 189 | 2019-01-08 21:00 | -1.63 | 0 | 0 | 0 | 0 | 0 | 0 | 0 | 0 | 0 | 0 | 0 | 0 | 0 | 0 | 0 | 0
190 | 190 | 2019-01-08 22:00 | -1.51 | 0 | 0 | 0 | 0 | 0 | 0 | 0 | 0 | 0 | 0 | 0 | 0 | 0 | 0 | 0 | 0
191 | 191 | 2019-01-08 23:00 | -1.39 | 0 | 0 | 0 | 0 | 0 | 0 | 0 | 0 | 0 | 0 | 0 | 0 | 0 | 0 | 0 | 0
192 | 192 | 2019-01-09 | -1.27 | 0 | 0 | 0 | 0 | 0 | 0 | 0 | 0 | 0 | 0 | 0 | 0 | 0 | 0 | 0 | 0
193 | 193 | 2019-01-09 01:00 | -0.87 | 0 | 0 | 0 | 0 | 0 | 0 | 0 | 0 | 0 | 0 | 0 | 0 | 0 | 0 | 0 | 0
194 | 194 | 2019-01-09 02:00 | -0.48 | 0 | 0 | 0 | 0 | 0 | 0 | 0 | 0 | 0 | 0 | 0 | 0 | 0 | 0 | 0 | 0
195 | 195 | 2019-01-09 03:00 | -0.08 | 0 | 0 | 0 | 0 | 0 | 0 | 0 | 0 | 0 | 0 | 0 | 0 | 0 | 0 | 0 | 0
196 | 196 | 2019-01-09 04:00 | -0.94 | 0 | 0 | 0 | 0 | 0 | 0 | 0 | 0 | 0 | 0 | 0 | 0 | 0 | 0 | 0 | 0
197 | 197 | 2019-01-09 05:00 | -1.81 | 0 | 0 | 0 | 0 | 0 | 0 | 0 | 0 | 0 | 0 | 0 | 0 | 0 | 0 | 0 | 0
198 | 198 | 2019-01-09 06:00 | -2.67 | 0 | 0 | 0 | 0 | 0 | 0 | 0 | 0 | 0 | 0 | 0 | 0 | 0 | 0 | 0 | 0
199 | 199 | 2019-01-09 07:00 | -1.48 | 0 | 0 | 0 | 0 | 0 | 0 | 0 | 0 | 0 | 0 | 0 | 0 | 0 | 0 | 0 | 0
200 | 200 | 2019-01-09 08:00 | -0.3 | 0.03 | 2 | 15 | 102.3891 | 0.04 | 2 | 20 | 136.5188 | 0.05 | 4 | 12.5 | 85.3242 | 0.05 | 4 | 12.5 | 85.3242
201 | 201 | 2019-01-09 09:00 | 0.89 | 1.04 | 70 | 14.8571 | 101.4139 | 1.05 | 71 | 14.7887 | 100.947 | 1.07 | 72 | 14.8611 | 101.441 | 0.87 | 59 | 14.7458 | 100.6537
202 | 202 | 2019-01-09 10:00 | 2.78 | 1.76 | 118 | 14.9153 | 101.8106 | 1.77 | 119 | 14.8739 | 101.5287 | 1.81 | 122 | 14.8361 | 101.2701 | 1.36 | 92 | 14.7826 | 100.9052
203 | 203 | 2019-01-09 11:00 | 4.67 | 1.7 | 115 | 14.7826 | 100.9052 | 1.7 | 115 | 14.7826 | 100.9052 | 1.8 | 121 | 14.876 | 101.5429 | 1.75 | 119 | 14.7059 | 100.3814
204 | 204 | 2019-01-09 12:00 | 6.55 | 2.55 | 173 | 14.7399 | 100.6135 | 2.56 | 174 | 14.7126 | 100.4276 | 2.64 | 179 | 14.7486 | 100.6731 | 2.34 | 159 | 14.717 | 100.4572
205 | 205 | 2019-01-09 13:00 | 6.54 | 0.6 | 42 | 14.2857 | 97.5134 | 0.6 | 42 | 14.2857 | 97.5134 | 0.64 | 45 | 14.2222 | 97.08 | 0.64 | 45 | 14.2222 | 97.08
206 | 206 | 2019-01-09 14:00 | 6.52 | 1.11 | 76 | 14.6053 | 99.6946 | 1.12 | 77 | 14.5455 | 99.2864 | 1.15 | 79 | 14.557 | 99.3649 | 0.87 | 61 | 14.2623 | 97.3536
207 | 207 | 2019-01-09 15:00 | 6.5 | 0.03 | 2 | 15 | 102.3891 | 0.03 | 2 | 15 | 102.3891 | 0.04 | 2 | 20 | 136.5188 | 0.04 | 2 | 20 | 136.5188
208 | 208 | 2019-01-09 16:00 | 6.08 | 0 | 0 | 0 | 0 | 0 | 0 | 0 | 0 | 0 | 0 | 0 | 0 | 0 | 0 | 0 | 0
209 | 209 | 2019-01-09 17:00 | 5.66 | 0 | 0 | 0 | 0 | 0 | 0 | 0 | 0 | 0 | 0 | 0 | 0 | 0 | 0 | 0 | 0
210 | 210 | 2019-01-09 18:00 | 5.24 | 0 | 0 | 0 | 0 | 0 | 0 | 0 | 0 | 0 | 0 | 0 | 0 | 0 | 0 | 0 | 0
211 | 211 | 2019-01-09 19:00 | 5.18 | 0 | 0 | 0 | 0 | 0 | 0 | 0 | 0 | 0 | 0 | 0 | 0 | 0 | 0 | 0 | 0
212 | 212 | 2019-01-09 20:00 | 5.11 | 0 | 0 | 0 | 0 | 0 | 0 | 0 | 0 | 0 | 0 | 0 | 0 | 0 | 0 | 0 | 0
213 | 213 | 2019-01-09 21:00 | 5.04 | 0 | 0 | 0 | 0 | 0 | 0 | 0 | 0 | 0 | 0 | 0 | 0 | 0 | 0 | 0 | 0
214 | 214 | 2019-01-09 22:00 | 5.37 | 0 | 0 | 0 | 0 | 0 | 0 | 0 | 0 | 0 | 0 | 0 | 0 | 0 | 0 | 0 | 0
215 | 215 | 2019-01-09 23:00 | 5.7 | 0 | 0 | 0 | 0 | 0 | 0 | 0 | 0 | 0 | 0 | 0 | 0 | 0 | 0 | 0 | 0
216 | 216 | 2019-01-10 | 6.03 | 0 | 0 | 0 | 0 | 0 | 0 | 0 | 0 | 0 | 0 | 0 | 0 | 0 | 0 | 0 | 0
217 | 217 | 2019-01-10 01:00 | 6.4 | 0 | 0 | 0 | 0 | 0 | 0 | 0 | 0 | 0 | 0 | 0 | 0 | 0 | 0 | 0 | 0
218 | 218 | 2019-01-10 02:00 | 6.76 | 0 | 0 | 0 | 0 | 0 | 0 | 0 | 0 | 0 | 0 | 0 | 0 | 0 | 0 | 0 | 0
219 | 219 | 2019-01-10 03:00 | 7.13 | 0 | 0 | 0 | 0 | 0 | 0 | 0 | 0 | 0 | 0 | 0 | 0 | 0 | 0 | 0 | 0
220 | 220 | 2019-01-10 04:00 | 7.13 | 0 | 0 | 0 | 0 | 0 | 0 | 0 | 0 | 0 | 0 | 0 | 0 | 0 | 0 | 0 | 0
221 | 221 | 2019-01-10 05:00 | 7.13 | 0 | 0 | 0 | 0 | 0 | 0 | 0 | 0 | 0 | 0 | 0 | 0 | 0 | 0 | 0 | 0
222 | 222 | 2019-01-10 06:00 | 7.13 | 0 | 0 | 0 | 0 | 0 | 0 | 0 | 0 | 0 | 0 | 0 | 0 | 0 | 0 | 0 | 0
223 | 223 | 2019-01-10 07:00 | 6.85 | 0 | 0 | 0 | 0 | 0 | 0 | 0 | 0 | 0 | 0 | 0 | 0 | 0 | 0 | 0 | 0
224 | 224 | 2019-01-10 08:00 | 6.57 | 0.2 | 14 | 14.2857 | 97.5134 | 0.21 | 15 | 14 | 95.5631 | 0.29 | 20 | 14.5 | 98.9761 | 0.21 | 15 | 14 | 95.5631
225 | 225 | 2019-01-10 09:00 | 6.29 | 1.62 | 110 | 14.7273 | 100.5275 | 1.65 | 112 | 14.7321 | 100.5607 | 1.59 | 108 | 14.7222 | 100.493 | 0.76 | 53 | 14.3396 | 97.8814
226 | 226 | 2019-01-10 10:00 | 7 | 2.86 | 194 | 14.7423 | 100.6298 | 2.88 | 195 | 14.7692 | 100.8139 | 2.85 | 193 | 14.7668 | 100.7975 | 1.41 | 98 | 14.3878 | 98.2099
227 | 227 | 2019-01-10 11:00 | 7.72 | 3.56 | 242 | 14.7107 | 100.4146 | 3.58 | 243 | 14.7325 | 100.5632 | 3.59 | 244 | 14.7131 | 100.4308 | 2.72 | 186 | 14.6237 | 99.8202
228 | 228 | 2019-01-10 12:00 | 8.43 | 3.56 | 242 | 14.7107 | 100.4146 | 3.57 | 243 | 14.6914 | 100.2823 | 3.6 | 245 | 14.6939 | 100.2995 | 2.86 | 196 | 14.5918 | 99.603
229 | 229 | 2019-01-10 13:00 | 8.24 | 2.84 | 194 | 14.6392 | 99.9261 | 2.86 | 194 | 14.7423 | 100.6298 | 2.87 | 195 | 14.7179 | 100.4638 | 1.93 | 133 | 14.5113 | 99.0531
230 | 230 | 2019-01-10 14:00 | 8.04 | 1.78 | 122 | 14.5902 | 99.5916 | 1.8 | 123 | 14.6341 | 99.8918 | 1.75 | 120 | 14.5833 | 99.5449 | 0.7 | 49 | 14.2857 | 97.5134
231 | 231 | 2019-01-10 15:00 | 7.85 | 0.16 | 11 | 14.5455 | 99.2864 | 0.17 | 12 | 14.1667 | 96.7008 | 0.16 | 12 | 13.3333 | 91.0125 | 0.12 | 9 | 13.3333 | 91.0125
232 | 232 | 2019-01-10 16:00 | 7.4 | 0 | 0 | 0 | 0 | 0 | 0 | 0 | 0 | 0 | 0 | 0 | 0 | 0 | 0 | 0 | 0
233 | 233 | 2019-01-10 17:00 | 6.95 | 0 | 0 | 0 | 0 | 0 | 0 | 0 | 0 | 0 | 0 | 0 | 0 | 0 | 0 | 0 | 0
234 | 234 | 2019-01-10 18:00 | 6.5 | 0 | 0 | 0 | 0 | 0 | 0 | 0 | 0 | 0 | 0 | 0 | 0 | 0 | 0 | 0 | 0
235 | 235 | 2019-01-10 19:00 | 6.37 | 0 | 0 | 0 | 0 | 0 | 0 | 0 | 0 | 0 | 0 | 0 | 0 | 0 | 0 | 0 | 0
236 | 236 | 2019-01-10 20:00 | 6.24 | 0 | 0 | 0 | 0 | 0 | 0 | 0 | 0 | 0 | 0 | 0 | 0 | 0 | 0 | 0 | 0
237 | 237 | 2019-01-10 21:00 | 6.1 | 0 | 0 | 0 | 0 | 0 | 0 | 0 | 0 | 0 | 0 | 0 | 0 | 0 | 0 | 0 | 0
238 | 238 | 2019-01-10 22:00 | 6.02 | 0 | 0 | 0 | 0 | 0 | 0 | 0 | 0 | 0 | 0 | 0 | 0 | 0 | 0 | 0 | 0
239 | 239 | 2019-01-10 23:00 | 5.93 | 0 | 0 | 0 | 0 | 0 | 0 | 0 | 0 | 0 | 0 | 0 | 0 | 0 | 0 | 0 | 0
240 | 240 | 2019-01-11 | 5.85 | 0 | 0 | 0 | 0 | 0 | 0 | 0 | 0 | 0 | 0 | 0 | 0 | 0 | 0 | 0 | 0
241 | 241 | 2019-01-11 01:00 | 5.45 | 0 | 0 | 0 | 0 | 0 | 0 | 0 | 0 | 0 | 0 | 0 | 0 | 0 | 0 | 0 | 0
242 | 242 | 2019-01-11 02:00 | 5.06 | 0 | 0 | 0 | 0 | 0 | 0 | 0 | 0 | 0 | 0 | 0 | 0 | 0 | 0 | 0 | 0
243 | 243 | 2019-01-11 03:00 | 4.66 | 0 | 0 | 0 | 0 | 0 | 0 | 0 | 0 | 0 | 0 | 0 | 0 | 0 | 0 | 0 | 0
244 | 244 | 2019-01-11 04:00 | 4.43 | 0 | 0 | 0 | 0 | 0 | 0 | 0 | 0 | 0 | 0 | 0 | 0 | 0 | 0 | 0 | 0
245 | 245 | 2019-01-11 05:00 | 4.2 | 0 | 0 | 0 | 0 | 0 | 0 | 0 | 0 | 0 | 0 | 0 | 0 | 0 | 0 | 0 | 0
246 | 246 | 2019-01-11 06:00 | 3.97 | 0 | 0 | 0 | 0 | 0 | 0 | 0 | 0 | 0 | 0 | 0 | 0 | 0 | 0 | 0 | 0
247 | 247 | 2019-01-11 07:00 | 4.36 | 0 | 0 | 0 | 0 | 0 | 0 | 0 | 0 | 0 | 0 | 0 | 0 | 0 | 0 | 0 | 0
248 | 248 | 2019-01-11 08:00 | 4.75 | 0.19 | 13 | 14.6154 | 99.7637 | 0.2 | 14 | 14.2857 | 97.5134 | 0.26 | 18 | 14.4444 | 98.5969 | 0.21 | 15 | 14 | 95.5631
249 | 249 | 2019-01-11 09:00 | 5.14 | 0.4 | 28 | 14.2857 | 97.5134 | 0.4 | 28 | 14.2857 | 97.5134 | 0.42 | 29 | 14.4828 | 98.8584 | 0.41 | 29 | 14.1379 | 96.5046
250 | 250 | 2019-01-11 10:00 | 5.25 | 0.58 | 40 | 14.5 | 98.9761 | 0.58 | 40 | 14.5 | 98.9761 | 0.62 | 43 | 14.4186 | 98.4205 | 0.62 | 43 | 14.4186 | 98.4205
251 | 251 | 2019-01-11 11:00 | 5.37 | 0.36 | 25 | 14.4 | 98.2935 | 0.36 | 25 | 14.4 | 98.2935 | 0.38 | 27 | 14.0741 | 96.0688 | 0.38 | 27 | 14.0741 | 96.0688
252 | 252 | 2019-01-11 12:00 | 5.48 | 0.33 | 23 | 14.3478 | 97.9374 | 0.33 | 23 | 14.3478 | 97.9374 | 0.35 | 25 | 14 | 95.5631 | 0.35 | 25 | 14 | 95.5631
253 | 253 | 2019-01-11 13:00 | 5.98 | 0.8 | 55 | 14.5455 | 99.2864 | 0.8 | 55 | 14.5455 | 99.2864 | 0.85 | 59 | 14.4068 | 98.3398 | 0.85 | 59 | 14.4068 | 98.3398
254 | 254 | 2019-01-11 14:00 | 6.47 | 0.71 | 49 | 14.4898 | 98.9065 | 0.72 | 50 | 14.4 | 98.2935 | 0.74 | 52 | 14.2308 | 97.1384 | 0.67 | 46 | 14.5652 | 99.4213
255 | 255 | 2019-01-11 15:00 | 6.96 | 0.07 | 5 | 14 | 95.5631 | 0.07 | 5 | 14 | 95.5631 | 0.07 | 5 | 14 | 95.5631 | 0.06 | 4 | 15 | 102.3891
256 | 256 | 2019-01-11 16:00 | 6.76 | 0 | 0 | 0 | 0 | 0 | 0 | 0 | 0 | 0 | 0 | 0 | 0 | 0 | 0 | 0 | 0
257 | 257 | 2019-01-11 17:00 | 6.57 | 0 | 0 | 0 | 0 | 0 | 0 | 0 | 0 | 0 | 0 | 0 | 0 | 0 | 0 | 0 | 0
258 | 258 | 2019-01-11 18:00 | 6.37 | 0 | 0 | 0 | 0 | 0 | 0 | 0 | 0 | 0 | 0 | 0 | 0 | 0 | 0 | 0 | 0
259 | 259 | 2019-01-11 19:00 | 6.16 | 0 | 0 | 0 | 0 | 0 | 0 | 0 | 0 | 0 | 0 | 0 | 0 | 0 | 0 | 0 | 0
260 | 260 | 2019-01-11 20:00 | 5.94 | 0 | 0 | 0 | 0 | 0 | 0 | 0 | 0 | 0 | 0 | 0 | 0 | 0 | 0 | 0 | 0
261 | 261 | 2019-01-11 21:00 | 5.72 | 0 | 0 | 0 | 0 | 0 | 0 | 0 | 0 | 0 | 0 | 0 | 0 | 0 | 0 | 0 | 0
262 | 262 | 2019-01-11 22:00 | 5.73 | 0 | 0 | 0 | 0 | 0 | 0 | 0 | 0 | 0 | 0 | 0 | 0 | 0 | 0 | 0 | 0
263 | 263 | 2019-01-11 23:00 | 5.75 | 0 | 0 | 0 | 0 | 0 | 0 | 0 | 0 | 0 | 0 | 0 | 0 | 0 | 0 | 0 | 0
264 | 264 | 2019-01-12 | 5.76 | 0 | 0 | 0 | 0 | 0 | 0 | 0 | 0 | 0 | 0 | 0 | 0 | 0 | 0 | 0 | 0
265 | 265 | 2019-01-12 01:00 | 5.73 | 0 | 0 | 0 | 0 | 0 | 0 | 0 | 0 | 0 | 0 | 0 | 0 | 0 | 0 | 0 | 0
266 | 266 | 2019-01-12 02:00 | 5.71 | 0 | 0 | 0 | 0 | 0 | 0 | 0 | 0 | 0 | 0 | 0 | 0 | 0 | 0 | 0 | 0
267 | 267 | 2019-01-12 03:00 | 5.68 | 0 | 0 | 0 | 0 | 0 | 0 | 0 | 0 | 0 | 0 | 0 | 0 | 0 | 0 | 0 | 0
268 | 268 | 2019-01-12 04:00 | 5.58 | 0 | 0 | 0 | 0 | 0 | 0 | 0 | 0 | 0 | 0 | 0 | 0 | 0 | 0 | 0 | 0
269 | 269 | 2019-01-12 05:00 | 5.49 | 0 | 0 | 0 | 0 | 0 | 0 | 0 | 0 | 0 | 0 | 0 | 0 | 0 | 0 | 0 | 0
270 | 270 | 2019-01-12 06:00 | 5.39 | 0 | 0 | 0 | 0 | 0 | 0 | 0 | 0 | 0 | 0 | 0 | 0 | 0 | 0 | 0 | 0
271 | 271 | 2019-01-12 07:00 | 5.46 | 0 | 0 | 0 | 0 | 0 | 0 | 0 | 0 | 0 | 0 | 0 | 0 | 0 | 0 | 0 | 0
272 | 272 | 2019-01-12 08:00 | 5.54 | 0.07 | 5 | 14 | 95.5631 | 0.08 | 5 | 16 | 109.215 | 0.1 | 7 | 14.2857 | 97.5134 | 0.08 | 6 | 13.3333 | 91.0125
273 | 273 | 2019-01-12 09:00 | 5.61 | 0.74 | 51 | 14.5098 | 99.043 | 0.75 | 52 | 14.4231 | 98.451 | 0.77 | 53 | 14.5283 | 99.1693 | 0.71 | 49 | 14.4898 | 98.9065
274 | 274 | 2019-01-12 10:00 | 5.81 | 2.08 | 141 | 14.7518 | 100.6947 | 2.09 | 142 | 14.7183 | 100.4663 | 2.17 | 147 | 14.7619 | 100.7639 | 1.84 | 125 | 14.72 | 100.4778
275 | 275 | 2019-01-12 11:00 | 6.01 | 1.36 | 93 | 14.6237 | 99.8202 | 1.36 | 93 | 14.6237 | 99.8202 | 1.43 | 97 | 14.7423 | 100.6298 | 1.35 | 92 | 14.6739 | 100.1632
276 | 276 | 2019-01-12 12:00 | 6.21 | 0.28 | 20 | 14 | 95.5631 | 0.28 | 20 | 14 | 95.5631 | 0.3 | 21 | 14.2857 | 97.5134 | 0.3 | 21 | 14.2857 | 97.5134
277 | 277 | 2019-01-12 13:00 | 6.06 | 0.41 | 29 | 14.1379 | 96.5046 | 0.41 | 29 | 14.1379 | 96.5046 | 0.44 | 30 | 14.6667 | 100.1138 | 0.44 | 30 | 14.6667 | 100.1138
278 | 278 | 2019-01-12 14:00 | 5.9 | 0.4 | 28 | 14.2857 | 97.5134 | 0.4 | 28 | 14.2857 | 97.5134 | 0.42 | 30 | 14 | 95.5631 | 0.42 | 30 | 14 | 95.5631
279 | 279 | 2019-01-12 15:00 | 5.74 | 0.16 | 12 | 13.3333 | 91.0125 | 0.17 | 12 | 14.1667 | 96.7008 | 0.17 | 12 | 14.1667 | 96.7008 | 0.17 | 12 | 14.1667 | 96.7008
280 | 280 | 2019-01-12 16:00 | 5.33 | 0 | 0 | 0 | 0 | 0 | 0 | 0 | 0 | 0 | 0 | 0 | 0 | 0 | 0 | 0 | 0
281 | 281 | 2019-01-12 17:00 | 4.92 | 0 | 0 | 0 | 0 | 0 | 0 | 0 | 0 | 0 | 0 | 0 | 0 | 0 | 0 | 0 | 0
282 | 282 | 2019-01-12 18:00 | 4.51 | 0 | 0 | 0 | 0 | 0 | 0 | 0 | 0 | 0 | 0 | 0 | 0 | 0 | 0 | 0 | 0
283 | 283 | 2019-01-12 19:00 | 4.41 | 0 | 0 | 0 | 0 | 0 | 0 | 0 | 0 | 0 | 0 | 0 | 0 | 0 | 0 | 0 | 0
284 | 284 | 2019-01-12 20:00 | 4.3 | 0 | 0 | 0 | 0 | 0 | 0 | 0 | 0 | 0 | 0 | 0 | 0 | 0 | 0 | 0 | 0
285 | 285 | 2019-01-12 21:00 | 4.19 | 0 | 0 | 0 | 0 | 0 | 0 | 0 | 0 | 0 | 0 | 0 | 0 | 0 | 0 | 0 | 0
286 | 286 | 2019-01-12 22:00 | 4.19 | 0 | 0 | 0 | 0 | 0 | 0 | 0 | 0 | 0 | 0 | 0 | 0 | 0 | 0 | 0 | 0
287 | 287 | 2019-01-12 23:00 | 4.2 | 0 | 0 | 0 | 0 | 0 | 0 | 0 | 0 | 0 | 0 | 0 | 0 | 0 | 0 | 0 | 0
288 | 288 | 2019-01-13 | 4.2 | 0 | 0 | 0 | 0 | 0 | 0 | 0 | 0 | 0 | 0 | 0 | 0 | 0 | 0 | 0 | 0
289 | 289 | 2019-01-13 01:00 | 4.44 | 0 | 0 | 0 | 0 | 0 | 0 | 0 | 0 | 0 | 0 | 0 | 0 | 0 | 0 | 0 | 0
290 | 290 | 2019-01-13 02:00 | 4.69 | 0 | 0 | 0 | 0 | 0 | 0 | 0 | 0 | 0 | 0 | 0 | 0 | 0 | 0 | 0 | 0
291 | 291 | 2019-01-13 03:00 | 4.93 | 0 | 0 | 0 | 0 | 0 | 0 | 0 | 0 | 0 | 0 | 0 | 0 | 0 | 0 | 0 | 0
292 | 292 | 2019-01-13 04:00 | 5.02 | 0 | 0 | 0 | 0 | 0 | 0 | 0 | 0 | 0 | 0 | 0 | 0 | 0 | 0 | 0 | 0
293 | 293 | 2019-01-13 05:00 | 5.11 | 0 | 0 | 0 | 0 | 0 | 0 | 0 | 0 | 0 | 0 | 0 | 0 | 0 | 0 | 0 | 0
294 | 294 | 2019-01-13 06:00 | 5.2 | 0 | 0 | 0 | 0 | 0 | 0 | 0 | 0 | 0 | 0 | 0 | 0 | 0 | 0 | 0 | 0
295 | 295 | 2019-01-13 07:00 | 5.24 | 0 | 0 | 0 | 0 | 0 | 0 | 0 | 0 | 0 | 0 | 0 | 0 | 0 | 0 | 0 | 0
296 | 296 | 2019-01-13 08:00 | 5.28 | 0.13 | 9 | 14.4444 | 98.5969 | 0.14 | 10 | 14 | 95.5631 | 0.18 | 12 | 15 | 102.3891 | 0.15 | 10 | 15 | 102.3891
297 | 297 | 2019-01-13 09:00 | 5.32 | 1.67 | 113 | 14.7788 | 100.8789 | 1.7 | 115 | 14.7826 | 100.9052 | 1.62 | 110 | 14.7273 | 100.5275 | 0.66 | 46 | 14.3478 | 97.9374
298 | 298 | 2019-01-13 10:00 | 5.51 | 0.46 | 32 | 14.375 | 98.1229 | 0.47 | 32 | 14.6875 | 100.256 | 0.49 | 34 | 14.4118 | 98.3738 | 0.47 | 33 | 14.2424 | 97.2179
299 | 299 | 2019-01-13 11:00 | 5.71 | 0.38 | 27 | 14.0741 | 96.0688 | 0.39 | 27 | 14.4444 | 98.5969 | 0.41 | 29 | 14.1379 | 96.5046 | 0.41 | 29 | 14.1379 | 96.5046
300 | 300 | 2019-01-13 12:00 | 5.9 | 1 | 69 | 14.4928 | 98.9266 | 1 | 69 | 14.4928 | 98.9266 | 1.06 | 73 | 14.5205 | 99.1164 | 1.05 | 72 | 14.5833 | 99.5449
301 | 301 | 2019-01-13 13:00 | 5.52 | 1.01 | 69 | 14.6377 | 99.9159 | 1.02 | 70 | 14.5714 | 99.4637 | 1.07 | 73 | 14.6575 | 100.0514 | 1 | 69 | 14.4928 | 98.9266
302 | 302 | 2019-01-13 14:00 | 5.14 | 0.59 | 41 | 14.3902 | 98.2269 | 0.6 | 41 | 14.6341 | 99.8918 | 0.63 | 43 | 14.6512 | 100.0079 | 0.6 | 41 | 14.6341 | 99.8918
303 | 303 | 2019-01-13 15:00 | 4.76 | 0.07 | 5 | 14 | 95.5631 | 0.07 | 5 | 14 | 95.5631 | 0.07 | 5 | 14 | 95.5631 | 0.07 | 5 | 14 | 95.5631
304 | 304 | 2019-01-13 16:00 | 4.31 | 0 | 0 | 0 | 0 | 0 | 0 | 0 | 0 | 0 | 0 | 0 | 0 | 0 | 0 | 0 | 0
305 | 305 | 2019-01-13 17:00 | 3.87 | 0 | 0 | 0 | 0 | 0 | 0 | 0 | 0 | 0 | 0 | 0 | 0 | 0 | 0 | 0 | 0
306 | 306 | 2019-01-13 18:00 | 3.42 | 0 | 0 | 0 | 0 | 0 | 0 | 0 | 0 | 0 | 0 | 0 | 0 | 0 | 0 | 0 | 0
307 | 307 | 2019-01-13 19:00 | 3.08 | 0 | 0 | 0 | 0 | 0 | 0 | 0 | 0 | 0 | 0 | 0 | 0 | 0 | 0 | 0 | 0
308 | 308 | 2019-01-13 20:00 | 2.73 | 0 | 0 | 0 | 0 | 0 | 0 | 0 | 0 | 0 | 0 | 0 | 0 | 0 | 0 | 0 | 0
309 | 309 | 2019-01-13 21:00 | 2.38 | 0 | 0 | 0 | 0 | 0 | 0 | 0 | 0 | 0 | 0 | 0 | 0 | 0 | 0 | 0 | 0
310 | 310 | 2019-01-13 22:00 | 2.1 | 0 | 0 | 0 | 0 | 0 | 0 | 0 | 0 | 0 | 0 | 0 | 0 | 0 | 0 | 0 | 0
311 | 311 | 2019-01-13 23:00 | 1.83 | 0 | 0 | 0 | 0 | 0 | 0 | 0 | 0 | 0 | 0 | 0 | 0 | 0 | 0 | 0 | 0
312 | 312 | 2019-01-14 | 1.55 | 0 | 0 | 0 | 0 | 0 | 0 | 0 | 0 | 0 | 0 | 0 | 0 | 0 | 0 | 0 | 0
313 | 313 | 2019-01-14 01:00 | 1.45 | 0 | 0 | 0 | 0 | 0 | 0 | 0 | 0 | 0 | 0 | 0 | 0 | 0 | 0 | 0 | 0
314 | 314 | 2019-01-14 02:00 | 1.35 | 0 | 0 | 0 | 0 | 0 | 0 | 0 | 0 | 0 | 0 | 0 | 0 | 0 | 0 | 0 | 0
315 | 315 | 2019-01-14 03:00 | 1.25 | 0 | 0 | 0 | 0 | 0 | 0 | 0 | 0 | 0 | 0 | 0 | 0 | 0 | 0 | 0 | 0
316 | 316 | 2019-01-14 04:00 | 1.11 | 0 | 0 | 0 | 0 | 0 | 0 | 0 | 0 | 0 | 0 | 0 | 0 | 0 | 0 | 0 | 0
317 | 317 | 2019-01-14 05:00 | 0.96 | 0 | 0 | 0 | 0 | 0 | 0 | 0 | 0 | 0 | 0 | 0 | 0 | 0 | 0 | 0 | 0
318 | 318 | 2019-01-14 06:00 | 0.82 | 0 | 0 | 0 | 0 | 0 | 0 | 0 | 0 | 0 | 0 | 0 | 0 | 0 | 0 | 0 | 0
319 | 319 | 2019-01-14 07:00 | 1.12 | 0 | 0 | 0 | 0 | 0 | 0 | 0 | 0 | 0 | 0 | 0 | 0 | 0 | 0 | 0 | 0
320 | 320 | 2019-01-14 08:00 | 1.42 | 0.06 | 4 | 15 | 102.3891 | 0.06 | 4 | 15 | 102.3891 | 0.08 | 5 | 16 | 109.215 | 0.08 | 5 | 16 | 109.215
321 | 321 | 2019-01-14 09:00 | 1.72 | 0.29 | 20 | 14.5 | 98.9761 | 0.29 | 20 | 14.5 | 98.9761 | 0.31 | 21 | 14.7619 | 100.7639 | 0.31 | 21 | 14.7619 | 100.7639
322 | 322 | 2019-01-14 10:00 | 2.4 | 0.47 | 32 | 14.6875 | 100.256 | 0.47 | 32 | 14.6875 | 100.256 | 0.5 | 34 | 14.7059 | 100.3814 | 0.5 | 34 | 14.7059 | 100.3814
323 | 323 | 2019-01-14 11:00 | 3.08 | 0.59 | 40 | 14.75 | 100.6826 | 0.59 | 40 | 14.75 | 100.6826 | 0.62 | 43 | 14.4186 | 98.4205 | 0.62 | 43 | 14.4186 | 98.4205
324 | 324 | 2019-01-14 12:00 | 3.76 | 0.94 | 64 | 14.6875 | 100.256 | 0.94 | 64 | 14.6875 | 100.256 | 1 | 68 | 14.7059 | 100.3814 | 1 | 68 | 14.7059 | 100.3814
325 | 325 | 2019-01-14 13:00 | 3.58 | 1.01 | 69 | 14.6377 | 99.9159 | 1.01 | 69 | 14.6377 | 99.9159 | 1.07 | 73 | 14.6575 | 100.0514 | 1.06 | 72 | 14.7222 | 100.493
326 | 326 | 2019-01-14 14:00 | 3.39 | 1.13 | 76 | 14.8684 | 101.4909 | 1.14 | 77 | 14.8052 | 101.0594 | 1.16 | 78 | 14.8718 | 101.514 | 0.83 | 57 | 14.5614 | 99.3952
327 | 327 | 2019-01-14 15:00 | 3.2 | 0.04 | 2 | 20 | 136.5188 | 0.04 | 3 | 13.3333 | 91.0125 | 0.04 | 2 | 20 | 136.5188 | 0.01 | 1 | 10 | 68.2594
328 | 328 | 2019-01-14 16:00 | 3.15 | 0 | 0 | 0 | 0 | 0 | 0 | 0 | 0 | 0 | 0 | 0 | 0 | 0 | 0 | 0 | 0
329 | 329 | 2019-01-14 17:00 | 3.11 | 0 | 0 | 0 | 0 | 0 | 0 | 0 | 0 | 0 | 0 | 0 | 0 | 0 | 0 | 0 | 0
330 | 330 | 2019-01-14 18:00 | 3.06 | 0 | 0 | 0 | 0 | 0 | 0 | 0 | 0 | 0 | 0 | 0 | 0 | 0 | 0 | 0 | 0
331 | 331 | 2019-01-14 19:00 | 2.86 | 0 | 0 | 0 | 0 | 0 | 0 | 0 | 0 | 0 | 0 | 0 | 0 | 0 | 0 | 0 | 0
332 | 332 | 2019-01-14 20:00 | 2.65 | 0 | 0 | 0 | 0 | 0 | 0 | 0 | 0 | 0 | 0 | 0 | 0 | 0 | 0 | 0 | 0
333 | 333 | 2019-01-14 21:00 | 2.44 | 0 | 0 | 0 | 0 | 0 | 0 | 0 | 0 | 0 | 0 | 0 | 0 | 0 | 0 | 0 | 0
334 | 334 | 2019-01-14 22:00 | 2.32 | 0 | 0 | 0 | 0 | 0 | 0 | 0 | 0 | 0 | 0 | 0 | 0 | 0 | 0 | 0 | 0
335 | 335 | 2019-01-14 23:00 | 2.2 | 0 | 0 | 0 | 0 | 0 | 0 | 0 | 0 | 0 | 0 | 0 | 0 | 0 | 0 | 0 | 0
336 | 336 | 2019-01-15 | 2.08 | 0 | 0 | 0 | 0 | 0 | 0 | 0 | 0 | 0 | 0 | 0 | 0 | 0 | 0 | 0 | 0
337 | 337 | 2019-01-15 01:00 | 1.98 | 0 | 0 | 0 | 0 | 0 | 0 | 0 | 0 | 0 | 0 | 0 | 0 | 0 | 0 | 0 | 0
338 | 338 | 2019-01-15 02:00 | 1.89 | 0 | 0 | 0 | 0 | 0 | 0 | 0 | 0 | 0 | 0 | 0 | 0 | 0 | 0 | 0 | 0
339 | 339 | 2019-01-15 03:00 | 1.79 | 0 | 0 | 0 | 0 | 0 | 0 | 0 | 0 | 0 | 0 | 0 | 0 | 0 | 0 | 0 | 0
340 | 340 | 2019-01-15 04:00 | 2 | 0 | 0 | 0 | 0 | 0 | 0 | 0 | 0 | 0 | 0 | 0 | 0 | 0 | 0 | 0 | 0
341 | 341 | 2019-01-15 05:00 | 2.2 | 0 | 0 | 0 | 0 | 0 | 0 | 0 | 0 | 0 | 0 | 0 | 0 | 0 | 0 | 0 | 0
342 | 342 | 2019-01-15 06:00 | 2.41 | 0 | 0 | 0 | 0 | 0 | 0 | 0 | 0 | 0 | 0 | 0 | 0 | 0 | 0 | 0 | 0
343 | 343 | 2019-01-15 07:00 | 2.57 | 0 | 0 | 0 | 0 | 0 | 0 | 0 | 0 | 0 | 0 | 0 | 0 | 0 | 0 | 0 | 0
344 | 344 | 2019-01-15 08:00 | 2.73 | 0.1 | 7 | 14.2857 | 97.5134 | 0.11 | 8 | 13.75 | 93.8567 | 0.13 | 9 | 14.4444 | 98.5969 | 0.12 | 9 | 13.3333 | 91.0125
345 | 345 | 2019-01-15 09:00 | 2.89 | 1.02 | 69 | 14.7826 | 100.9052 | 1.04 | 70 | 14.8571 | 101.4139 | 1.09 | 74 | 14.7297 | 100.5442 | 1.07 | 72 | 14.8611 | 101.441
346 | 346 | 2019-01-15 10:00 | 3.03 | 0.51 | 35 | 14.5714 | 99.4637 | 0.51 | 35 | 14.5714 | 99.4637 | 0.54 | 37 | 14.5946 | 99.6218 | 0.54 | 37 | 14.5946 | 99.6218
347 | 347 | 2019-01-15 11:00 | 3.17 | 0.77 | 53 | 14.5283 | 99.1693 | 0.77 | 53 | 14.5283 | 99.1693 | 0.82 | 56 | 14.6429 | 99.9512 | 0.82 | 56 | 14.6429 | 99.9512
348 | 348 | 2019-01-15 12:00 | 3.31 | 0.95 | 65 | 14.6154 | 99.7637 | 0.95 | 65 | 14.6154 | 99.7637 | 1 | 68 | 14.7059 | 100.3814 | 0.98 | 67 | 14.6269 | 99.8421
349 | 349 | 2019-01-15 13:00 | 3.05 | 0.82 | 56 | 14.6429 | 99.9512 | 0.83 | 56 | 14.8214 | 101.1702 | 0.88 | 60 | 14.6667 | 100.1138 | 0.87 | 59 | 14.7458 | 100.6537
350 | 350 | 2019-01-15 14:00 | 2.78 | 0.34 | 23 | 14.7826 | 100.9052 | 0.34 | 24 | 14.1667 | 96.7008 | 0.36 | 25 | 14.4 | 98.2935 | 0.36 | 25 | 14.4 | 98.2935
351 | 351 | 2019-01-15 15:00 | 2.51 | 0.06 | 4 | 15 | 102.3891 | 0.06 | 4 | 15 | 102.3891 | 0.06 | 4 | 15 | 102.3891 | 0.06 | 4 | 15 | 102.3891
352 | 352 | 2019-01-15 16:00 | 2.38 | 0 | 0 | 0 | 0 | 0 | 0 | 0 | 0 | 0 | 0 | 0 | 0 | 0 | 0 | 0 | 0
353 | 353 | 2019-01-15 17:00 | 2.25 | 0 | 0 | 0 | 0 | 0 | 0 | 0 | 0 | 0 | 0 | 0 | 0 | 0 | 0 | 0 | 0
354 | 354 | 2019-01-15 18:00 | 2.12 | 0 | 0 | 0 | 0 | 0 | 0 | 0 | 0 | 0 | 0 | 0 | 0 | 0 | 0 | 0 | 0
355 | 355 | 2019-01-15 19:00 | 1.96 | 0 | 0 | 0 | 0 | 0 | 0 | 0 | 0 | 0 | 0 | 0 | 0 | 0 | 0 | 0 | 0
356 | 356 | 2019-01-15 20:00 | 1.8 | 0 | 0 | 0 | 0 | 0 | 0 | 0 | 0 | 0 | 0 | 0 | 0 | 0 | 0 | 0 | 0
357 | 357 | 2019-01-15 21:00 | 1.64 | 0 | 0 | 0 | 0 | 0 | 0 | 0 | 0 | 0 | 0 | 0 | 0 | 0 | 0 | 0 | 0
358 | 358 | 2019-01-15 22:00 | 1.61 | 0 | 0 | 0 | 0 | 0 | 0 | 0 | 0 | 0 | 0 | 0 | 0 | 0 | 0 | 0 | 0
359 | 359 | 2019-01-15 23:00 | 1.57 | 0 | 0 | 0 | 0 | 0 | 0 | 0 | 0 | 0 | 0 | 0 | 0 | 0 | 0 | 0 | 0
360 | 360 | 2019-01-16 | 1.54 | 0 | 0 | 0 | 0 | 0 | 0 | 0 | 0 | 0 | 0 | 0 | 0 | 0 | 0 | 0 | 0
361 | 361 | 2019-01-16 01:00 | 0.08 | 0 | 0 | 0 | 0 | 0 | 0 | 0 | 0 | 0 | 0 | 0 | 0 | 0 | 0 | 0 | 0
362 | 362 | 2019-01-16 02:00 | -1.37 | 0 | 0 | 0 | 0 | 0 | 0 | 0 | 0 | 0 | 0 | 0 | 0 | 0 | 0 | 0 | 0
363 | 363 | 2019-01-16 03:00 | -2.83 | 0 | 0 | 0 | 0 | 0 | 0 | 0 | 0 | 0 | 0 | 0 | 0 | 0 | 0 | 0 | 0
364 | 364 | 2019-01-16 04:00 | -3.32 | 0 | 0 | 0 | 0 | 0 | 0 | 0 | 0 | 0 | 0 | 0 | 0 | 0 | 0 | 0 | 0
365 | 365 | 2019-01-16 05:00 | -3.81 | 0 | 0 | 0 | 0 | 0 | 0 | 0 | 0 | 0 | 0 | 0 | 0 | 0 | 0 | 0 | 0
366 | 366 | 2019-01-16 06:00 | -4.3 | 0 | 0 | 0 | 0 | 0 | 0 | 0 | 0 | 0 | 0 | 0 | 0 | 0 | 0 | 0 | 0
367 | 367 | 2019-01-16 07:00 | -3.19 | 0 | 0 | 0 | 0 | 0 | 0 | 0 | 0 | 0 | 0 | 0 | 0 | 0 | 0 | 0 | 0
368 | 368 | 2019-01-16 08:00 | -2.09 | 0.27 | 18 | 15 | 102.3891 | 0.28 | 19 | 14.7368 | 100.5928 | 0.34 | 23 | 14.7826 | 100.9052 | 0.32 | 22 | 14.5455 | 99.2864
369 | 369 | 2019-01-16 09:00 | -0.98 | 1.28 | 85 | 15.0588 | 102.7906 | 1.3 | 86 | 15.1163 | 103.1828 | 1.3 | 86 | 15.1163 | 103.1828 | 0.9 | 60 | 15 | 102.3891
370 | 370 | 2019-01-16 10:00 | 0.21 | 0.93 | 62 | 15 | 102.3891 | 0.93 | 63 | 14.7619 | 100.7639 | 0.99 | 66 | 15 | 102.3891 | 0.99 | 66 | 15 | 102.3891
371 | 371 | 2019-01-16 11:00 | 1.4 | 1.53 | 102 | 15 | 102.3891 | 1.54 | 103 | 14.9515 | 102.0577 | 1.61 | 107 | 15.0467 | 102.708 | 1.55 | 104 | 14.9038 | 101.7327
372 | 372 | 2019-01-16 12:00 | 2.59 | 2 | 134 | 14.9254 | 101.8797 | 2.01 | 134 | 15 | 102.3891 | 2.11 | 140 | 15.0714 | 102.8766 | 2.04 | 136 | 15 | 102.3891
373 | 373 | 2019-01-16 13:00 | 2.59 | 3.05 | 203 | 15.0246 | 102.5572 | 3.06 | 203 | 15.0739 | 102.8935 | 3.11 | 206 | 15.0971 | 103.0518 | 2.35 | 158 | 14.8734 | 101.525
374 | 374 | 2019-01-16 14:00 | 2.59 | 1.04 | 70 | 14.8571 | 101.4139 | 1.05 | 71 | 14.7887 | 100.947 | 1.11 | 75 | 14.8 | 101.0239 | 1.11 | 75 | 14.8 | 101.0239
375 | 375 | 2019-01-16 15:00 | 2.59 | 0.04 | 3 | 13.3333 | 91.0125 | 0.05 | 3 | 16.6667 | 113.7656 | 0.04 | 3 | 13.3333 | 91.0125 | 0.04 | 2 | 20 | 136.5188
376 | 376 | 2019-01-16 16:00 | 1.97 | 0 | 0 | 0 | 0 | 0 | 0 | 0 | 0 | 0 | 0 | 0 | 0 | 0 | 0 | 0 | 0
377 | 377 | 2019-01-16 17:00 | 1.36 | 0 | 0 | 0 | 0 | 0 | 0 | 0 | 0 | 0 | 0 | 0 | 0 | 0 | 0 | 0 | 0
378 | 378 | 2019-01-16 18:00 | 0.74 | 0 | 0 | 0 | 0 | 0 | 0 | 0 | 0 | 0 | 0 | 0 | 0 | 0 | 0 | 0 | 0
379 | 379 | 2019-01-16 19:00 | 0.07 | 0 | 0 | 0 | 0 | 0 | 0 | 0 | 0 | 0 | 0 | 0 | 0 | 0 | 0 | 0 | 0
380 | 380 | 2019-01-16 20:00 | -0.61 | 0 | 0 | 0 | 0 | 0 | 0 | 0 | 0 | 0 | 0 | 0 | 0 | 0 | 0 | 0 | 0
381 | 381 | 2019-01-16 21:00 | -1.29 | 0 | 0 | 0 | 0 | 0 | 0 | 0 | 0 | 0 | 0 | 0 | 0 | 0 | 0 | 0 | 0
382 | 382 | 2019-01-16 22:00 | -1.58 | 0 | 0 | 0 | 0 | 0 | 0 | 0 | 0 | 0 | 0 | 0 | 0 | 0 | 0 | 0 | 0
383 | 383 | 2019-01-16 23:00 | -1.86 | 0 | 0 | 0 | 0 | 0 | 0 | 0 | 0 | 0 | 0 | 0 | 0 | 0 | 0 | 0 | 0
384 | 384 | 2019-01-17 | -2.15 | 0 | 0 | 0 | 0 | 0 | 0 | 0 | 0 | 0 | 0 | 0 | 0 | 0 | 0 | 0 | 0
385 | 385 | 2019-01-17 01:00 | -1.98 | 0 | 0 | 0 | 0 | 0 | 0 | 0 | 0 | 0 | 0 | 0 | 0 | 0 | 0 | 0 | 0
386 | 386 | 2019-01-17 02:00 | -1.82 | 0 | 0 | 0 | 0 | 0 | 0 | 0 | 0 | 0 | 0 | 0 | 0 | 0 | 0 | 0 | 0
387 | 387 | 2019-01-17 03:00 | -1.65 | 0 | 0 | 0 | 0 | 0 | 0 | 0 | 0 | 0 | 0 | 0 | 0 | 0 | 0 | 0 | 0
388 | 388 | 2019-01-17 04:00 | -1.69 | 0 | 0 | 0 | 0 | 0 | 0 | 0 | 0 | 0 | 0 | 0 | 0 | 0 | 0 | 0 | 0
389 | 389 | 2019-01-17 05:00 | -1.73 | 0 | 0 | 0 | 0 | 0 | 0 | 0 | 0 | 0 | 0 | 0 | 0 | 0 | 0 | 0 | 0
390 | 390 | 2019-01-17 06:00 | -1.77 | 0 | 0 | 0 | 0 | 0 | 0 | 0 | 0 | 0 | 0 | 0 | 0 | 0 | 0 | 0 | 0
391 | 391 | 2019-01-17 07:00 | -1.55 | 0 | 0 | 0 | 0 | 0 | 0 | 0 | 0 | 0 | 0 | 0 | 0 | 0 | 0 | 0 | 0
392 | 392 | 2019-01-17 08:00 | -1.33 | 0.34 | 23 | 14.7826 | 100.9052 | 0.35 | 24 | 14.5833 | 99.5449 | 0.4 | 27 | 14.8148 | 101.125 | 0.3 | 21 | 14.2857 | 97.5134
393 | 393 | 2019-01-17 09:00 | -1.11 | 1.73 | 114 | 15.1754 | 103.5866 | 1.75 | 116 | 15.0862 | 102.9775 | 1.72 | 114 | 15.0877 | 102.9878 | 0.97 | 65 | 14.9231 | 101.864
394 | 394 | 2019-01-17 10:00 | -0.49 | 3.07 | 202 | 15.198 | 103.7407 | 3.08 | 203 | 15.1724 | 103.566 | 3.09 | 204 | 15.1471 | 103.3929 | 1.88 | 126 | 14.9206 | 101.8473
395 | 395 | 2019-01-17 11:00 | 0.14 | 3.91 | 259 | 15.0965 | 103.048 | 3.92 | 259 | 15.1351 | 103.3115 | 3.97 | 262 | 15.1527 | 103.4312 | 3.21 | 214 | 15 | 102.3891
396 | 396 | 2019-01-17 12:00 | 0.76 | 2.36 | 157 | 15.0318 | 102.6065 | 2.36 | 157 | 15.0318 | 102.6065 | 2.46 | 163 | 15.092 | 103.0172 | 2.31 | 154 | 15 | 102.3891
397 | 397 | 2019-01-17 13:00 | 0.33 | 1.49 | 99 | 15.0505 | 102.7338 | 1.49 | 99 | 15.0505 | 102.7338 | 1.54 | 103 | 14.9515 | 102.0577 | 1.34 | 89 | 15.0562 | 102.7726
398 | 398 | 2019-01-17 14:00 | -0.11 | 1.01 | 68 | 14.8529 | 101.3853 | 1.02 | 68 | 15 | 102.3891 | 1.07 | 72 | 14.8611 | 101.441 | 1.05 | 70 | 15 | 102.3891
399 | 399 | 2019-01-17 15:00 | -0.55 | 0.35 | 24 | 14.5833 | 99.5449 | 0.36 | 25 | 14.4 | 98.2935 | 0.35 | 24 | 14.5833 | 99.5449 | 0.22 | 15 | 14.6667 | 100.1138
400 | 400 | 2019-01-17 16:00 | -2.01 | 0 | 0 | 0 | 0 | 0 | 0 | 0 | 0 | 0 | 0 | 0 | 0 | 0 | 0 | 0 | 0
401 | 401 | 2019-01-17 17:00 | -3.46 | 0 | 0 | 0 | 0 | 0 | 0 | 0 | 0 | 0 | 0 | 0 | 0 | 0 | 0 | 0 | 0
402 | 402 | 2019-01-17 18:00 | -4.92 | 0 | 0 | 0 | 0 | 0 | 0 | 0 | 0 | 0 | 0 | 0 | 0 | 0 | 0 | 0 | 0
403 | 403 | 2019-01-17 19:00 | -5.56 | 0 | 0 | 0 | 0 | 0 | 0 | 0 | 0 | 0 | 0 | 0 | 0 | 0 | 0 | 0 | 0
404 | 404 | 2019-01-17 20:00 | -6.2 | 0 | 0 | 0 | 0 | 0 | 0 | 0 | 0 | 0 | 0 | 0 | 0 | 0 | 0 | 0 | 0
405 | 405 | 2019-01-17 21:00 | -6.85 | 0 | 0 | 0 | 0 | 0 | 0 | 0 | 0 | 0 | 0 | 0 | 0 | 0 | 0 | 0 | 0
406 | 406 | 2019-01-17 22:00 | -7.73 | 0 | 0 | 0 | 0 | 0 | 0 | 0 | 0 | 0 | 0 | 0 | 0 | 0 | 0 | 0 | 0
407 | 407 | 2019-01-17 23:00 | -8.6 | 0 | 0 | 0 | 0 | 0 | 0 | 0 | 0 | 0 | 0 | 0 | 0 | 0 | 0 | 0 | 0
408 | 408 | 2019-01-18 | -9.48 | 0 | 0 | 0 | 0 | 0 | 0 | 0 | 0 | 0 | 0 | 0 | 0 | 0 | 0 | 0 | 0
409 | 409 | 2019-01-18 01:00 | -9.66 | 0 | 0 | 0 | 0 | 0 | 0 | 0 | 0 | 0 | 0 | 0 | 0 | 0 | 0 | 0 | 0
410 | 410 | 2019-01-18 02:00 | -9.84 | 0 | 0 | 0 | 0 | 0 | 0 | 0 | 0 | 0 | 0 | 0 | 0 | 0 | 0 | 0 | 0
411 | 411 | 2019-01-18 03:00 | -10.02 | 0 | 0 | 0 | 0 | 0 | 0 | 0 | 0 | 0 | 0 | 0 | 0 | 0 | 0 | 0 | 0
412 | 412 | 2019-01-18 04:00 | -10.77 | 0 | 0 | 0 | 0 | 0 | 0 | 0 | 0 | 0 | 0 | 0 | 0 | 0 | 0 | 0 | 0
413 | 413 | 2019-01-18 05:00 | -11.52 | 0 | 0 | 0 | 0 | 0 | 0 | 0 | 0 | 0 | 0 | 0 | 0 | 0 | 0 | 0 | 0
414 | 414 | 2019-01-18 06:00 | -12.27 | 0 | 0 | 0 | 0 | 0 | 0 | 0 | 0 | 0 | 0 | 0 | 0 | 0 | 0 | 0 | 0
415 | 415 | 2019-01-18 07:00 | -12.05 | 0 | 0 | 0 | 0 | 0 | 0 | 0 | 0 | 0 | 0 | 0 | 0 | 0 | 0 | 0 | 0
416 | 416 | 2019-01-18 08:00 | -11.82 | 0.35 | 23 | 15.2174 | 103.873 | 0.37 | 24 | 15.4167 | 105.2332 | 0.4 | 26 | 15.3846 | 105.0144 | 0.33 | 21 | 15.7143 | 107.2647
417 | 417 | 2019-01-18 09:00 | -11.6 | 1.86 | 118 | 15.7627 | 107.5953 | 1.89 | 119 | 15.8824 | 108.412 | 1.85 | 117 | 15.812 | 107.9315 | 1.03 | 66 | 15.6061 | 106.526
418 | 418 | 2019-01-18 10:00 | -7.94 | 3.25 | 208 | 15.625 | 106.6553 | 3.27 | 209 | 15.6459 | 106.7982 | 3.25 | 208 | 15.625 | 106.6553 | 1.73 | 113 | 15.3097 | 104.5033
419 | 419 | 2019-01-18 11:00 | -4.28 | 4 | 260 | 15.3846 | 105.0144 | 4.01 | 261 | 15.364 | 104.8736 | 4.06 | 264 | 15.3788 | 104.9747 | 3.28 | 215 | 15.2558 | 104.1352
420 | 420 | 2019-01-18 12:00 | -0.62 | 4.04 | 267 | 15.1311 | 103.2839 | 4.05 | 267 | 15.1685 | 103.5395 | 4.11 | 271 | 15.1661 | 103.5225 | 3.47 | 230 | 15.087 | 102.9826
421 | 421 | 2019-01-18 13:00 | -0.61 | 3.4 | 224 | 15.1786 | 103.608 | 3.41 | 225 | 15.1556 | 103.4509 | 3.42 | 226 | 15.1327 | 103.2952 | 2.42 | 161 | 15.0311 | 102.6011
422 | 422 | 2019-01-18 14:00 | -0.6 | 1.77 | 117 | 15.1282 | 103.2642 | 1.78 | 118 | 15.0847 | 102.9675 | 1.79 | 118 | 15.1695 | 103.546 | 1.05 | 70 | 15 | 102.3891
423 | 423 | 2019-01-18 15:00 | -0.59 | 0.54 | 37 | 14.5946 | 99.6218 | 0.56 | 38 | 14.7368 | 100.5928 | 0.53 | 36 | 14.7222 | 100.493 | 0.28 | 19 | 14.7368 | 100.5928
424 | 424 | 2019-01-18 16:00 | -2.59 | 0 | 0 | 0 | 0 | 0 | 0 | 0 | 0 | 0 | 0 | 0 | 0 | 0 | 0 | 0 | 0
425 | 425 | 2019-01-18 17:00 | -4.59 | 0 | 0 | 0 | 0 | 0 | 0 | 0 | 0 | 0 | 0 | 0 | 0 | 0 | 0 | 0 | 0
426 | 426 | 2019-01-18 18:00 | -6.59 | 0 | 0 | 0 | 0 | 0 | 0 | 0 | 0 | 0 | 0 | 0 | 0 | 0 | 0 | 0 | 0
427 | 427 | 2019-01-18 19:00 | -7.36 | 0 | 0 | 0 | 0 | 0 | 0 | 0 | 0 | 0 | 0 | 0 | 0 | 0 | 0 | 0 | 0
428 | 428 | 2019-01-18 20:00 | -8.13 | 0 | 0 | 0 | 0 | 0 | 0 | 0 | 0 | 0 | 0 | 0 | 0 | 0 | 0 | 0 | 0
429 | 429 | 2019-01-18 21:00 | -8.91 | 0 | 0 | 0 | 0 | 0 | 0 | 0 | 0 | 0 | 0 | 0 | 0 | 0 | 0 | 0 | 0
430 | 430 | 2019-01-18 22:00 | -9.25 | 0 | 0 | 0 | 0 | 0 | 0 | 0 | 0 | 0 | 0 | 0 | 0 | 0 | 0 | 0 | 0
431 | 431 | 2019-01-18 23:00 | -9.58 | 0 | 0 | 0 | 0 | 0 | 0 | 0 | 0 | 0 | 0 | 0 | 0 | 0 | 0 | 0 | 0
432 | 432 | 2019-01-19 | -9.92 | 0 | 0 | 0 | 0 | 0 | 0 | 0 | 0 | 0 | 0 | 0 | 0 | 0 | 0 | 0 | 0
433 | 433 | 2019-01-19 01:00 | -9.69 | 0 | 0 | 0 | 0 | 0 | 0 | 0 | 0 | 0 | 0 | 0 | 0 | 0 | 0 | 0 | 0
434 | 434 | 2019-01-19 02:00 | -9.46 | 0 | 0 | 0 | 0 | 0 | 0 | 0 | 0 | 0 | 0 | 0 | 0 | 0 | 0 | 0 | 0
435 | 435 | 2019-01-19 03:00 | -9.23 | 0 | 0 | 0 | 0 | 0 | 0 | 0 | 0 | 0 | 0 | 0 | 0 | 0 | 0 | 0 | 0
436 | 436 | 2019-01-19 04:00 | -8.9 | 0 | 0 | 0 | 0 | 0 | 0 | 0 | 0 | 0 | 0 | 0 | 0 | 0 | 0 | 0 | 0
437 | 437 | 2019-01-19 05:00 | -8.56 | 0 | 0 | 0 | 0 | 0 | 0 | 0 | 0 | 0 | 0 | 0 | 0 | 0 | 0 | 0 | 0
438 | 438 | 2019-01-19 06:00 | -8.23 | 0 | 0 | 0 | 0 | 0 | 0 | 0 | 0 | 0 | 0 | 0 | 0 | 0 | 0 | 0 | 0
439 | 439 | 2019-01-19 07:00 | -7.85 | 0 | 0 | 0 | 0 | 0 | 0 | 0 | 0 | 0 | 0 | 0 | 0 | 0 | 0 | 0 | 0
440 | 440 | 2019-01-19 08:00 | -7.46 | 0.35 | 23 | 15.2174 | 103.873 | 0.36 | 24 | 15 | 102.3891 | 0.39 | 26 | 15 | 102.3891 | 0.3 | 20 | 15 | 102.3891
441 | 441 | 2019-01-19 09:00 | -7.08 | 1.91 | 123 | 15.5285 | 105.9963 | 1.94 | 125 | 15.52 | 105.9386 | 1.89 | 122 | 15.4918 | 105.7461 | 0.98 | 64 | 15.3125 | 104.5222
442 | 442 | 2019-01-19 10:00 | -4.7 | 2.22 | 145 | 15.3103 | 104.5075 | 2.23 | 146 | 15.274 | 104.2592 | 2.29 | 149 | 15.3691 | 104.9087 | 1.8 | 118 | 15.2542 | 104.1245
443 | 443 | 2019-01-19 11:00 | -2.32 | 3.25 | 214 | 15.1869 | 103.665 | 3.26 | 214 | 15.2336 | 103.9839 | 3.34 | 220 | 15.1818 | 103.6302 | 2.93 | 194 | 15.1031 | 103.0928
444 | 444 | 2019-01-19 12:00 | 0.06 | 4.04 | 269 | 15.0186 | 102.516 | 4.05 | 269 | 15.0558 | 102.7697 | 4.11 | 273 | 15.0549 | 102.7641 | 3.48 | 233 | 14.9356 | 101.9496
445 | 445 | 2019-01-19 13:00 | 0.04 | 3.18 | 211 | 15.0711 | 102.8743 | 3.2 | 212 | 15.0943 | 103.033 | 3.24 | 215 | 15.0698 | 102.8653 | 2.48 | 166 | 14.9398 | 101.9779
446 | 446 | 2019-01-19 14:00 | 0.02 | 2.01 | 134 | 15 | 102.3891 | 2.03 | 135 | 15.037 | 102.6419 | 2 | 133 | 15.0376 | 102.6457 | 0.92 | 62 | 14.8387 | 101.2881
447 | 447 | 2019-01-19 15:00 | 0 | 0.32 | 22 | 14.5455 | 99.2864 | 0.33 | 23 | 14.3478 | 97.9374 | 0.34 | 23 | 14.7826 | 100.9052 | 0.32 | 22 | 14.5455 | 99.2864
448 | 448 | 2019-01-19 16:00 | -0.9 | 0 | 0 | 0 | 0 | 0 | 0 | 0 | 0 | 0 | 0 | 0 | 0 | 0 | 0 | 0 | 0
449 | 449 | 2019-01-19 17:00 | -1.79 | 0 | 0 | 0 | 0 | 0 | 0 | 0 | 0 | 0 | 0 | 0 | 0 | 0 | 0 | 0 | 0
450 | 450 | 2019-01-19 18:00 | -2.69 | 0 | 0 | 0 | 0 | 0 | 0 | 0 | 0 | 0 | 0 | 0 | 0 | 0 | 0 | 0 | 0
451 | 451 | 2019-01-19 19:00 | -3.43 | 0 | 0 | 0 | 0 | 0 | 0 | 0 | 0 | 0 | 0 | 0 | 0 | 0 | 0 | 0 | 0
452 | 452 | 2019-01-19 20:00 | -4.17 | 0 | 0 | 0 | 0 | 0 | 0 | 0 | 0 | 0 | 0 | 0 | 0 | 0 | 0 | 0 | 0
453 | 453 | 2019-01-19 21:00 | -4.91 | 0 | 0 | 0 | 0 | 0 | 0 | 0 | 0 | 0 | 0 | 0 | 0 | 0 | 0 | 0 | 0
454 | 454 | 2019-01-19 22:00 | -6.1 | 0 | 0 | 0 | 0 | 0 | 0 | 0 | 0 | 0 | 0 | 0 | 0 | 0 | 0 | 0 | 0
455 | 455 | 2019-01-19 23:00 | -7.28 | 0 | 0 | 0 | 0 | 0 | 0 | 0 | 0 | 0 | 0 | 0 | 0 | 0 | 0 | 0 | 0
456 | 456 | 2019-01-20 | -8.47 | 0 | 0 | 0 | 0 | 0 | 0 | 0 | 0 | 0 | 0 | 0 | 0 | 0 | 0 | 0 | 0
457 | 457 | 2019-01-20 01:00 | -8.87 | 0 | 0 | 0 | 0 | 0 | 0 | 0 | 0 | 0 | 0 | 0 | 0 | 0 | 0 | 0 | 0
458 | 458 | 2019-01-20 02:00 | -9.27 | 0 | 0 | 0 | 0 | 0 | 0 | 0 | 0 | 0 | 0 | 0 | 0 | 0 | 0 | 0 | 0
459 | 459 | 2019-01-20 03:00 | -9.67 | 0 | 0 | 0 | 0 | 0 | 0 | 0 | 0 | 0 | 0 | 0 | 0 | 0 | 0 | 0 | 0
460 | 460 | 2019-01-20 04:00 | -9.85 | 0 | 0 | 0 | 0 | 0 | 0 | 0 | 0 | 0 | 0 | 0 | 0 | 0 | 0 | 0 | 0
461 | 461 | 2019-01-20 05:00 | -10.04 | 0 | 0 | 0 | 0 | 0 | 0 | 0 | 0 | 0 | 0 | 0 | 0 | 0 | 0 | 0 | 0
462 | 462 | 2019-01-20 06:00 | -10.22 | 0 | 0 | 0 | 0 | 0 | 0 | 0 | 0 | 0 | 0 | 0 | 0 | 0 | 0 | 0 | 0
463 | 463 | 2019-01-20 07:00 | -9.06 | 0 | 0 | 0 | 0 | 0 | 0 | 0 | 0 | 0 | 0 | 0 | 0 | 0 | 0 | 0 | 0
464 | 464 | 2019-01-20 08:00 | -7.89 | 0.22 | 14 | 15.7143 | 107.2647 | 0.23 | 15 | 15.3333 | 104.6644 | 0.25 | 16 | 15.625 | 106.6553 | 0.24 | 16 | 15 | 102.3891
465 | 465 | 2019-01-20 09:00 | -6.73 | 1.41 | 91 | 15.4945 | 105.7645 | 1.43 | 93 | 15.3763 | 104.958 | 1.47 | 95 | 15.4737 | 105.6224 | 1.26 | 82 | 15.3659 | 104.8864
466 | 466 | 2019-01-20 10:00 | -3.95 | 0.98 | 65 | 15.0769 | 102.9142 | 0.99 | 65 | 15.2308 | 103.9643 | 1.05 | 69 | 15.2174 | 103.873 | 1.05 | 69 | 15.2174 | 103.873
467 | 467 | 2019-01-20 11:00 | -1.17 | 1.07 | 71 | 15.0704 | 102.8698 | 1.07 | 71 | 15.0704 | 102.8698 | 1.13 | 75 | 15.0667 | 102.8441 | 1.13 | 75 | 15.0667 | 102.8441
468 | 468 | 2019-01-20 12:00 | 1.6 | 3.37 | 224 | 15.0446 | 102.6938 | 3.37 | 225 | 14.9778 | 102.2374 | 3.49 | 232 | 15.0431 | 102.6833 | 3.24 | 216 | 15 | 102.3891
469 | 469 | 2019-01-20 13:00 | 1.57 | 2.69 | 179 | 15.0279 | 102.5797 | 2.7 | 180 | 15 | 102.3891 | 2.78 | 185 | 15.027 | 102.5736 | 2.36 | 158 | 14.9367 | 101.9571
470 | 470 | 2019-01-20 14:00 | 1.53 | 0.52 | 36 | 14.4444 | 98.5969 | 0.53 | 36 | 14.7222 | 100.493 | 0.56 | 38 | 14.7368 | 100.5928 | 0.56 | 38 | 14.7368 | 100.5928
471 | 471 | 2019-01-20 15:00 | 1.49 | 0.38 | 26 | 14.6154 | 99.7637 | 0.39 | 27 | 14.4444 | 98.5969 | 0.39 | 27 | 14.4444 | 98.5969 | 0.34 | 23 | 14.7826 | 100.9052
472 | 472 | 2019-01-20 16:00 | -0.18 | 0 | 0 | 0 | 0 | 0 | 0 | 0 | 0 | 0 | 0 | 0 | 0 | 0 | 0 | 0 | 0
473 | 473 | 2019-01-20 17:00 | -1.85 | 0 | 0 | 0 | 0 | 0 | 0 | 0 | 0 | 0 | 0 | 0 | 0 | 0 | 0 | 0 | 0
474 | 474 | 2019-01-20 18:00 | -3.52 | 0 | 0 | 0 | 0 | 0 | 0 | 0 | 0 | 0 | 0 | 0 | 0 | 0 | 0 | 0 | 0
475 | 475 | 2019-01-20 19:00 | -3.05 | 0 | 0 | 0 | 0 | 0 | 0 | 0 | 0 | 0 | 0 | 0 | 0 | 0 | 0 | 0 | 0
476 | 476 | 2019-01-20 20:00 | -2.58 | 0 | 0 | 0 | 0 | 0 | 0 | 0 | 0 | 0 | 0 | 0 | 0 | 0 | 0 | 0 | 0
477 | 477 | 2019-01-20 21:00 | -2.12 | 0 | 0 | 0 | 0 | 0 | 0 | 0 | 0 | 0 | 0 | 0 | 0 | 0 | 0 | 0 | 0
478 | 478 | 2019-01-20 22:00 | -2.06 | 0 | 0 | 0 | 0 | 0 | 0 | 0 | 0 | 0 | 0 | 0 | 0 | 0 | 0 | 0 | 0
479 | 479 | 2019-01-20 23:00 | -1.99 | 0 | 0 | 0 | 0 | 0 | 0 | 0 | 0 | 0 | 0 | 0 | 0 | 0 | 0 | 0 | 0
480 | 480 | 2019-01-21 | -1.93 | 0 | 0 | 0 | 0 | 0 | 0 | 0 | 0 | 0 | 0 | 0 | 0 | 0 | 0 | 0 | 0
481 | 481 | 2019-01-21 01:00 | -1.87 | 0 | 0 | 0 | 0 | 0 | 0 | 0 | 0 | 0 | 0 | 0 | 0 | 0 | 0 | 0 | 0
482 | 482 | 2019-01-21 02:00 | -1.8 | 0 | 0 | 0 | 0 | 0 | 0 | 0 | 0 | 0 | 0 | 0 | 0 | 0 | 0 | 0 | 0
483 | 483 | 2019-01-21 03:00 | -1.74 | 0 | 0 | 0 | 0 | 0 | 0 | 0 | 0 | 0 | 0 | 0 | 0 | 0 | 0 | 0 | 0
484 | 484 | 2019-01-21 04:00 | -1.69 | 0 | 0 | 0 | 0 | 0 | 0 | 0 | 0 | 0 | 0 | 0 | 0 | 0 | 0 | 0 | 0
485 | 485 | 2019-01-21 05:00 | -1.63 | 0 | 0 | 0 | 0 | 0 | 0 | 0 | 0 | 0 | 0 | 0 | 0 | 0 | 0 | 0 | 0
486 | 486 | 2019-01-21 06:00 | -1.58 | 0 | 0 | 0 | 0 | 0 | 0 | 0 | 0 | 0 | 0 | 0 | 0 | 0 | 0 | 0 | 0
487 | 487 | 2019-01-21 07:00 | -1.18 | 0 | 0 | 0 | 0 | 0 | 0 | 0 | 0 | 0 | 0 | 0 | 0 | 0 | 0 | 0 | 0
488 | 488 | 2019-01-21 08:00 | -0.77 | 0.2 | 13 | 15.3846 | 105.0144 | 0.21 | 14 | 15 | 102.3891 | 0.22 | 15 | 14.6667 | 100.1138 | 0.21 | 15 | 14 | 95.5631
489 | 489 | 2019-01-21 09:00 | -0.37 | 0.85 | 57 | 14.9123 | 101.7903 | 0.86 | 58 | 14.8276 | 101.2122 | 0.9 | 60 | 15 | 102.3891 | 0.84 | 57 | 14.7368 | 100.5928
490 | 490 | 2019-01-21 10:00 | 0.78 | 0.75 | 51 | 14.7059 | 100.3814 | 0.75 | 51 | 14.7059 | 100.3814 | 0.8 | 54 | 14.8148 | 101.125 | 0.8 | 54 | 14.8148 | 101.125
491 | 491 | 2019-01-21 11:00 | 1.93 | 1.32 | 89 | 14.8315 | 101.2386 | 1.33 | 89 | 14.9438 | 102.0056 | 1.39 | 94 | 14.7872 | 100.9368 | 1.36 | 91 | 14.9451 | 102.014
492 | 492 | 2019-01-21 12:00 | 3.08 | 4.14 | 278 | 14.8921 | 101.6525 | 4.15 | 279 | 14.8746 | 101.5328 | 4.21 | 282 | 14.9291 | 101.905 | 3.58 | 242 | 14.7934 | 100.9788
493 | 493 | 2019-01-21 13:00 | 3 | 1.7 | 115 | 14.7826 | 100.9052 | 1.71 | 115 | 14.8696 | 101.4987 | 1.77 | 119 | 14.8739 | 101.5287 | 1.58 | 107 | 14.7664 | 100.7942
494 | 494 | 2019-01-21 14:00 | 2.92 | 0.36 | 25 | 14.4 | 98.2935 | 0.37 | 25 | 14.8 | 101.0239 | 0.39 | 27 | 14.4444 | 98.5969 | 0.39 | 27 | 14.4444 | 98.5969
495 | 495 | 2019-01-21 15:00 | 2.84 | 0.64 | 44 | 14.5455 | 99.2864 | 0.65 | 45 | 14.4444 | 98.5969 | 0.64 | 44 | 14.5455 | 99.2864 | 0.46 | 32 | 14.375 | 98.1229
496 | 496 | 2019-01-21 16:00 | 1.19 | 0 | 0 | 0 | 0 | 0 | 0 | 0 | 0 | 0 | 0 | 0 | 0 | 0 | 0 | 0 | 0
497 | 497 | 2019-01-21 17:00 | -0.46 | 0 | 0 | 0 | 0 | 0 | 0 | 0 | 0 | 0 | 0 | 0 | 0 | 0 | 0 | 0 | 0
498 | 498 | 2019-01-21 18:00 | -2.12 | 0 | 0 | 0 | 0 | 0 | 0 | 0 | 0 | 0 | 0 | 0 | 0 | 0 | 0 | 0 | 0
499 | 499 | 2019-01-21 19:00 | -3.02 | 0 | 0 | 0 | 0 | 0 | 0 | 0 | 0 | 0 | 0 | 0 | 0 | 0 | 0 | 0 | 0
500 | 500 | 2019-01-21 20:00 | -3.92 | 0 | 0 | 0 | 0 | 0 | 0 | 0 | 0 | 0 | 0 | 0 | 0 | 0 | 0 | 0 | 0
501 | 501 | 2019-01-21 21:00 | -4.82 | 0 | 0 | 0 | 0 | 0 | 0 | 0 | 0 | 0 | 0 | 0 | 0 | 0 | 0 | 0 | 0
502 | 502 | 2019-01-21 22:00 | -5.33 | 0 | 0 | 0 | 0 | 0 | 0 | 0 | 0 | 0 | 0 | 0 | 0 | 0 | 0 | 0 | 0
503 | 503 | 2019-01-21 23:00 | -5.83 | 0 | 0 | 0 | 0 | 0 | 0 | 0 | 0 | 0 | 0 | 0 | 0 | 0 | 0 | 0 | 0
504 | 504 | 2019-01-22 | -6.34 | 0 | 0 | 0 | 0 | 0 | 0 | 0 | 0 | 0 | 0 | 0 | 0 | 0 | 0 | 0 | 0
505 | 505 | 2019-01-22 01:00 | -6.51 | 0 | 0 | 0 | 0 | 0 | 0 | 0 | 0 | 0 | 0 | 0 | 0 | 0 | 0 | 0 | 0
506 | 506 | 2019-01-22 02:00 | -6.69 | 0 | 0 | 0 | 0 | 0 | 0 | 0 | 0 | 0 | 0 | 0 | 0 | 0 | 0 | 0 | 0
507 | 507 | 2019-01-22 03:00 | -6.86 | 0 | 0 | 0 | 0 | 0 | 0 | 0 | 0 | 0 | 0 | 0 | 0 | 0 | 0 | 0 | 0
508 | 508 | 2019-01-22 04:00 | -7.5 | 0 | 0 | 0 | 0 | 0 | 0 | 0 | 0 | 0 | 0 | 0 | 0 | 0 | 0 | 0 | 0
509 | 509 | 2019-01-22 05:00 | -8.15 | 0 | 0 | 0 | 0 | 0 | 0 | 0 | 0 | 0 | 0 | 0 | 0 | 0 | 0 | 0 | 0
510 | 510 | 2019-01-22 06:00 | -8.79 | 0 | 0 | 0 | 0 | 0 | 0 | 0 | 0 | 0 | 0 | 0 | 0 | 0 | 0 | 0 | 0
511 | 511 | 2019-01-22 07:00 | -7.51 | 0 | 0 | 0 | 0 | 0 | 0 | 0 | 0 | 0 | 0 | 0 | 0 | 0 | 0 | 0 | 0
512 | 512 | 2019-01-22 08:00 | -6.22 | 0.32 | 21 | 15.2381 | 104.0143 | 0.34 | 23 | 14.7826 | 100.9052 | 0.35 | 23 | 15.2174 | 103.873 | 0.3 | 20 | 15 | 102.3891
513 | 513 | 2019-01-22 09:00 | -4.94 | 2.03 | 132 | 15.3788 | 104.9747 | 2.06 | 134 | 15.3731 | 104.9361 | 2.01 | 130 | 15.4615 | 105.5395 | 1.04 | 69 | 15.0725 | 102.8837
514 | 514 | 2019-01-22 10:00 | -2.23 | 3.47 | 226 | 15.354 | 104.8053 | 3.49 | 228 | 15.307 | 104.4848 | 3.47 | 226 | 15.354 | 104.8053 | 1.98 | 132 | 15 | 102.3891
515 | 515 | 2019-01-22 11:00 | 0.48 | 4.25 | 281 | 15.1246 | 103.2393 | 4.26 | 281 | 15.1601 | 103.4822 | 4.3 | 284 | 15.1408 | 103.3505 | 3.51 | 234 | 15 | 102.3891
516 | 516 | 2019-01-22 12:00 | 3.19 | 2.34 | 157 | 14.9045 | 101.7369 | 2.34 | 157 | 14.9045 | 101.7369 | 2.45 | 164 | 14.939 | 101.9729 | 2.38 | 159 | 14.9686 | 102.1744
517 | 517 | 2019-01-22 13:00 | 3.29 | 1.67 | 112 | 14.9107 | 101.7796 | 1.67 | 112 | 14.9107 | 101.7796 | 1.74 | 117 | 14.8718 | 101.514 | 1.61 | 109 | 14.7706 | 100.8235
518 | 518 | 2019-01-22 14:00 | 3.39 | 0.41 | 29 | 14.1379 | 96.5046 | 0.42 | 29 | 14.4828 | 98.8584 | 0.44 | 31 | 14.1935 | 96.8843 | 0.44 | 31 | 14.1935 | 96.8843
519 | 519 | 2019-01-22 15:00 | 3.49 | 0.57 | 39 | 14.6154 | 99.7637 | 0.58 | 40 | 14.5 | 98.9761 | 0.58 | 40 | 14.5 | 98.9761 | 0.47 | 33 | 14.2424 | 97.2179
520 | 520 | 2019-01-22 16:00 | 3.08 | 0 | 0 | 0 | 0 | 0 | 0 | 0 | 0 | 0 | 0 | 0 | 0 | 0 | 0 | 0 | 0
521 | 521 | 2019-01-22 17:00 | 2.68 | 0 | 0 | 0 | 0 | 0 | 0 | 0 | 0 | 0 | 0 | 0 | 0 | 0 | 0 | 0 | 0
522 | 522 | 2019-01-22 18:00 | 2.27 | 0 | 0 | 0 | 0 | 0 | 0 | 0 | 0 | 0 | 0 | 0 | 0 | 0 | 0 | 0 | 0
523 | 523 | 2019-01-22 19:00 | 2.61 | 0 | 0 | 0 | 0 | 0 | 0 | 0 | 0 | 0 | 0 | 0 | 0 | 0 | 0 | 0 | 0
524 | 524 | 2019-01-22 20:00 | 2.95 | 0 | 0 | 0 | 0 | 0 | 0 | 0 | 0 | 0 | 0 | 0 | 0 | 0 | 0 | 0 | 0
525 | 525 | 2019-01-22 21:00 | 3.29 | 0 | 0 | 0 | 0 | 0 | 0 | 0 | 0 | 0 | 0 | 0 | 0 | 0 | 0 | 0 | 0
526 | 526 | 2019-01-22 22:00 | 3.65 | 0 | 0 | 0 | 0 | 0 | 0 | 0 | 0 | 0 | 0 | 0 | 0 | 0 | 0 | 0 | 0
527 | 527 | 2019-01-22 23:00 | 4.02 | 0 | 0 | 0 | 0 | 0 | 0 | 0 | 0 | 0 | 0 | 0 | 0 | 0 | 0 | 0 | 0
528 | 528 | 2019-01-23 | 4.38 | 0 | 0 | 0 | 0 | 0 | 0 | 0 | 0 | 0 | 0 | 0 | 0 | 0 | 0 | 0 | 0
529 | 529 | 2019-01-23 01:00 | 4.53 | 0 | 0 | 0 | 0 | 0 | 0 | 0 | 0 | 0 | 0 | 0 | 0 | 0 | 0 | 0 | 0
530 | 530 | 2019-01-23 02:00 | 4.67 | 0 | 0 | 0 | 0 | 0 | 0 | 0 | 0 | 0 | 0 | 0 | 0 | 0 | 0 | 0 | 0
531 | 531 | 2019-01-23 03:00 | 4.82 | 0 | 0 | 0 | 0 | 0 | 0 | 0 | 0 | 0 | 0 | 0 | 0 | 0 | 0 | 0 | 0
532 | 532 | 2019-01-23 04:00 | 4.81 | 0 | 0 | 0 | 0 | 0 | 0 | 0 | 0 | 0 | 0 | 0 | 0 | 0 | 0 | 0 | 0
533 | 533 | 2019-01-23 05:00 | 4.79 | 0 | 0 | 0 | 0 | 0 | 0 | 0 | 0 | 0 | 0 | 0 | 0 | 0 | 0 | 0 | 0
534 | 534 | 2019-01-23 06:00 | 4.78 | 0 | 0 | 0 | 0 | 0 | 0 | 0 | 0 | 0 | 0 | 0 | 0 | 0 | 0 | 0 | 0
535 | 535 | 2019-01-23 07:00 | 4.82 | 0 | 0 | 0 | 0 | 0 | 0 | 0 | 0 | 0 | 0 | 0 | 0 | 0 | 0 | 0 | 0
536 | 536 | 2019-01-23 08:00 | 4.85 | 0.35 | 24 | 14.5833 | 99.5449 | 0.36 | 25 | 14.4 | 98.2935 | 0.38 | 26 | 14.6154 | 99.7637 | 0.35 | 25 | 14 | 95.5631
537 | 537 | 2019-01-23 09:00 | 4.89 | 0.91 | 62 | 14.6774 | 100.1872 | 0.92 | 63 | 14.6032 | 99.6804 | 0.96 | 65 | 14.7692 | 100.8139 | 0.87 | 60 | 14.5 | 98.9761
538 | 538 | 2019-01-23 10:00 | 5.2 | 1.1 | 75 | 14.6667 | 100.1138 | 1.1 | 75 | 14.6667 | 100.1138 | 1.16 | 79 | 14.6835 | 100.229 | 1.13 | 77 | 14.6753 | 100.1729
539 | 539 | 2019-01-23 11:00 | 5.51 | 0.6 | 42 | 14.2857 | 97.5134 | 0.61 | 42 | 14.5238 | 99.1386 | 0.64 | 44 | 14.5455 | 99.2864 | 0.64 | 44 | 14.5455 | 99.2864
540 | 540 | 2019-01-23 12:00 | 5.81 | 0.72 | 50 | 14.4 | 98.2935 | 0.72 | 50 | 14.4 | 98.2935 | 0.76 | 53 | 14.3396 | 97.8814 | 0.76 | 53 | 14.3396 | 97.8814
541 | 541 | 2019-01-23 13:00 | 5.74 | 0.79 | 54 | 14.6296 | 99.861 | 0.79 | 54 | 14.6296 | 99.861 | 0.83 | 58 | 14.3103 | 97.6815 | 0.83 | 58 | 14.3103 | 97.6815
542 | 542 | 2019-01-23 14:00 | 5.66 | 0.44 | 30 | 14.6667 | 100.1138 | 0.44 | 31 | 14.1935 | 96.8843 | 0.46 | 32 | 14.375 | 98.1229 | 0.46 | 32 | 14.375 | 98.1229
543 | 543 | 2019-01-23 15:00 | 5.58 | 0.07 | 5 | 14 | 95.5631 | 0.07 | 5 | 14 | 95.5631 | 0.07 | 5 | 14 | 95.5631 | 0.07 | 5 | 14 | 95.5631
544 | 544 | 2019-01-23 16:00 | 5.11 | 0 | 0 | 0 | 0 | 0 | 0 | 0 | 0 | 0 | 0 | 0 | 0 | 0 | 0 | 0 | 0
545 | 545 | 2019-01-23 17:00 | 4.64 | 0 | 0 | 0 | 0 | 0 | 0 | 0 | 0 | 0 | 0 | 0 | 0 | 0 | 0 | 0 | 0
546 | 546 | 2019-01-23 18:00 | 4.16 | 0 | 0 | 0 | 0 | 0 | 0 | 0 | 0 | 0 | 0 | 0 | 0 | 0 | 0 | 0 | 0
547 | 547 | 2019-01-23 19:00 | 3.75 | 0 | 0 | 0 | 0 | 0 | 0 | 0 | 0 | 0 | 0 | 0 | 0 | 0 | 0 | 0 | 0
548 | 548 | 2019-01-23 20:00 | 3.34 | 0 | 0 | 0 | 0 | 0 | 0 | 0 | 0 | 0 | 0 | 0 | 0 | 0 | 0 | 0 | 0
549 | 549 | 2019-01-23 21:00 | 2.92 | 0 | 0 | 0 | 0 | 0 | 0 | 0 | 0 | 0 | 0 | 0 | 0 | 0 | 0 | 0 | 0
550 | 550 | 2019-01-23 22:00 | 2.64 | 0 | 0 | 0 | 0 | 0 | 0 | 0 | 0 | 0 | 0 | 0 | 0 | 0 | 0 | 0 | 0
551 | 551 | 2019-01-23 23:00 | 2.35 | 0 | 0 | 0 | 0 | 0 | 0 | 0 | 0 | 0 | 0 | 0 | 0 | 0 | 0 | 0 | 0
552 | 552 | 2019-01-24 | 2.07 | 0 | 0 | 0 | 0 | 0 | 0 | 0 | 0 | 0 | 0 | 0 | 0 | 0 | 0 | 0 | 0
553 | 553 | 2019-01-24 01:00 | 2.08 | 0 | 0 | 0 | 0 | 0 | 0 | 0 | 0 | 0 | 0 | 0 | 0 | 0 | 0 | 0 | 0
554 | 554 | 2019-01-24 02:00 | 2.09 | 0 | 0 | 0 | 0 | 0 | 0 | 0 | 0 | 0 | 0 | 0 | 0 | 0 | 0 | 0 | 0
555 | 555 | 2019-01-24 03:00 | 2.1 | 0 | 0 | 0 | 0 | 0 | 0 | 0 | 0 | 0 | 0 | 0 | 0 | 0 | 0 | 0 | 0
556 | 556 | 2019-01-24 04:00 | 2.34 | 0 | 0 | 0 | 0 | 0 | 0 | 0 | 0 | 0 | 0 | 0 | 0 | 0 | 0 | 0 | 0
557 | 557 | 2019-01-24 05:00 | 2.59 | 0 | 0 | 0 | 0 | 0 | 0 | 0 | 0 | 0 | 0 | 0 | 0 | 0 | 0 | 0 | 0
558 | 558 | 2019-01-24 06:00 | 2.83 | 0 | 0 | 0 | 0 | 0 | 0 | 0 | 0 | 0 | 0 | 0 | 0 | 0 | 0 | 0 | 0
559 | 559 | 2019-01-24 07:00 | 3.41 | 0 | 0 | 0 | 0 | 0 | 0 | 0 | 0 | 0 | 0 | 0 | 0 | 0 | 0 | 0 | 0
560 | 560 | 2019-01-24 08:00 | 4 | 0.06 | 4 | 15 | 102.3891 | 0.06 | 4 | 15 | 102.3891 | 0.06 | 4 | 15 | 102.3891 | 0.06 | 4 | 15 | 102.3891
561 | 561 | 2019-01-24 09:00 | 4.58 | 0.54 | 38 | 14.2105 | 97.0002 | 0.55 | 38 | 14.4737 | 98.7965 | 0.58 | 40 | 14.5 | 98.9761 | 0.58 | 40 | 14.5 | 98.9761
562 | 562 | 2019-01-24 10:00 | 5.09 | 0.81 | 56 | 14.4643 | 98.7323 | 0.81 | 56 | 14.4643 | 98.7323 | 0.85 | 58 | 14.6552 | 100.0353 | 0.77 | 53 | 14.5283 | 99.1693
563 | 563 | 2019-01-24 11:00 | 5.6 | 0.51 | 36 | 14.1667 | 96.7008 | 0.52 | 36 | 14.4444 | 98.5969 | 0.54 | 38 | 14.2105 | 97.0002 | 0.54 | 38 | 14.2105 | 97.0002
564 | 564 | 2019-01-24 12:00 | 6.11 | 0.63 | 44 | 14.3182 | 97.735 | 0.63 | 44 | 14.3182 | 97.735 | 0.67 | 46 | 14.5652 | 99.4213 | 0.67 | 46 | 14.5652 | 99.4213
565 | 565 | 2019-01-24 13:00 | 6.6 | 0.42 | 30 | 14 | 95.5631 | 0.42 | 30 | 14 | 95.5631 | 0.45 | 31 | 14.5161 | 99.0862 | 0.45 | 31 | 14.5161 | 99.0862
566 | 566 | 2019-01-24 14:00 | 7.08 | 0.33 | 23 | 14.3478 | 97.9374 | 0.33 | 24 | 13.75 | 93.8567 | 0.35 | 25 | 14 | 95.5631 | 0.35 | 25 | 14 | 95.5631
567 | 567 | 2019-01-24 15:00 | 7.57 | 0.08 | 6 | 13.3333 | 91.0125 | 0.08 | 6 | 13.3333 | 91.0125 | 0.09 | 6 | 15 | 102.3891 | 0.09 | 6 | 15 | 102.3891
568 | 568 | 2019-01-24 16:00 | 7.71 | 0 | 0 | 0 | 0 | 0 | 0 | 0 | 0 | 0 | 0 | 0 | 0 | 0 | 0 | 0 | 0
569 | 569 | 2019-01-24 17:00 | 7.85 | 0 | 0 | 0 | 0 | 0 | 0 | 0 | 0 | 0 | 0 | 0 | 0 | 0 | 0 | 0 | 0
570 | 570 | 2019-01-24 18:00 | 7.98 | 0 | 0 | 0 | 0 | 0 | 0 | 0 | 0 | 0 | 0 | 0 | 0 | 0 | 0 | 0 | 0
571 | 571 | 2019-01-24 19:00 | 7.93 | 0 | 0 | 0 | 0 | 0 | 0 | 0 | 0 | 0 | 0 | 0 | 0 | 0 | 0 | 0 | 0
572 | 572 | 2019-01-24 20:00 | 7.88 | 0 | 0 | 0 | 0 | 0 | 0 | 0 | 0 | 0 | 0 | 0 | 0 | 0 | 0 | 0 | 0
573 | 573 | 2019-01-24 21:00 | 7.83 | 0 | 0 | 0 | 0 | 0 | 0 | 0 | 0 | 0 | 0 | 0 | 0 | 0 | 0 | 0 | 0
574 | 574 | 2019-01-24 22:00 | 7.76 | 0 | 0 | 0 | 0 | 0 | 0 | 0 | 0 | 0 | 0 | 0 | 0 | 0 | 0 | 0 | 0
575 | 575 | 2019-01-24 23:00 | 7.68 | 0 | 0 | 0 | 0 | 0 | 0 | 0 | 0 | 0 | 0 | 0 | 0 | 0 | 0 | 0 | 0
576 | 576 | 2019-01-25 | 7.61 | 0 | 0 | 0 | 0 | 0 | 0 | 0 | 0 | 0 | 0 | 0 | 0 | 0 | 0 | 0 | 0
577 | 577 | 2019-01-25 01:00 | 7.52 | 0 | 0 | 0 | 0 | 0 | 0 | 0 | 0 | 0 | 0 | 0 | 0 | 0 | 0 | 0 | 0
578 | 578 | 2019-01-25 02:00 | 7.43 | 0 | 0 | 0 | 0 | 0 | 0 | 0 | 0 | 0 | 0 | 0 | 0 | 0 | 0 | 0 | 0
579 | 579 | 2019-01-25 03:00 | 7.34 | 0 | 0 | 0 | 0 | 0 | 0 | 0 | 0 | 0 | 0 | 0 | 0 | 0 | 0 | 0 | 0
580 | 580 | 2019-01-25 04:00 | 6.67 | 0 | 0 | 0 | 0 | 0 | 0 | 0 | 0 | 0 | 0 | 0 | 0 | 0 | 0 | 0 | 0
581 | 581 | 2019-01-25 05:00 | 6.01 | 0 | 0 | 0 | 0 | 0 | 0 | 0 | 0 | 0 | 0 | 0 | 0 | 0 | 0 | 0 | 0
582 | 582 | 2019-01-25 06:00 | 5.34 | 0 | 0 | 0 | 0 | 0 | 0 | 0 | 0 | 0 | 0 | 0 | 0 | 0 | 0 | 0 | 0
583 | 583 | 2019-01-25 07:00 | 5.49 | 0 | 0 | 0 | 0 | 0 | 0 | 0 | 0 | 0 | 0 | 0 | 0 | 0 | 0 | 0 | 0
584 | 584 | 2019-01-25 08:00 | 5.65 | 0.62 | 43 | 14.4186 | 98.4205 | 0.65 | 45 | 14.4444 | 98.5969 | 0.63 | 43 | 14.6512 | 100.0079 | 0.38 | 27 | 14.0741 | 96.0688
585 | 585 | 2019-01-25 09:00 | 5.8 | 2.19 | 149 | 14.698 | 100.3276 | 2.23 | 151 | 14.7682 | 100.8069 | 2.16 | 146 | 14.7945 | 100.9865 | 0.99 | 69 | 14.3478 | 97.9374
586 | 586 | 2019-01-25 10:00 | 7.45 | 3.48 | 237 | 14.6835 | 100.229 | 3.5 | 238 | 14.7059 | 100.3814 | 3.49 | 238 | 14.6639 | 100.0946 | 2.12 | 147 | 14.4218 | 98.4421
587 | 587 | 2019-01-25 11:00 | 9.11 | 4.36 | 299 | 14.5819 | 99.5354 | 4.37 | 300 | 14.5667 | 99.4312 | 4.41 | 303 | 14.5545 | 99.3478 | 3.66 | 253 | 14.4664 | 98.7468
588 | 588 | 2019-01-25 12:00 | 10.76 | 4.52 | 312 | 14.4872 | 98.8886 | 4.53 | 313 | 14.4728 | 98.7907 | 4.57 | 315 | 14.5079 | 99.0303 | 3.9 | 271 | 14.3911 | 98.2331
589 | 589 | 2019-01-25 13:00 | 11.17 | 3.79 | 262 | 14.4656 | 98.7416 | 3.81 | 263 | 14.4867 | 98.8853 | 3.8 | 262 | 14.5038 | 99.0022 | 2.71 | 189 | 14.3386 | 97.8746
590 | 590 | 2019-01-25 14:00 | 11.57 | 2.36 | 164 | 14.3902 | 98.2269 | 2.38 | 165 | 14.4242 | 98.459 | 2.34 | 162 | 14.4444 | 98.5969 | 1.01 | 72 | 14.0278 | 95.7527
591 | 591 | 2019-01-25 15:00 | 11.98 | 0.93 | 65 | 14.3077 | 97.6634 | 0.95 | 67 | 14.1791 | 96.7857 | 0.91 | 64 | 14.2188 | 97.0563 | 0.51 | 37 | 13.7838 | 94.0873
592 | 592 | 2019-01-25 16:00 | 11 | 0 | 0 | 0 | 0 | 0 | 0 | 0 | 0 | 0 | 0 | 0 | 0 | 0 | 0 | 0 | 0
593 | 593 | 2019-01-25 17:00 | 10.02 | 0 | 0 | 0 | 0 | 0 | 0 | 0 | 0 | 0 | 0 | 0 | 0 | 0 | 0 | 0 | 0
594 | 594 | 2019-01-25 18:00 | 9.04 | 0 | 0 | 0 | 0 | 0 | 0 | 0 | 0 | 0 | 0 | 0 | 0 | 0 | 0 | 0 | 0
595 | 595 | 2019-01-25 19:00 | 8.7 | 0 | 0 | 0 | 0 | 0 | 0 | 0 | 0 | 0 | 0 | 0 | 0 | 0 | 0 | 0 | 0
596 | 596 | 2019-01-25 20:00 | 8.36 | 0 | 0 | 0 | 0 | 0 | 0 | 0 | 0 | 0 | 0 | 0 | 0 | 0 | 0 | 0 | 0
597 | 597 | 2019-01-25 21:00 | 8.02 | 0 | 0 | 0 | 0 | 0 | 0 | 0 | 0 | 0 | 0 | 0 | 0 | 0 | 0 | 0 | 0
598 | 598 | 2019-01-25 22:00 | 8.33 | 0 | 0 | 0 | 0 | 0 | 0 | 0 | 0 | 0 | 0 | 0 | 0 | 0 | 0 | 0 | 0
599 | 599 | 2019-01-25 23:00 | 8.63 | 0 | 0 | 0 | 0 | 0 | 0 | 0 | 0 | 0 | 0 | 0 | 0 | 0 | 0 | 0 | 0
600 | 600 | 2019-01-26 | 8.94 | 0 | 0 | 0 | 0 | 0 | 0 | 0 | 0 | 0 | 0 | 0 | 0 | 0 | 0 | 0 | 0
601 | 601 | 2019-01-26 01:00 | 9.14 | 0 | 0 | 0 | 0 | 0 | 0 | 0 | 0 | 0 | 0 | 0 | 0 | 0 | 0 | 0 | 0
602 | 602 | 2019-01-26 02:00 | 9.34 | 0 | 0 | 0 | 0 | 0 | 0 | 0 | 0 | 0 | 0 | 0 | 0 | 0 | 0 | 0 | 0
603 | 603 | 2019-01-26 03:00 | 9.54 | 0 | 0 | 0 | 0 | 0 | 0 | 0 | 0 | 0 | 0 | 0 | 0 | 0 | 0 | 0 | 0
604 | 604 | 2019-01-26 04:00 | 9.2 | 0 | 0 | 0 | 0 | 0 | 0 | 0 | 0 | 0 | 0 | 0 | 0 | 0 | 0 | 0 | 0
605 | 605 | 2019-01-26 05:00 | 8.85 | 0 | 0 | 0 | 0 | 0 | 0 | 0 | 0 | 0 | 0 | 0 | 0 | 0 | 0 | 0 | 0
606 | 606 | 2019-01-26 06:00 | 8.51 | 0 | 0 | 0 | 0 | 0 | 0 | 0 | 0 | 0 | 0 | 0 | 0 | 0 | 0 | 0 | 0
607 | 607 | 2019-01-26 07:00 | 8.75 | 0 | 0 | 0 | 0 | 0 | 0 | 0 | 0 | 0 | 0 | 0 | 0 | 0 | 0 | 0 | 0
608 | 608 | 2019-01-26 08:00 | 8.98 | 0.57 | 40 | 14.25 | 97.2696 | 0.6 | 42 | 14.2857 | 97.5134 | 0.59 | 42 | 14.0476 | 95.8882 | 0.45 | 32 | 14.0625 | 95.9898
609 | 609 | 2019-01-26 09:00 | 9.22 | 0.85 | 60 | 14.1667 | 96.7008 | 0.86 | 60 | 14.3333 | 97.8385 | 0.9 | 63 | 14.2857 | 97.5134 | 0.86 | 60 | 14.3333 | 97.8385
610 | 610 | 2019-01-26 10:00 | 10.33 | 1.81 | 125 | 14.48 | 98.8396 | 1.82 | 126 | 14.4444 | 98.5969 | 1.9 | 131 | 14.5038 | 99.0022 | 1.73 | 120 | 14.4167 | 98.4073
611 | 611 | 2019-01-26 11:00 | 11.44 | 0.49 | 35 | 14 | 95.5631 | 0.49 | 35 | 14 | 95.5631 | 0.52 | 37 | 14.0541 | 95.9321 | 0.52 | 37 | 14.0541 | 95.9321
612 | 612 | 2019-01-26 12:00 | 12.55 | 1.53 | 107 | 14.2991 | 97.6045 | 1.53 | 107 | 14.2991 | 97.6045 | 1.61 | 113 | 14.2478 | 97.2545 | 1.61 | 112 | 14.375 | 98.1229
613 | 613 | 2019-01-26 13:00 | 12.4 | 2.24 | 155 | 14.4516 | 98.6458 | 2.25 | 156 | 14.4231 | 98.451 | 2.33 | 162 | 14.3827 | 98.1755 | 2.13 | 148 | 14.3919 | 98.2382
614 | 614 | 2019-01-26 14:00 | 12.24 | 1.48 | 103 | 14.3689 | 98.0814 | 1.49 | 104 | 14.3269 | 97.7947 | 1.53 | 107 | 14.2991 | 97.6045 | 1.15 | 81 | 14.1975 | 96.9115
615 | 615 | 2019-01-26 15:00 | 12.08 | 0.62 | 44 | 14.0909 | 96.1837 | 0.64 | 46 | 13.913 | 94.9696 | 0.64 | 46 | 13.913 | 94.9696 | 0.52 | 37 | 14.0541 | 95.9321
616 | 616 | 2019-01-26 16:00 | 11.4 | 0 | 0 | 0 | 0 | 0 | 0 | 0 | 0 | 0 | 0 | 0 | 0 | 0 | 0 | 0 | 0
617 | 617 | 2019-01-26 17:00 | 10.72 | 0 | 0 | 0 | 0 | 0 | 0 | 0 | 0 | 0 | 0 | 0 | 0 | 0 | 0 | 0 | 0
618 | 618 | 2019-01-26 18:00 | 10.04 | 0 | 0 | 0 | 0 | 0 | 0 | 0 | 0 | 0 | 0 | 0 | 0 | 0 | 0 | 0 | 0
619 | 619 | 2019-01-26 19:00 | 9.86 | 0 | 0 | 0 | 0 | 0 | 0 | 0 | 0 | 0 | 0 | 0 | 0 | 0 | 0 | 0 | 0
620 | 620 | 2019-01-26 20:00 | 9.68 | 0 | 0 | 0 | 0 | 0 | 0 | 0 | 0 | 0 | 0 | 0 | 0 | 0 | 0 | 0 | 0
621 | 621 | 2019-01-26 21:00 | 9.5 | 0 | 0 | 0 | 0 | 0 | 0 | 0 | 0 | 0 | 0 | 0 | 0 | 0 | 0 | 0 | 0
622 | 622 | 2019-01-26 22:00 | 9.58 | 0 | 0 | 0 | 0 | 0 | 0 | 0 | 0 | 0 | 0 | 0 | 0 | 0 | 0 | 0 | 0
623 | 623 | 2019-01-26 23:00 | 9.65 | 0 | 0 | 0 | 0 | 0 | 0 | 0 | 0 | 0 | 0 | 0 | 0 | 0 | 0 | 0 | 0
624 | 624 | 2019-01-27 | 9.73 | 0 | 0 | 0 | 0 | 0 | 0 | 0 | 0 | 0 | 0 | 0 | 0 | 0 | 0 | 0 | 0
625 | 625 | 2019-01-27 01:00 | 9.75 | 0 | 0 | 0 | 0 | 0 | 0 | 0 | 0 | 0 | 0 | 0 | 0 | 0 | 0 | 0 | 0
626 | 626 | 2019-01-27 02:00 | 9.76 | 0 | 0 | 0 | 0 | 0 | 0 | 0 | 0 | 0 | 0 | 0 | 0 | 0 | 0 | 0 | 0
627 | 627 | 2019-01-27 03:00 | 9.78 | 0 | 0 | 0 | 0 | 0 | 0 | 0 | 0 | 0 | 0 | 0 | 0 | 0 | 0 | 0 | 0
628 | 628 | 2019-01-27 04:00 | 9.69 | 0 | 0 | 0 | 0 | 0 | 0 | 0 | 0 | 0 | 0 | 0 | 0 | 0 | 0 | 0 | 0
629 | 629 | 2019-01-27 05:00 | 9.6 | 0 | 0 | 0 | 0 | 0 | 0 | 0 | 0 | 0 | 0 | 0 | 0 | 0 | 0 | 0 | 0
630 | 630 | 2019-01-27 06:00 | 9.51 | 0 | 0 | 0 | 0 | 0 | 0 | 0 | 0 | 0 | 0 | 0 | 0 | 0 | 0 | 0 | 0
631 | 631 | 2019-01-27 07:00 | 9.71 | 0 | 0 | 0 | 0 | 0 | 0 | 0 | 0 | 0 | 0 | 0 | 0 | 0 | 0 | 0 | 0
632 | 632 | 2019-01-27 08:00 | 9.9 | 0.17 | 12 | 14.1667 | 96.7008 | 0.17 | 12 | 14.1667 | 96.7008 | 0.18 | 13 | 13.8462 | 94.513 | 0.18 | 13 | 13.8462 | 94.513
633 | 633 | 2019-01-27 09:00 | 10.1 | 0.3 | 22 | 13.6364 | 93.081 | 0.31 | 22 | 14.0909 | 96.1837 | 0.32 | 23 | 13.913 | 94.9696 | 0.32 | 23 | 13.913 | 94.9696
634 | 634 | 2019-01-27 10:00 | 10.25 | 0.34 | 24 | 14.1667 | 96.7008 | 0.34 | 24 | 14.1667 | 96.7008 | 0.36 | 26 | 13.8462 | 94.513 | 0.36 | 26 | 13.8462 | 94.513
635 | 635 | 2019-01-27 11:00 | 10.4 | 2.85 | 196 | 14.5408 | 99.2547 | 2.86 | 196 | 14.5918 | 99.603 | 2.98 | 204 | 14.6078 | 99.7122 | 2.85 | 196 | 14.5408 | 99.2547
636 | 636 | 2019-01-27 12:00 | 10.54 | 0.45 | 32 | 14.0625 | 95.9898 | 0.45 | 32 | 14.0625 | 95.9898 | 0.48 | 34 | 14.1176 | 96.3662 | 0.48 | 34 | 14.1176 | 96.3662
637 | 637 | 2019-01-27 13:00 | 10.93 | 0.49 | 35 | 14 | 95.5631 | 0.49 | 35 | 14 | 95.5631 | 0.52 | 37 | 14.0541 | 95.9321 | 0.52 | 37 | 14.0541 | 95.9321
638 | 638 | 2019-01-27 14:00 | 11.31 | 0.27 | 20 | 13.5 | 92.1502 | 0.28 | 20 | 14 | 95.5631 | 0.29 | 21 | 13.8095 | 94.263 | 0.29 | 21 | 13.8095 | 94.263
639 | 639 | 2019-01-27 15:00 | 11.7 | 0.3 | 22 | 13.6364 | 93.081 | 0.31 | 22 | 14.0909 | 96.1837 | 0.32 | 23 | 13.913 | 94.9696 | 0.32 | 23 | 13.913 | 94.9696
640 | 640 | 2019-01-27 16:00 | 11.45 | 0 | 0 | 0 | 0 | 0 | 0 | 0 | 0 | 0 | 0 | 0 | 0 | 0 | 0 | 0 | 0
641 | 641 | 2019-01-27 17:00 | 11.2 | 0 | 0 | 0 | 0 | 0 | 0 | 0 | 0 | 0 | 0 | 0 | 0 | 0 | 0 | 0 | 0
642 | 642 | 2019-01-27 18:00 | 10.94 | 0 | 0 | 0 | 0 | 0 | 0 | 0 | 0 | 0 | 0 | 0 | 0 | 0 | 0 | 0 | 0
643 | 643 | 2019-01-27 19:00 | 10.66 | 0 | 0 | 0 | 0 | 0 | 0 | 0 | 0 | 0 | 0 | 0 | 0 | 0 | 0 | 0 | 0
644 | 644 | 2019-01-27 20:00 | 10.37 | 0 | 0 | 0 | 0 | 0 | 0 | 0 | 0 | 0 | 0 | 0 | 0 | 0 | 0 | 0 | 0
645 | 645 | 2019-01-27 21:00 | 10.08 | 0 | 0 | 0 | 0 | 0 | 0 | 0 | 0 | 0 | 0 | 0 | 0 | 0 | 0 | 0 | 0
646 | 646 | 2019-01-27 22:00 | 10.11 | 0 | 0 | 0 | 0 | 0 | 0 | 0 | 0 | 0 | 0 | 0 | 0 | 0 | 0 | 0 | 0
647 | 647 | 2019-01-27 23:00 | 10.14 | 0 | 0 | 0 | 0 | 0 | 0 | 0 | 0 | 0 | 0 | 0 | 0 | 0 | 0 | 0 | 0
648 | 648 | 2019-01-28 | 10.17 | 0 | 0 | 0 | 0 | 0 | 0 | 0 | 0 | 0 | 0 | 0 | 0 | 0 | 0 | 0 | 0
649 | 649 | 2019-01-28 01:00 | 10.14 | 0 | 0 | 0 | 0 | 0 | 0 | 0 | 0 | 0 | 0 | 0 | 0 | 0 | 0 | 0 | 0
650 | 650 | 2019-01-28 02:00 | 10.12 | 0 | 0 | 0 | 0 | 0 | 0 | 0 | 0 | 0 | 0 | 0 | 0 | 0 | 0 | 0 | 0
651 | 651 | 2019-01-28 03:00 | 10.09 | 0 | 0 | 0 | 0 | 0 | 0 | 0 | 0 | 0 | 0 | 0 | 0 | 0 | 0 | 0 | 0
652 | 652 | 2019-01-28 04:00 | 9.52 | 0 | 0 | 0 | 0 | 0 | 0 | 0 | 0 | 0 | 0 | 0 | 0 | 0 | 0 | 0 | 0
653 | 653 | 2019-01-28 05:00 | 8.95 | 0 | 0 | 0 | 0 | 0 | 0 | 0 | 0 | 0 | 0 | 0 | 0 | 0 | 0 | 0 | 0
654 | 654 | 2019-01-28 06:00 | 8.38 | 0 | 0 | 0 | 0 | 0 | 0 | 0 | 0 | 0 | 0 | 0 | 0 | 0 | 0 | 0 | 0
655 | 655 | 2019-01-28 07:00 | 7.94 | 0 | 0 | 0 | 0 | 0 | 0 | 0 | 0 | 0 | 0 | 0 | 0 | 0 | 0 | 0 | 0
656 | 656 | 2019-01-28 08:00 | 7.51 | 0.67 | 47 | 14.2553 | 97.3059 | 0.7 | 49 | 14.2857 | 97.5134 | 0.68 | 47 | 14.4681 | 98.7583 | 0.5 | 35 | 14.2857 | 97.5134
657 | 657 | 2019-01-28 09:00 | 7.07 | 2.34 | 159 | 14.717 | 100.4572 | 2.37 | 161 | 14.7205 | 100.4812 | 2.29 | 156 | 14.6795 | 100.2013 | 0.95 | 67 | 14.1791 | 96.7857
658 | 658 | 2019-01-28 10:00 | 7.44 | 3.73 | 254 | 14.685 | 100.2392 | 3.75 | 255 | 14.7059 | 100.3814 | 3.7 | 252 | 14.6825 | 100.2221 | 2.08 | 145 | 14.3448 | 97.9169
659 | 659 | 2019-01-28 11:00 | 7.81 | 4.46 | 305 | 14.623 | 99.8154 | 4.47 | 305 | 14.6557 | 100.0392 | 4.52 | 309 | 14.6278 | 99.8487 | 3.84 | 264 | 14.5455 | 99.2864
660 | 660 | 2019-01-28 12:00 | 8.17 | 4.71 | 323 | 14.582 | 99.5361 | 4.72 | 323 | 14.613 | 99.7475 | 4.78 | 327 | 14.6177 | 99.7798 | 4.19 | 289 | 14.4983 | 98.9643
661 | 661 | 2019-01-28 13:00 | 7.92 | 4 | 273 | 14.652 | 100.0138 | 4.01 | 274 | 14.635 | 99.8979 | 4.03 | 275 | 14.6545 | 100.031 | 3.07 | 212 | 14.4811 | 98.8473
662 | 662 | 2019-01-28 14:00 | 7.66 | 2.55 | 174 | 14.6552 | 100.0353 | 2.57 | 175 | 14.6857 | 100.2438 | 2.53 | 173 | 14.6243 | 99.8244 | 1.07 | 75 | 14.2667 | 97.3834
663 | 663 | 2019-01-28 15:00 | 7.4 | 1.13 | 78 | 14.4872 | 98.8886 | 1.16 | 80 | 14.5 | 98.9761 | 1.09 | 76 | 14.3421 | 97.8983 | 0.53 | 37 | 14.3243 | 97.777
664 | 664 | 2019-01-28 16:00 | 6.16 | 0 | 0 | 0 | 0 | 0 | 0 | 0 | 0 | 0 | 0 | 0 | 0 | 0 | 0 | 0 | 0
665 | 665 | 2019-01-28 17:00 | 4.93 | 0 | 0 | 0 | 0 | 0 | 0 | 0 | 0 | 0 | 0 | 0 | 0 | 0 | 0 | 0 | 0
666 | 666 | 2019-01-28 18:00 | 3.69 | 0 | 0 | 0 | 0 | 0 | 0 | 0 | 0 | 0 | 0 | 0 | 0 | 0 | 0 | 0 | 0
667 | 667 | 2019-01-28 19:00 | 3.45 | 0 | 0 | 0 | 0 | 0 | 0 | 0 | 0 | 0 | 0 | 0 | 0 | 0 | 0 | 0 | 0
668 | 668 | 2019-01-28 20:00 | 3.2 | 0 | 0 | 0 | 0 | 0 | 0 | 0 | 0 | 0 | 0 | 0 | 0 | 0 | 0 | 0 | 0
669 | 669 | 2019-01-28 21:00 | 2.95 | 0 | 0 | 0 | 0 | 0 | 0 | 0 | 0 | 0 | 0 | 0 | 0 | 0 | 0 | 0 | 0
670 | 670 | 2019-01-28 22:00 | 2.73 | 0 | 0 | 0 | 0 | 0 | 0 | 0 | 0 | 0 | 0 | 0 | 0 | 0 | 0 | 0 | 0
671 | 671 | 2019-01-28 23:00 | 2.5 | 0 | 0 | 0 | 0 | 0 | 0 | 0 | 0 | 0 | 0 | 0 | 0 | 0 | 0 | 0 | 0
672 | 672 | 2019-01-29 | 2.28 | 0 | 0 | 0 | 0 | 0 | 0 | 0 | 0 | 0 | 0 | 0 | 0 | 0 | 0 | 0 | 0
673 | 673 | 2019-01-29 01:00 | 2.43 | 0 | 0 | 0 | 0 | 0 | 0 | 0 | 0 | 0 | 0 | 0 | 0 | 0 | 0 | 0 | 0
674 | 674 | 2019-01-29 02:00 | 2.58 | 0 | 0 | 0 | 0 | 0 | 0 | 0 | 0 | 0 | 0 | 0 | 0 | 0 | 0 | 0 | 0
675 | 675 | 2019-01-29 03:00 | 2.73 | 0 | 0 | 0 | 0 | 0 | 0 | 0 | 0 | 0 | 0 | 0 | 0 | 0 | 0 | 0 | 0
676 | 676 | 2019-01-29 04:00 | 2.74 | 0 | 0 | 0 | 0 | 0 | 0 | 0 | 0 | 0 | 0 | 0 | 0 | 0 | 0 | 0 | 0
677 | 677 | 2019-01-29 05:00 | 2.75 | 0 | 0 | 0 | 0 | 0 | 0 | 0 | 0 | 0 | 0 | 0 | 0 | 0 | 0 | 0 | 0
678 | 678 | 2019-01-29 06:00 | 2.76 | 0 | 0 | 0 | 0 | 0 | 0 | 0 | 0 | 0 | 0 | 0 | 0 | 0 | 0 | 0 | 0
679 | 679 | 2019-01-29 07:00 | 3.43 | 0 | 0 | 0 | 0 | 0 | 0 | 0 | 0 | 0 | 0 | 0 | 0 | 0 | 0 | 0 | 0
680 | 680 | 2019-01-29 08:00 | 4.09 | 0.23 | 16 | 14.375 | 98.1229 | 0.25 | 17 | 14.7059 | 100.3814 | 0.24 | 17 | 14.1176 | 96.3662 | 0.21 | 15 | 14 | 95.5631
681 | 681 | 2019-01-29 09:00 | 4.76 | 0.19 | 14 | 13.5714 | 92.6377 | 0.2 | 14 | 14.2857 | 97.5134 | 0.21 | 15 | 14 | 95.5631 | 0.21 | 15 | 14 | 95.5631
682 | 682 | 2019-01-29 10:00 | 5.9 | 0.63 | 44 | 14.3182 | 97.735 | 0.63 | 44 | 14.3182 | 97.735 | 0.67 | 46 | 14.5652 | 99.4213 | 0.67 | 46 | 14.5652 | 99.4213
683 | 683 | 2019-01-29 11:00 | 7.04 | 0.8 | 55 | 14.5455 | 99.2864 | 0.8 | 55 | 14.5455 | 99.2864 | 0.84 | 58 | 14.4828 | 98.8584 | 0.84 | 58 | 14.4828 | 98.8584
684 | 684 | 2019-01-29 12:00 | 8.17 | 0.71 | 50 | 14.2 | 96.9283 | 0.72 | 50 | 14.4 | 98.2935 | 0.76 | 53 | 14.3396 | 97.8814 | 0.76 | 53 | 14.3396 | 97.8814
685 | 685 | 2019-01-29 13:00 | 8.29 | 0.96 | 67 | 14.3284 | 97.8045 | 0.97 | 67 | 14.4776 | 98.8233 | 1.02 | 71 | 14.3662 | 98.0628 | 1.01 | 70 | 14.4286 | 98.4885
686 | 686 | 2019-01-29 14:00 | 8.4 | 0.22 | 15 | 14.6667 | 100.1138 | 0.22 | 16 | 13.75 | 93.8567 | 0.23 | 16 | 14.375 | 98.1229 | 0.23 | 16 | 14.375 | 98.1229
687 | 687 | 2019-01-29 15:00 | 8.51 | 0.38 | 27 | 14.0741 | 96.0688 | 0.39 | 27 | 14.4444 | 98.5969 | 0.4 | 28 | 14.2857 | 97.5134 | 0.39 | 28 | 13.9286 | 95.0756
688 | 688 | 2019-01-29 16:00 | 8.11 | 0 | 0 | 0 | 0 | 0 | 0 | 0 | 0 | 0 | 0 | 0 | 0 | 0 | 0 | 0 | 0
689 | 689 | 2019-01-29 17:00 | 7.71 | 0 | 0 | 0 | 0 | 0 | 0 | 0 | 0 | 0 | 0 | 0 | 0 | 0 | 0 | 0 | 0
690 | 690 | 2019-01-29 18:00 | 7.31 | 0 | 0 | 0 | 0 | 0 | 0 | 0 | 0 | 0 | 0 | 0 | 0 | 0 | 0 | 0 | 0
691 | 691 | 2019-01-29 19:00 | 7.23 | 0 | 0 | 0 | 0 | 0 | 0 | 0 | 0 | 0 | 0 | 0 | 0 | 0 | 0 | 0 | 0
692 | 692 | 2019-01-29 20:00 | 7.15 | 0 | 0 | 0 | 0 | 0 | 0 | 0 | 0 | 0 | 0 | 0 | 0 | 0 | 0 | 0 | 0
693 | 693 | 2019-01-29 21:00 | 7.06 | 0 | 0 | 0 | 0 | 0 | 0 | 0 | 0 | 0 | 0 | 0 | 0 | 0 | 0 | 0 | 0
694 | 694 | 2019-01-29 22:00 | 7.09 | 0 | 0 | 0 | 0 | 0 | 0 | 0 | 0 | 0 | 0 | 0 | 0 | 0 | 0 | 0 | 0
695 | 695 | 2019-01-29 23:00 | 7.11 | 0 | 0 | 0 | 0 | 0 | 0 | 0 | 0 | 0 | 0 | 0 | 0 | 0 | 0 | 0 | 0
696 | 696 | 2019-01-30 | 7.14 | 0 | 0 | 0 | 0 | 0 | 0 | 0 | 0 | 0 | 0 | 0 | 0 | 0 | 0 | 0 | 0
697 | 697 | 2019-01-30 01:00 | 7.26 | 0 | 0 | 0 | 0 | 0 | 0 | 0 | 0 | 0 | 0 | 0 | 0 | 0 | 0 | 0 | 0
698 | 698 | 2019-01-30 02:00 | 7.37 | 0 | 0 | 0 | 0 | 0 | 0 | 0 | 0 | 0 | 0 | 0 | 0 | 0 | 0 | 0 | 0
699 | 699 | 2019-01-30 03:00 | 7.49 | 0 | 0 | 0 | 0 | 0 | 0 | 0 | 0 | 0 | 0 | 0 | 0 | 0 | 0 | 0 | 0
700 | 700 | 2019-01-30 04:00 | 7.44 | 0 | 0 | 0 | 0 | 0 | 0 | 0 | 0 | 0 | 0 | 0 | 0 | 0 | 0 | 0 | 0
701 | 701 | 2019-01-30 05:00 | 7.39 | 0 | 0 | 0 | 0 | 0 | 0 | 0 | 0 | 0 | 0 | 0 | 0 | 0 | 0 | 0 | 0
702 | 702 | 2019-01-30 06:00 | 7.34 | 0 | 0 | 0 | 0 | 0 | 0 | 0 | 0 | 0 | 0 | 0 | 0 | 0 | 0 | 0 | 0
703 | 703 | 2019-01-30 07:00 | 7.38 | 0 | 0 | 0 | 0 | 0 | 0 | 0 | 0 | 0 | 0 | 0 | 0 | 0 | 0 | 0 | 0
704 | 704 | 2019-01-30 08:00 | 7.41 | 0.15 | 11 | 13.6364 | 93.081 | 0.16 | 12 | 13.3333 | 91.0125 | 0.16 | 12 | 13.3333 | 91.0125 | 0.16 | 12 | 13.3333 | 91.0125
705 | 705 | 2019-01-30 09:00 | 7.45 | 0.72 | 50 | 14.4 | 98.2935 | 0.73 | 51 | 14.3137 | 97.7046 | 0.76 | 53 | 14.3396 | 97.8814 | 0.73 | 51 | 14.3137 | 97.7046
706 | 706 | 2019-01-30 10:00 | 7.54 | 0.33 | 23 | 14.3478 | 97.9374 | 0.33 | 23 | 14.3478 | 97.9374 | 0.35 | 25 | 14 | 95.5631 | 0.35 | 25 | 14 | 95.5631
707 | 707 | 2019-01-30 11:00 | 7.64 | 0.41 | 29 | 14.1379 | 96.5046 | 0.41 | 29 | 14.1379 | 96.5046 | 0.43 | 30 | 14.3333 | 97.8385 | 0.43 | 30 | 14.3333 | 97.8385
708 | 708 | 2019-01-30 12:00 | 7.73 | 0.36 | 25 | 14.4 | 98.2935 | 0.36 | 25 | 14.4 | 98.2935 | 0.38 | 27 | 14.0741 | 96.0688 | 0.38 | 27 | 14.0741 | 96.0688
709 | 709 | 2019-01-30 13:00 | 7.47 | 0.87 | 60 | 14.5 | 98.9761 | 0.88 | 61 | 14.4262 | 98.4726 | 0.92 | 64 | 14.375 | 98.1229 | 0.92 | 64 | 14.375 | 98.1229
710 | 710 | 2019-01-30 14:00 | 7.2 | 0.37 | 26 | 14.2308 | 97.1384 | 0.37 | 26 | 14.2308 | 97.1384 | 0.39 | 28 | 13.9286 | 95.0756 | 0.39 | 28 | 13.9286 | 95.0756
711 | 711 | 2019-01-30 15:00 | 6.94 | 0.21 | 15 | 14 | 95.5631 | 0.21 | 15 | 14 | 95.5631 | 0.22 | 15 | 14.6667 | 100.1138 | 0.22 | 15 | 14.6667 | 100.1138
712 | 712 | 2019-01-30 16:00 | 6.59 | 0 | 0 | 0 | 0 | 0 | 0 | 0 | 0 | 0 | 0 | 0 | 0 | 0 | 0 | 0 | 0
713 | 713 | 2019-01-30 17:00 | 6.24 | 0 | 0 | 0 | 0 | 0 | 0 | 0 | 0 | 0 | 0 | 0 | 0 | 0 | 0 | 0 | 0
714 | 714 | 2019-01-30 18:00 | 5.89 | 0 | 0 | 0 | 0 | 0 | 0 | 0 | 0 | 0 | 0 | 0 | 0 | 0 | 0 | 0 | 0
715 | 715 | 2019-01-30 19:00 | 5.07 | 0 | 0 | 0 | 0 | 0 | 0 | 0 | 0 | 0 | 0 | 0 | 0 | 0 | 0 | 0 | 0
716 | 716 | 2019-01-30 20:00 | 4.25 | 0 | 0 | 0 | 0 | 0 | 0 | 0 | 0 | 0 | 0 | 0 | 0 | 0 | 0 | 0 | 0
717 | 717 | 2019-01-30 21:00 | 3.43 | 0 | 0 | 0 | 0 | 0 | 0 | 0 | 0 | 0 | 0 | 0 | 0 | 0 | 0 | 0 | 0
718 | 718 | 2019-01-30 22:00 | 3.27 | 0 | 0 | 0 | 0 | 0 | 0 | 0 | 0 | 0 | 0 | 0 | 0 | 0 | 0 | 0 | 0
719 | 719 | 2019-01-30 23:00 | 3.1 | 0 | 0 | 0 | 0 | 0 | 0 | 0 | 0 | 0 | 0 | 0 | 0 | 0 | 0 | 0 | 0
720 | 720 | 2019-01-31 | 2.94 | 0 | 0 | 0 | 0 | 0 | 0 | 0 | 0 | 0 | 0 | 0 | 0 | 0 | 0 | 0 | 0
721 | 721 | 2019-01-31 01:00 | 3 | 0 | 0 | 0 | 0 | 0 | 0 | 0 | 0 | 0 | 0 | 0 | 0 | 0 | 0 | 0 | 0
722 | 722 | 2019-01-31 02:00 | 3.06 | 0 | 0 | 0 | 0 | 0 | 0 | 0 | 0 | 0 | 0 | 0 | 0 | 0 | 0 | 0 | 0
723 | 723 | 2019-01-31 03:00 | 3.12 | 0 | 0 | 0 | 0 | 0 | 0 | 0 | 0 | 0 | 0 | 0 | 0 | 0 | 0 | 0 | 0
724 | 724 | 2019-01-31 04:00 | 3.21 | 0 | 0 | 0 | 0 | 0 | 0 | 0 | 0 | 0 | 0 | 0 | 0 | 0 | 0 | 0 | 0
725 | 725 | 2019-01-31 05:00 | 3.29 | 0 | 0 | 0 | 0 | 0 | 0 | 0 | 0 | 0 | 0 | 0 | 0 | 0 | 0 | 0 | 0
726 | 726 | 2019-01-31 06:00 | 3.38 | 0 | 0 | 0 | 0 | 0 | 0 | 0 | 0 | 0 | 0 | 0 | 0 | 0 | 0 | 0 | 0
727 | 727 | 2019-01-31 07:00 | 3.82 | 0 | 0 | 0 | 0 | 0 | 0 | 0 | 0 | 0 | 0 | 0 | 0 | 0 | 0 | 0 | 0
728 | 728 | 2019-01-31 08:00 | 4.27 | 0.31 | 22 | 14.0909 | 96.1837 | 0.33 | 23 | 14.3478 | 97.9374 | 0.33 | 23 | 14.3478 | 97.9374 | 0.33 | 23 | 14.3478 | 97.9374
729 | 729 | 2019-01-31 09:00 | 4.71 | 0.96 | 66 | 14.5455 | 99.2864 | 0.98 | 67 | 14.6269 | 99.8421 | 1.02 | 70 | 14.5714 | 99.4637 | 0.98 | 67 | 14.6269 | 99.8421
730 | 730 | 2019-01-31 10:00 | 5.33 | 1.95 | 132 | 14.7727 | 100.8377 | 1.96 | 133 | 14.7368 | 100.5928 | 2.05 | 138 | 14.8551 | 101.3998 | 1.91 | 129 | 14.8062 | 101.0662
731 | 731 | 2019-01-31 11:00 | 5.95 | 1.1 | 76 | 14.4737 | 98.7965 | 1.11 | 76 | 14.6053 | 99.6946 | 1.17 | 80 | 14.625 | 99.8294 | 1.16 | 80 | 14.5 | 98.9761
732 | 732 | 2019-01-31 12:00 | 6.57 | 0.81 | 56 | 14.4643 | 98.7323 | 0.81 | 56 | 14.4643 | 98.7323 | 0.86 | 59 | 14.5763 | 99.4967 | 0.86 | 59 | 14.5763 | 99.4967
733 | 733 | 2019-01-31 13:00 | 6.56 | 0.72 | 50 | 14.4 | 98.2935 | 0.72 | 50 | 14.4 | 98.2935 | 0.76 | 53 | 14.3396 | 97.8814 | 0.76 | 53 | 14.3396 | 97.8814
734 | 734 | 2019-01-31 14:00 | 6.55 | 0.88 | 61 | 14.4262 | 98.4726 | 0.88 | 61 | 14.4262 | 98.4726 | 0.93 | 64 | 14.5312 | 99.1894 | 0.92 | 63 | 14.6032 | 99.6804
735 | 735 | 2019-01-31 15:00 | 6.54 | 0.39 | 28 | 13.9286 | 95.0756 | 0.4 | 28 | 14.2857 | 97.5134 | 0.42 | 29 | 14.4828 | 98.8584 | 0.4 | 28 | 14.2857 | 97.5134
736 | 736 | 2019-01-31 16:00 | 7.04 | 0 | 0 | 0 | 0 | 0 | 0 | 0 | 0 | 0 | 0 | 0 | 0 | 0 | 0 | 0 | 0
737 | 737 | 2019-01-31 17:00 | 7.54 | 0 | 0 | 0 | 0 | 0 | 0 | 0 | 0 | 0 | 0 | 0 | 0 | 0 | 0 | 0 | 0
738 | 738 | 2019-01-31 18:00 | 8.03 | 0 | 0 | 0 | 0 | 0 | 0 | 0 | 0 | 0 | 0 | 0 | 0 | 0 | 0 | 0 | 0
739 | 739 | 2019-01-31 19:00 | 8.81 | 0 | 0 | 0 | 0 | 0 | 0 | 0 | 0 | 0 | 0 | 0 | 0 | 0 | 0 | 0 | 0
740 | 740 | 2019-01-31 20:00 | 9.59 | 0 | 0 | 0 | 0 | 0 | 0 | 0 | 0 | 0 | 0 | 0 | 0 | 0 | 0 | 0 | 0
741 | 741 | 2019-01-31 21:00 | 10.37 | 0 | 0 | 0 | 0 | 0 | 0 | 0 | 0 | 0 | 0 | 0 | 0 | 0 | 0 | 0 | 0
742 | 742 | 2019-01-31 22:00 | 10.54 | 0 | 0 | 0 | 0 | 0 | 0 | 0 | 0 | 0 | 0 | 0 | 0 | 0 | 0 | 0 | 0
743 | 743 | 2019-01-31 23:00 | 10.72 | 0 | 0 | 0 | 0 | 0 | 0 | 0 | 0 | 0 | 0 | 0 | 0 | 0 | 0 | 0 | 0
744 | 744 | 2019-02-01 | 10.89 | 0 | 0 | 0 | 0 | 0 | 0 | 0 | 0 | 0 | 0 | 0 | 0 | 0 | 0 | 0 | 0
745 | 745 | 2019-02-01 01:00 | 10.8 | 0 | 0 | 0 | 0 | 0 | 0 | 0 | 0 | 0 | 0 | 0 | 0 | 0 | 0 | 0 | 0
746 | 746 | 2019-02-01 02:00 | 10.71 | 0 | 0 | 0 | 0 | 0 | 0 | 0 | 0 | 0 | 0 | 0 | 0 | 0 | 0 | 0 | 0
747 | 747 | 2019-02-01 03:00 | 10.62 | 0 | 0 | 0 | 0 | 0 | 0 | 0 | 0 | 0 | 0 | 0 | 0 | 0 | 0 | 0 | 0
748 | 748 | 2019-02-01 04:00 | 10.43 | 0 | 0 | 0 | 0 | 0 | 0 | 0 | 0 | 0 | 0 | 0 | 0 | 0 | 0 | 0 | 0
749 | 749 | 2019-02-01 05:00 | 10.23 | 0 | 0 | 0 | 0 | 0 | 0 | 0 | 0 | 0 | 0 | 0 | 0 | 0 | 0 | 0 | 0
750 | 750 | 2019-02-01 06:00 | 10.04 | 0 | 0 | 0 | 0 | 0 | 0 | 0 | 0 | 0 | 0 | 0 | 0 | 0 | 0 | 0 | 0
751 | 751 | 2019-02-01 07:00 | 10.01 | 0 | 0 | 0 | 0 | 0 | 0 | 0 | 0 | 0 | 0 | 0 | 0 | 0 | 0 | 0 | 0
752 | 752 | 2019-02-01 08:00 | 9.99 | 0.15 | 11 | 13.6364 | 93.081 | 0.16 | 12 | 13.3333 | 91.0125 | 0.16 | 12 | 13.3333 | 91.0125 | 0.16 | 12 | 13.3333 | 91.0125
753 | 753 | 2019-02-01 09:00 | 9.97 | 0.48 | 34 | 14.1176 | 96.3662 | 0.49 | 34 | 14.4118 | 98.3738 | 0.51 | 36 | 14.1667 | 96.7008 | 0.51 | 36 | 14.1667 | 96.7008
754 | 754 | 2019-02-01 10:00 | 9.93 | 0.45 | 32 | 14.0625 | 95.9898 | 0.46 | 32 | 14.375 | 98.1229 | 0.48 | 34 | 14.1176 | 96.3662 | 0.48 | 34 | 14.1176 | 96.3662
755 | 755 | 2019-02-01 11:00 | 9.89 | 0.72 | 51 | 14.1176 | 96.3662 | 0.72 | 51 | 14.1176 | 96.3662 | 0.76 | 54 | 14.0741 | 96.0688 | 0.76 | 54 | 14.0741 | 96.0688
756 | 756 | 2019-02-01 12:00 | 9.85 | 1.03 | 72 | 14.3056 | 97.6488 | 1.03 | 72 | 14.3056 | 97.6488 | 1.09 | 76 | 14.3421 | 97.8983 | 1.09 | 76 | 14.3421 | 97.8983
757 | 757 | 2019-02-01 13:00 | 10.09 | 0.55 | 39 | 14.1026 | 96.2632 | 0.56 | 39 | 14.359 | 98.0135 | 0.59 | 41 | 14.3902 | 98.2269 | 0.59 | 41 | 14.3902 | 98.2269
758 | 758 | 2019-02-01 14:00 | 10.33 | 0.48 | 34 | 14.1176 | 96.3662 | 0.48 | 34 | 14.1176 | 96.3662 | 0.51 | 36 | 14.1667 | 96.7008 | 0.51 | 36 | 14.1667 | 96.7008
759 | 759 | 2019-02-01 15:00 | 10.56 | 0.38 | 27 | 14.0741 | 96.0688 | 0.39 | 28 | 13.9286 | 95.0756 | 0.4 | 29 | 13.7931 | 94.1509 | 0.4 | 29 | 13.7931 | 94.1509
760 | 760 | 2019-02-01 16:00 | 10.4 | 0 | 0 | 0 | 0 | 0 | 0 | 0 | 0 | 0 | 0 | 0 | 0 | 0 | 0 | 0 | 0
761 | 761 | 2019-02-01 17:00 | 10.23 | 0 | 0 | 0 | 0 | 0 | 0 | 0 | 0 | 0 | 0 | 0 | 0 | 0 | 0 | 0 | 0
762 | 762 | 2019-02-01 18:00 | 10.07 | 0 | 0 | 0 | 0 | 0 | 0 | 0 | 0 | 0 | 0 | 0 | 0 | 0 | 0 | 0 | 0
763 | 763 | 2019-02-01 19:00 | 10.03 | 0 | 0 | 0 | 0 | 0 | 0 | 0 | 0 | 0 | 0 | 0 | 0 | 0 | 0 | 0 | 0
764 | 764 | 2019-02-01 20:00 | 9.99 | 0 | 0 | 0 | 0 | 0 | 0 | 0 | 0 | 0 | 0 | 0 | 0 | 0 | 0 | 0 | 0
765 | 765 | 2019-02-01 21:00 | 9.94 | 0 | 0 | 0 | 0 | 0 | 0 | 0 | 0 | 0 | 0 | 0 | 0 | 0 | 0 | 0 | 0
766 | 766 | 2019-02-01 22:00 | 9.93 | 0 | 0 | 0 | 0 | 0 | 0 | 0 | 0 | 0 | 0 | 0 | 0 | 0 | 0 | 0 | 0
767 | 767 | 2019-02-01 23:00 | 9.92 | 0 | 0 | 0 | 0 | 0 | 0 | 0 | 0 | 0 | 0 | 0 | 0 | 0 | 0 | 0 | 0
768 | 768 | 2019-02-02 | 9.9 | 0 | 0 | 0 | 0 | 0 | 0 | 0 | 0 | 0 | 0 | 0 | 0 | 0 | 0 | 0 | 0
769 | 769 | 2019-02-02 01:00 | 10.37 | 0 | 0 | 0 | 0 | 0 | 0 | 0 | 0 | 0 | 0 | 0 | 0 | 0 | 0 | 0 | 0
770 | 770 | 2019-02-02 02:00 | 10.84 | 0 | 0 | 0 | 0 | 0 | 0 | 0 | 0 | 0 | 0 | 0 | 0 | 0 | 0 | 0 | 0
771 | 771 | 2019-02-02 03:00 | 11.31 | 0 | 0 | 0 | 0 | 0 | 0 | 0 | 0 | 0 | 0 | 0 | 0 | 0 | 0 | 0 | 0
772 | 772 | 2019-02-02 04:00 | 11.12 | 0 | 0 | 0 | 0 | 0 | 0 | 0 | 0 | 0 | 0 | 0 | 0 | 0 | 0 | 0 | 0
773 | 773 | 2019-02-02 05:00 | 10.93 | 0 | 0 | 0 | 0 | 0 | 0 | 0 | 0 | 0 | 0 | 0 | 0 | 0 | 0 | 0 | 0
774 | 774 | 2019-02-02 06:00 | 10.74 | 0 | 0 | 0 | 0 | 0 | 0 | 0 | 0 | 0 | 0 | 0 | 0 | 0 | 0 | 0 | 0
775 | 775 | 2019-02-02 07:00 | 10.7 | 0 | 0 | 0 | 0 | 0 | 0 | 0 | 0 | 0 | 0 | 0 | 0 | 0 | 0 | 0 | 0
776 | 776 | 2019-02-02 08:00 | 10.67 | 0.28 | 20 | 14 | 95.5631 | 0.29 | 21 | 13.8095 | 94.263 | 0.29 | 21 | 13.8095 | 94.263 | 0.29 | 21 | 13.8095 | 94.263
777 | 777 | 2019-02-02 09:00 | 10.64 | 0.4 | 29 | 13.7931 | 94.1509 | 0.41 | 29 | 14.1379 | 96.5046 | 0.43 | 31 | 13.871 | 94.6824 | 0.43 | 31 | 13.871 | 94.6824
778 | 778 | 2019-02-02 10:00 | 10.63 | 0.82 | 58 | 14.1379 | 96.5046 | 0.83 | 58 | 14.3103 | 97.6815 | 0.87 | 61 | 14.2623 | 97.3536 | 0.87 | 61 | 14.2623 | 97.3536
779 | 779 | 2019-02-02 11:00 | 10.62 | 1.17 | 82 | 14.2683 | 97.3945 | 1.17 | 82 | 14.2683 | 97.3945 | 1.24 | 86 | 14.4186 | 98.4205 | 1.24 | 86 | 14.4186 | 98.4205
780 | 780 | 2019-02-02 12:00 | 10.61 | 0.9 | 63 | 14.2857 | 97.5134 | 0.9 | 63 | 14.2857 | 97.5134 | 0.95 | 66 | 14.3939 | 98.2521 | 0.95 | 66 | 14.3939 | 98.2521
781 | 781 | 2019-02-02 13:00 | 10.58 | 0.33 | 23 | 14.3478 | 97.9374 | 0.33 | 23 | 14.3478 | 97.9374 | 0.34 | 25 | 13.6 | 92.8328 | 0.34 | 25 | 13.6 | 92.8328
782 | 782 | 2019-02-02 14:00 | 10.55 | 0.81 | 57 | 14.2105 | 97.0002 | 0.82 | 57 | 14.386 | 98.1977 | 0.86 | 60 | 14.3333 | 97.8385 | 0.86 | 60 | 14.3333 | 97.8385
783 | 783 | 2019-02-02 15:00 | 10.51 | 0.83 | 58 | 14.3103 | 97.6815 | 0.85 | 60 | 14.1667 | 96.7008 | 0.87 | 61 | 14.2623 | 97.3536 | 0.78 | 55 | 14.1818 | 96.8042
784 | 784 | 2019-02-02 16:00 | 10.08 | 0 | 0 | 0 | 0 | 0 | 0 | 0 | 0 | 0 | 0 | 0 | 0 | 0 | 0 | 0 | 0
785 | 785 | 2019-02-02 17:00 | 9.65 | 0 | 0 | 0 | 0 | 0 | 0 | 0 | 0 | 0 | 0 | 0 | 0 | 0 | 0 | 0 | 0
786 | 786 | 2019-02-02 18:00 | 9.22 | 0 | 0 | 0 | 0 | 0 | 0 | 0 | 0 | 0 | 0 | 0 | 0 | 0 | 0 | 0 | 0
787 | 787 | 2019-02-02 19:00 | 8.47 | 0 | 0 | 0 | 0 | 0 | 0 | 0 | 0 | 0 | 0 | 0 | 0 | 0 | 0 | 0 | 0
788 | 788 | 2019-02-02 20:00 | 7.72 | 0 | 0 | 0 | 0 | 0 | 0 | 0 | 0 | 0 | 0 | 0 | 0 | 0 | 0 | 0 | 0
789 | 789 | 2019-02-02 21:00 | 6.96 | 0 | 0 | 0 | 0 | 0 | 0 | 0 | 0 | 0 | 0 | 0 | 0 | 0 | 0 | 0 | 0
790 | 790 | 2019-02-02 22:00 | 6.45 | 0 | 0 | 0 | 0 | 0 | 0 | 0 | 0 | 0 | 0 | 0 | 0 | 0 | 0 | 0 | 0
791 | 791 | 2019-02-02 23:00 | 5.93 | 0 | 0 | 0 | 0 | 0 | 0 | 0 | 0 | 0 | 0 | 0 | 0 | 0 | 0 | 0 | 0
792 | 792 | 2019-02-03 | 5.41 | 0 | 0 | 0 | 0 | 0 | 0 | 0 | 0 | 0 | 0 | 0 | 0 | 0 | 0 | 0 | 0
793 | 793 | 2019-02-03 01:00 | 5.45 | 0 | 0 | 0 | 0 | 0 | 0 | 0 | 0 | 0 | 0 | 0 | 0 | 0 | 0 | 0 | 0
794 | 794 | 2019-02-03 02:00 | 5.49 | 0 | 0 | 0 | 0 | 0 | 0 | 0 | 0 | 0 | 0 | 0 | 0 | 0 | 0 | 0 | 0
795 | 795 | 2019-02-03 03:00 | 5.52 | 0 | 0 | 0 | 0 | 0 | 0 | 0 | 0 | 0 | 0 | 0 | 0 | 0 | 0 | 0 | 0
796 | 796 | 2019-02-03 04:00 | 5.37 | 0 | 0 | 0 | 0 | 0 | 0 | 0 | 0 | 0 | 0 | 0 | 0 | 0 | 0 | 0 | 0
797 | 797 | 2019-02-03 05:00 | 5.22 | 0 | 0 | 0 | 0 | 0 | 0 | 0 | 0 | 0 | 0 | 0 | 0 | 0 | 0 | 0 | 0
798 | 798 | 2019-02-03 06:00 | 5.07 | 0 | 0 | 0 | 0 | 0 | 0 | 0 | 0 | 0 | 0 | 0 | 0 | 0 | 0 | 0 | 0
799 | 799 | 2019-02-03 07:00 | 5.2 | 0 | 0 | 0 | 0 | 0 | 0 | 0 | 0 | 0 | 0 | 0 | 0 | 0 | 0 | 0 | 0
800 | 800 | 2019-02-03 08:00 | 5.33 | 0.92 | 63 | 14.6032 | 99.6804 | 0.96 | 66 | 14.5455 | 99.2864 | 0.91 | 63 | 14.4444 | 98.5969 | 0.61 | 42 | 14.5238 | 99.1386
801 | 801 | 2019-02-03 09:00 | 5.47 | 2.65 | 179 | 14.8045 | 101.0544 | 2.69 | 181 | 14.8619 | 101.4463 | 2.6 | 175 | 14.8571 | 101.4139 | 1.11 | 77 | 14.4156 | 98.3999
802 | 802 | 2019-02-03 10:00 | 5.65 | 4.03 | 271 | 14.8708 | 101.5075 | 4.05 | 272 | 14.8897 | 101.6362 | 4.04 | 272 | 14.8529 | 101.3853 | 2.68 | 183 | 14.6448 | 99.9646
803 | 803 | 2019-02-03 11:00 | 5.83 | 3.19 | 216 | 14.7685 | 100.809 | 3.2 | 216 | 14.8148 | 101.125 | 3.32 | 224 | 14.8214 | 101.1702 | 3.18 | 215 | 14.7907 | 100.9604
804 | 804 | 2019-02-03 12:00 | 6.01 | 3.41 | 230 | 14.8261 | 101.202 | 3.41 | 230 | 14.8261 | 101.202 | 3.54 | 239 | 14.8117 | 101.1039 | 3.41 | 230 | 14.8261 | 101.202
805 | 805 | 2019-02-03 13:00 | 5.81 | 1.9 | 129 | 14.7287 | 100.5371 | 1.91 | 129 | 14.8062 | 101.0662 | 2 | 136 | 14.7059 | 100.3814 | 1.97 | 133 | 14.812 | 101.106
806 | 806 | 2019-02-03 14:00 | 5.6 | 1.33 | 91 | 14.6154 | 99.7637 | 1.34 | 92 | 14.5652 | 99.4213 | 1.41 | 96 | 14.6875 | 100.256 | 1.35 | 92 | 14.6739 | 100.1632
807 | 807 | 2019-02-03 15:00 | 5.39 | 0.46 | 32 | 14.375 | 98.1229 | 0.47 | 33 | 14.2424 | 97.2179 | 0.49 | 34 | 14.4118 | 98.3738 | 0.49 | 34 | 14.4118 | 98.3738
808 | 808 | 2019-02-03 16:00 | 4.71 | 0 | 0 | 0 | 0 | 0 | 0 | 0 | 0 | 0 | 0 | 0 | 0 | 0 | 0 | 0 | 0
809 | 809 | 2019-02-03 17:00 | 4.02 | 0 | 0 | 0 | 0 | 0 | 0 | 0 | 0 | 0 | 0 | 0 | 0 | 0 | 0 | 0 | 0
810 | 810 | 2019-02-03 18:00 | 3.34 | 0 | 0 | 0 | 0 | 0 | 0 | 0 | 0 | 0 | 0 | 0 | 0 | 0 | 0 | 0 | 0
811 | 811 | 2019-02-03 19:00 | 3.19 | 0 | 0 | 0 | 0 | 0 | 0 | 0 | 0 | 0 | 0 | 0 | 0 | 0 | 0 | 0 | 0
812 | 812 | 2019-02-03 20:00 | 3.04 | 0 | 0 | 0 | 0 | 0 | 0 | 0 | 0 | 0 | 0 | 0 | 0 | 0 | 0 | 0 | 0
813 | 813 | 2019-02-03 21:00 | 2.89 | 0 | 0 | 0 | 0 | 0 | 0 | 0 | 0 | 0 | 0 | 0 | 0 | 0 | 0 | 0 | 0
814 | 814 | 2019-02-03 22:00 | 2.99 | 0 | 0 | 0 | 0 | 0 | 0 | 0 | 0 | 0 | 0 | 0 | 0 | 0 | 0 | 0 | 0
815 | 815 | 2019-02-03 23:00 | 3.09 | 0 | 0 | 0 | 0 | 0 | 0 | 0 | 0 | 0 | 0 | 0 | 0 | 0 | 0 | 0 | 0
816 | 816 | 2019-02-04 | 3.18 | 0 | 0 | 0 | 0 | 0 | 0 | 0 | 0 | 0 | 0 | 0 | 0 | 0 | 0 | 0 | 0
817 | 817 | 2019-02-04 01:00 | 3.27 | 0 | 0 | 0 | 0 | 0 | 0 | 0 | 0 | 0 | 0 | 0 | 0 | 0 | 0 | 0 | 0
818 | 818 | 2019-02-04 02:00 | 3.36 | 0 | 0 | 0 | 0 | 0 | 0 | 0 | 0 | 0 | 0 | 0 | 0 | 0 | 0 | 0 | 0
819 | 819 | 2019-02-04 03:00 | 3.44 | 0 | 0 | 0 | 0 | 0 | 0 | 0 | 0 | 0 | 0 | 0 | 0 | 0 | 0 | 0 | 0
820 | 820 | 2019-02-04 04:00 | 3.42 | 0 | 0 | 0 | 0 | 0 | 0 | 0 | 0 | 0 | 0 | 0 | 0 | 0 | 0 | 0 | 0
821 | 821 | 2019-02-04 05:00 | 3.39 | 0 | 0 | 0 | 0 | 0 | 0 | 0 | 0 | 0 | 0 | 0 | 0 | 0 | 0 | 0 | 0
822 | 822 | 2019-02-04 06:00 | 3.37 | 0 | 0 | 0 | 0 | 0 | 0 | 0 | 0 | 0 | 0 | 0 | 0 | 0 | 0 | 0 | 0
823 | 823 | 2019-02-04 07:00 | 3.73 | 0 | 0 | 0 | 0 | 0 | 0 | 0 | 0 | 0 | 0 | 0 | 0 | 0 | 0 | 0 | 0
824 | 824 | 2019-02-04 08:00 | 4.09 | 0.37 | 26 | 14.2308 | 97.1384 | 0.39 | 27 | 14.4444 | 98.5969 | 0.4 | 28 | 14.2857 | 97.5134 | 0.4 | 28 | 14.2857 | 97.5134
825 | 825 | 2019-02-04 09:00 | 4.45 | 1.24 | 85 | 14.5882 | 99.5784 | 1.26 | 86 | 14.6512 | 100.0079 | 1.32 | 89 | 14.8315 | 101.2386 | 1.26 | 86 | 14.6512 | 100.0079
826 | 826 | 2019-02-04 10:00 | 4.53 | 0.69 | 47 | 14.6809 | 100.2106 | 0.69 | 47 | 14.6809 | 100.2106 | 0.73 | 50 | 14.6 | 99.6587 | 0.73 | 50 | 14.6 | 99.6587
827 | 827 | 2019-02-04 11:00 | 4.61 | 0.61 | 42 | 14.5238 | 99.1386 | 0.61 | 42 | 14.5238 | 99.1386 | 0.64 | 44 | 14.5455 | 99.2864 | 0.64 | 44 | 14.5455 | 99.2864
828 | 828 | 2019-02-04 12:00 | 4.69 | 0.5 | 35 | 14.2857 | 97.5134 | 0.5 | 35 | 14.2857 | 97.5134 | 0.53 | 37 | 14.3243 | 97.777 | 0.53 | 37 | 14.3243 | 97.777
829 | 829 | 2019-02-04 13:00 | 5.06 | 0.65 | 45 | 14.4444 | 98.5969 | 0.65 | 45 | 14.4444 | 98.5969 | 0.68 | 47 | 14.4681 | 98.7583 | 0.68 | 47 | 14.4681 | 98.7583
830 | 830 | 2019-02-04 14:00 | 5.43 | 0.84 | 58 | 14.4828 | 98.8584 | 0.85 | 58 | 14.6552 | 100.0353 | 0.89 | 61 | 14.5902 | 99.5916 | 0.89 | 61 | 14.5902 | 99.5916
831 | 831 | 2019-02-04 15:00 | 5.79 | 0.86 | 59 | 14.5763 | 99.4967 | 0.88 | 61 | 14.4262 | 98.4726 | 0.91 | 62 | 14.6774 | 100.1872 | 0.84 | 58 | 14.4828 | 98.8584
832 | 832 | 2019-02-04 16:00 | 6.09 | 0 | 0 | 0 | 0 | 0 | 0 | 0 | 0 | 0 | 0 | 0 | 0 | 0 | 0 | 0 | 0
833 | 833 | 2019-02-04 17:00 | 6.39 | 0 | 0 | 0 | 0 | 0 | 0 | 0 | 0 | 0 | 0 | 0 | 0 | 0 | 0 | 0 | 0
834 | 834 | 2019-02-04 18:00 | 6.69 | 0 | 0 | 0 | 0 | 0 | 0 | 0 | 0 | 0 | 0 | 0 | 0 | 0 | 0 | 0 | 0
835 | 835 | 2019-02-04 19:00 | 6.32 | 0 | 0 | 0 | 0 | 0 | 0 | 0 | 0 | 0 | 0 | 0 | 0 | 0 | 0 | 0 | 0
836 | 836 | 2019-02-04 20:00 | 5.95 | 0 | 0 | 0 | 0 | 0 | 0 | 0 | 0 | 0 | 0 | 0 | 0 | 0 | 0 | 0 | 0
837 | 837 | 2019-02-04 21:00 | 5.58 | 0 | 0 | 0 | 0 | 0 | 0 | 0 | 0 | 0 | 0 | 0 | 0 | 0 | 0 | 0 | 0
838 | 838 | 2019-02-04 22:00 | 5.43 | 0 | 0 | 0 | 0 | 0 | 0 | 0 | 0 | 0 | 0 | 0 | 0 | 0 | 0 | 0 | 0
839 | 839 | 2019-02-04 23:00 | 5.28 | 0 | 0 | 0 | 0 | 0 | 0 | 0 | 0 | 0 | 0 | 0 | 0 | 0 | 0 | 0 | 0
840 | 840 | 2019-02-05 | 5.13 | 0 | 0 | 0 | 0 | 0 | 0 | 0 | 0 | 0 | 0 | 0 | 0 | 0 | 0 | 0 | 0
841 | 841 | 2019-02-05 01:00 | 5.28 | 0 | 0 | 0 | 0 | 0 | 0 | 0 | 0 | 0 | 0 | 0 | 0 | 0 | 0 | 0 | 0
842 | 842 | 2019-02-05 02:00 | 5.43 | 0 | 0 | 0 | 0 | 0 | 0 | 0 | 0 | 0 | 0 | 0 | 0 | 0 | 0 | 0 | 0
843 | 843 | 2019-02-05 03:00 | 5.58 | 0 | 0 | 0 | 0 | 0 | 0 | 0 | 0 | 0 | 0 | 0 | 0 | 0 | 0 | 0 | 0
844 | 844 | 2019-02-05 04:00 | 5.75 | 0 | 0 | 0 | 0 | 0 | 0 | 0 | 0 | 0 | 0 | 0 | 0 | 0 | 0 | 0 | 0
845 | 845 | 2019-02-05 05:00 | 5.91 | 0 | 0 | 0 | 0 | 0 | 0 | 0 | 0 | 0 | 0 | 0 | 0 | 0 | 0 | 0 | 0
846 | 846 | 2019-02-05 06:00 | 6.08 | 0 | 0 | 0 | 0 | 0 | 0 | 0 | 0 | 0 | 0 | 0 | 0 | 0 | 0 | 0 | 0
847 | 847 | 2019-02-05 07:00 | 6.55 | 0 | 0 | 0 | 0 | 0 | 0 | 0 | 0 | 0 | 0 | 0 | 0 | 0 | 0 | 0 | 0
848 | 848 | 2019-02-05 08:00 | 7.02 | 0.14 | 10 | 14 | 95.5631 | 0.15 | 11 | 13.6364 | 93.081 | 0.15 | 11 | 13.6364 | 93.081 | 0.15 | 11 | 13.6364 | 93.081
849 | 849 | 2019-02-05 09:00 | 7.5 | 0.31 | 22 | 14.0909 | 96.1837 | 0.31 | 22 | 14.0909 | 96.1837 | 0.33 | 23 | 14.3478 | 97.9374 | 0.33 | 23 | 14.3478 | 97.9374
850 | 850 | 2019-02-05 10:00 | 8.12 | 1.16 | 80 | 14.5 | 98.9761 | 1.16 | 80 | 14.5 | 98.9761 | 1.22 | 84 | 14.5238 | 99.1386 | 1.22 | 84 | 14.5238 | 99.1386
851 | 851 | 2019-02-05 11:00 | 8.74 | 1.18 | 82 | 14.3902 | 98.2269 | 1.18 | 82 | 14.3902 | 98.2269 | 1.24 | 86 | 14.4186 | 98.4205 | 1.24 | 86 | 14.4186 | 98.4205
852 | 852 | 2019-02-05 12:00 | 9.36 | 1.12 | 78 | 14.359 | 98.0135 | 1.13 | 78 | 14.4872 | 98.8886 | 1.18 | 82 | 14.3902 | 98.2269 | 1.18 | 82 | 14.3902 | 98.2269
853 | 853 | 2019-02-05 13:00 | 9.76 | 0.93 | 65 | 14.3077 | 97.6634 | 0.93 | 65 | 14.3077 | 97.6634 | 0.98 | 68 | 14.4118 | 98.3738 | 0.98 | 68 | 14.4118 | 98.3738
854 | 854 | 2019-02-05 14:00 | 10.16 | 0.47 | 33 | 14.2424 | 97.2179 | 0.47 | 33 | 14.2424 | 97.2179 | 0.49 | 35 | 14 | 95.5631 | 0.49 | 35 | 14 | 95.5631
855 | 855 | 2019-02-05 15:00 | 10.56 | 0.13 | 9 | 14.4444 | 98.5969 | 0.13 | 9 | 14.4444 | 98.5969 | 0.14 | 10 | 14 | 95.5631 | 0.14 | 10 | 14 | 95.5631
856 | 856 | 2019-02-05 16:00 | 10.17 | 0 | 0 | 0 | 0 | 0 | 0 | 0 | 0 | 0 | 0 | 0 | 0 | 0 | 0 | 0 | 0
857 | 857 | 2019-02-05 17:00 | 9.78 | 0 | 0 | 0 | 0 | 0 | 0 | 0 | 0 | 0 | 0 | 0 | 0 | 0 | 0 | 0 | 0
858 | 858 | 2019-02-05 18:00 | 9.39 | 0 | 0 | 0 | 0 | 0 | 0 | 0 | 0 | 0 | 0 | 0 | 0 | 0 | 0 | 0 | 0
859 | 859 | 2019-02-05 19:00 | 8.98 | 0 | 0 | 0 | 0 | 0 | 0 | 0 | 0 | 0 | 0 | 0 | 0 | 0 | 0 | 0 | 0
860 | 860 | 2019-02-05 20:00 | 8.56 | 0 | 0 | 0 | 0 | 0 | 0 | 0 | 0 | 0 | 0 | 0 | 0 | 0 | 0 | 0 | 0
861 | 861 | 2019-02-05 21:00 | 8.14 | 0 | 0 | 0 | 0 | 0 | 0 | 0 | 0 | 0 | 0 | 0 | 0 | 0 | 0 | 0 | 0
862 | 862 | 2019-02-05 22:00 | 7.79 | 0 | 0 | 0 | 0 | 0 | 0 | 0 | 0 | 0 | 0 | 0 | 0 | 0 | 0 | 0 | 0
863 | 863 | 2019-02-05 23:00 | 7.44 | 0 | 0 | 0 | 0 | 0 | 0 | 0 | 0 | 0 | 0 | 0 | 0 | 0 | 0 | 0 | 0
864 | 864 | 2019-02-06 | 7.08 | 0 | 0 | 0 | 0 | 0 | 0 | 0 | 0 | 0 | 0 | 0 | 0 | 0 | 0 | 0 | 0
865 | 865 | 2019-02-06 01:00 | 7.47 | 0 | 0 | 0 | 0 | 0 | 0 | 0 | 0 | 0 | 0 | 0 | 0 | 0 | 0 | 0 | 0
866 | 866 | 2019-02-06 02:00 | 7.86 | 0 | 0 | 0 | 0 | 0 | 0 | 0 | 0 | 0 | 0 | 0 | 0 | 0 | 0 | 0 | 0
867 | 867 | 2019-02-06 03:00 | 8.25 | 0 | 0 | 0 | 0 | 0 | 0 | 0 | 0 | 0 | 0 | 0 | 0 | 0 | 0 | 0 | 0
868 | 868 | 2019-02-06 04:00 | 8.04 | 0 | 0 | 0 | 0 | 0 | 0 | 0 | 0 | 0 | 0 | 0 | 0 | 0 | 0 | 0 | 0
869 | 869 | 2019-02-06 05:00 | 7.82 | 0 | 0 | 0 | 0 | 0 | 0 | 0 | 0 | 0 | 0 | 0 | 0 | 0 | 0 | 0 | 0
870 | 870 | 2019-02-06 06:00 | 7.61 | 0 | 0 | 0 | 0 | 0 | 0 | 0 | 0 | 0 | 0 | 0 | 0 | 0 | 0 | 0 | 0
871 | 871 | 2019-02-06 07:00 | 7.99 | 0 | 0 | 0 | 0 | 0 | 0 | 0 | 0 | 0 | 0 | 0 | 0 | 0 | 0 | 0 | 0
872 | 872 | 2019-02-06 08:00 | 8.37 | 0.44 | 31 | 14.1935 | 96.8843 | 0.46 | 33 | 13.9394 | 95.1494 | 0.47 | 33 | 14.2424 | 97.2179 | 0.47 | 33 | 14.2424 | 97.2179
873 | 873 | 2019-02-06 09:00 | 8.75 | 2.12 | 145 | 14.6207 | 99.7999 | 2.15 | 147 | 14.6259 | 99.8352 | 2.18 | 149 | 14.6309 | 99.8694 | 1.6 | 111 | 14.4144 | 98.3919
874 | 874 | 2019-02-06 10:00 | 9.76 | 0.76 | 53 | 14.3396 | 97.8814 | 0.76 | 54 | 14.0741 | 96.0688 | 0.81 | 56 | 14.4643 | 98.7323 | 0.81 | 56 | 14.4643 | 98.7323
875 | 875 | 2019-02-06 11:00 | 10.77 | 1.52 | 106 | 14.3396 | 97.8814 | 1.53 | 106 | 14.434 | 98.5253 | 1.6 | 111 | 14.4144 | 98.3919 | 1.6 | 111 | 14.4144 | 98.3919
876 | 876 | 2019-02-06 12:00 | 11.78 | 1.56 | 108 | 14.4444 | 98.5969 | 1.56 | 109 | 14.3119 | 97.6923 | 1.64 | 114 | 14.386 | 98.1977 | 1.64 | 114 | 14.386 | 98.1977
877 | 877 | 2019-02-06 13:00 | 12.12 | 1.36 | 95 | 14.3158 | 97.7187 | 1.36 | 95 | 14.3158 | 97.7187 | 1.43 | 100 | 14.3 | 97.6109 | 1.43 | 100 | 14.3 | 97.6109
878 | 878 | 2019-02-06 14:00 | 12.46 | 1.56 | 109 | 14.3119 | 97.6923 | 1.57 | 110 | 14.2727 | 97.4248 | 1.64 | 115 | 14.2609 | 97.3438 | 1.54 | 108 | 14.2593 | 97.3328
879 | 879 | 2019-02-06 15:00 | 12.79 | 1.41 | 99 | 14.2424 | 97.2179 | 1.44 | 101 | 14.2574 | 97.3203 | 1.42 | 99 | 14.3434 | 97.9074 | 0.94 | 67 | 14.0299 | 95.7669
880 | 880 | 2019-02-06 16:00 | 12.26 | 0 | 0 | 0 | 0 | 0 | 0 | 0 | 0 | 0 | 0 | 0 | 0 | 0 | 0 | 0 | 0
881 | 881 | 2019-02-06 17:00 | 11.73 | 0 | 0 | 0 | 0 | 0 | 0 | 0 | 0 | 0 | 0 | 0 | 0 | 0 | 0 | 0 | 0
882 | 882 | 2019-02-06 18:00 | 11.2 | 0 | 0 | 0 | 0 | 0 | 0 | 0 | 0 | 0 | 0 | 0 | 0 | 0 | 0 | 0 | 0
883 | 883 | 2019-02-06 19:00 | 11.05 | 0 | 0 | 0 | 0 | 0 | 0 | 0 | 0 | 0 | 0 | 0 | 0 | 0 | 0 | 0 | 0
884 | 884 | 2019-02-06 20:00 | 10.89 | 0 | 0 | 0 | 0 | 0 | 0 | 0 | 0 | 0 | 0 | 0 | 0 | 0 | 0 | 0 | 0
885 | 885 | 2019-02-06 21:00 | 10.73 | 0 | 0 | 0 | 0 | 0 | 0 | 0 | 0 | 0 | 0 | 0 | 0 | 0 | 0 | 0 | 0
886 | 886 | 2019-02-06 22:00 | 10.52 | 0 | 0 | 0 | 0 | 0 | 0 | 0 | 0 | 0 | 0 | 0 | 0 | 0 | 0 | 0 | 0
887 | 887 | 2019-02-06 23:00 | 10.31 | 0 | 0 | 0 | 0 | 0 | 0 | 0 | 0 | 0 | 0 | 0 | 0 | 0 | 0 | 0 | 0
888 | 888 | 2019-02-07 | 10.1 | 0 | 0 | 0 | 0 | 0 | 0 | 0 | 0 | 0 | 0 | 0 | 0 | 0 | 0 | 0 | 0
889 | 889 | 2019-02-07 01:00 | 10.49 | 0 | 0 | 0 | 0 | 0 | 0 | 0 | 0 | 0 | 0 | 0 | 0 | 0 | 0 | 0 | 0
890 | 890 | 2019-02-07 02:00 | 10.88 | 0 | 0 | 0 | 0 | 0 | 0 | 0 | 0 | 0 | 0 | 0 | 0 | 0 | 0 | 0 | 0
891 | 891 | 2019-02-07 03:00 | 11.27 | 0 | 0 | 0 | 0 | 0 | 0 | 0 | 0 | 0 | 0 | 0 | 0 | 0 | 0 | 0 | 0
892 | 892 | 2019-02-07 04:00 | 11.04 | 0 | 0 | 0 | 0 | 0 | 0 | 0 | 0 | 0 | 0 | 0 | 0 | 0 | 0 | 0 | 0
893 | 893 | 2019-02-07 05:00 | 10.82 | 0 | 0 | 0 | 0 | 0 | 0 | 0 | 0 | 0 | 0 | 0 | 0 | 0 | 0 | 0 | 0
894 | 894 | 2019-02-07 06:00 | 10.59 | 0 | 0 | 0 | 0 | 0 | 0 | 0 | 0 | 0 | 0 | 0 | 0 | 0 | 0 | 0 | 0
895 | 895 | 2019-02-07 07:00 | 10.22 | 0 | 0 | 0 | 0 | 0 | 0 | 0 | 0 | 0 | 0 | 0 | 0 | 0 | 0 | 0 | 0
896 | 896 | 2019-02-07 08:00 | 9.86 | 0.94 | 65 | 14.4615 | 98.7136 | 0.98 | 68 | 14.4118 | 98.3738 | 0.96 | 67 | 14.3284 | 97.8045 | 0.77 | 54 | 14.2593 | 97.3328
897 | 897 | 2019-02-07 09:00 | 9.5 | 2.4 | 165 | 14.5455 | 99.2864 | 2.43 | 166 | 14.6386 | 99.9219 | 2.43 | 166 | 14.6386 | 99.9219 | 1.58 | 110 | 14.3636 | 98.0453
898 | 898 | 2019-02-07 10:00 | 9.3 | 2.49 | 171 | 14.5614 | 99.3952 | 2.5 | 171 | 14.6199 | 99.7944 | 2.6 | 178 | 14.6067 | 99.7047 | 2.4 | 165 | 14.5455 | 99.2864
899 | 899 | 2019-02-07 11:00 | 9.11 | 2.38 | 163 | 14.6012 | 99.6671 | 2.39 | 164 | 14.5732 | 99.4756 | 2.5 | 171 | 14.6199 | 99.7944 | 2.47 | 169 | 14.6154 | 99.7637
900 | 900 | 2019-02-07 12:00 | 8.91 | 2.75 | 188 | 14.6277 | 99.8475 | 2.76 | 189 | 14.6032 | 99.6804 | 2.88 | 197 | 14.6193 | 99.7904 | 2.84 | 194 | 14.6392 | 99.9261
901 | 901 | 2019-02-07 13:00 | 8.56 | 0.78 | 54 | 14.4444 | 98.5969 | 0.78 | 54 | 14.4444 | 98.5969 | 0.82 | 57 | 14.386 | 98.1977 | 0.82 | 57 | 14.386 | 98.1977
902 | 902 | 2019-02-07 14:00 | 8.2 | 1.64 | 113 | 14.5133 | 99.0667 | 1.65 | 113 | 14.6018 | 99.6708 | 1.73 | 118 | 14.661 | 100.0752 | 1.61 | 111 | 14.5045 | 99.0069
903 | 903 | 2019-02-07 15:00 | 7.84 | 1.1 | 76 | 14.4737 | 98.7965 | 1.12 | 77 | 14.5455 | 99.2864 | 1.15 | 79 | 14.557 | 99.3649 | 1 | 69 | 14.4928 | 98.9266
904 | 904 | 2019-02-07 16:00 | 7.4 | 0 | 0 | 0 | 0 | 0 | 0 | 0 | 0 | 0 | 0 | 0 | 0 | 0 | 0 | 0 | 0
905 | 905 | 2019-02-07 17:00 | 6.95 | 0 | 0 | 0 | 0 | 0 | 0 | 0 | 0 | 0 | 0 | 0 | 0 | 0 | 0 | 0 | 0
906 | 906 | 2019-02-07 18:00 | 6.51 | 0 | 0 | 0 | 0 | 0 | 0 | 0 | 0 | 0 | 0 | 0 | 0 | 0 | 0 | 0 | 0
907 | 907 | 2019-02-07 19:00 | 6.26 | 0 | 0 | 0 | 0 | 0 | 0 | 0 | 0 | 0 | 0 | 0 | 0 | 0 | 0 | 0 | 0
908 | 908 | 2019-02-07 20:00 | 6.01 | 0 | 0 | 0 | 0 | 0 | 0 | 0 | 0 | 0 | 0 | 0 | 0 | 0 | 0 | 0 | 0
909 | 909 | 2019-02-07 21:00 | 5.76 | 0 | 0 | 0 | 0 | 0 | 0 | 0 | 0 | 0 | 0 | 0 | 0 | 0 | 0 | 0 | 0
910 | 910 | 2019-02-07 22:00 | 5.79 | 0 | 0 | 0 | 0 | 0 | 0 | 0 | 0 | 0 | 0 | 0 | 0 | 0 | 0 | 0 | 0
911 | 911 | 2019-02-07 23:00 | 5.82 | 0 | 0 | 0 | 0 | 0 | 0 | 0 | 0 | 0 | 0 | 0 | 0 | 0 | 0 | 0 | 0
912 | 912 | 2019-02-08 | 5.84 | 0 | 0 | 0 | 0 | 0 | 0 | 0 | 0 | 0 | 0 | 0 | 0 | 0 | 0 | 0 | 0
913 | 913 | 2019-02-08 01:00 | 6.26 | 0 | 0 | 0 | 0 | 0 | 0 | 0 | 0 | 0 | 0 | 0 | 0 | 0 | 0 | 0 | 0
914 | 914 | 2019-02-08 02:00 | 6.67 | 0 | 0 | 0 | 0 | 0 | 0 | 0 | 0 | 0 | 0 | 0 | 0 | 0 | 0 | 0 | 0
915 | 915 | 2019-02-08 03:00 | 7.08 | 0 | 0 | 0 | 0 | 0 | 0 | 0 | 0 | 0 | 0 | 0 | 0 | 0 | 0 | 0 | 0
916 | 916 | 2019-02-08 04:00 | 7.32 | 0 | 0 | 0 | 0 | 0 | 0 | 0 | 0 | 0 | 0 | 0 | 0 | 0 | 0 | 0 | 0
917 | 917 | 2019-02-08 05:00 | 7.57 | 0 | 0 | 0 | 0 | 0 | 0 | 0 | 0 | 0 | 0 | 0 | 0 | 0 | 0 | 0 | 0
918 | 918 | 2019-02-08 06:00 | 7.81 | 0 | 0 | 0 | 0 | 0 | 0 | 0 | 0 | 0 | 0 | 0 | 0 | 0 | 0 | 0 | 0
919 | 919 | 2019-02-08 07:00 | 8.28 | 0 | 0 | 0 | 0 | 0 | 0 | 0 | 0 | 0 | 0 | 0 | 0 | 0 | 0 | 0 | 0
920 | 920 | 2019-02-08 08:00 | 8.75 | 1.17 | 80 | 14.625 | 99.8294 | 1.22 | 84 | 14.5238 | 99.1386 | 1.15 | 79 | 14.557 | 99.3649 | 0.72 | 51 | 14.1176 | 96.3662
921 | 921 | 2019-02-08 09:00 | 9.22 | 1.45 | 100 | 14.5 | 98.9761 | 1.47 | 101 | 14.5545 | 99.3478 | 1.53 | 105 | 14.5714 | 99.4637 | 1.43 | 99 | 14.4444 | 98.5969
922 | 922 | 2019-02-08 10:00 | 9.27 | 3.34 | 227 | 14.7137 | 100.4345 | 3.35 | 227 | 14.7577 | 100.7352 | 3.44 | 233 | 14.7639 | 100.7778 | 2.91 | 198 | 14.697 | 100.3206
923 | 923 | 2019-02-08 11:00 | 9.33 | 4.11 | 279 | 14.7312 | 100.5541 | 4.12 | 279 | 14.767 | 100.7988 | 4.25 | 288 | 14.7569 | 100.73 | 4.01 | 272 | 14.7426 | 100.6324
924 | 924 | 2019-02-08 12:00 | 9.39 | 5.57 | 378 | 14.7354 | 100.5833 | 5.57 | 378 | 14.7354 | 100.5833 | 5.66 | 384 | 14.7396 | 100.6115 | 5.23 | 355 | 14.7324 | 100.5624
925 | 925 | 2019-02-08 13:00 | 9.07 | 2.5 | 170 | 14.7059 | 100.3814 | 2.5 | 170 | 14.7059 | 100.3814 | 2.61 | 178 | 14.6629 | 100.0882 | 2.53 | 172 | 14.7093 | 100.4048
926 | 926 | 2019-02-08 14:00 | 8.75 | 2.6 | 177 | 14.6893 | 100.268 | 2.62 | 178 | 14.7191 | 100.4717 | 2.67 | 181 | 14.7514 | 100.692 | 1.99 | 137 | 14.5255 | 99.1505
927 | 927 | 2019-02-08 15:00 | 8.43 | 0.94 | 65 | 14.4615 | 98.7136 | 0.97 | 67 | 14.4776 | 98.8233 | 1 | 69 | 14.4928 | 98.9266 | 0.93 | 64 | 14.5312 | 99.1894
928 | 928 | 2019-02-08 16:00 | 7.91 | 0.18 | 13 | 13.8462 | 94.513 | 0.19 | 14 | 13.5714 | 92.6377 | 0.19 | 14 | 13.5714 | 92.6377 | 0.16 | 12 | 13.3333 | 91.0125
929 | 929 | 2019-02-08 17:00 | 7.4 | 0 | 0 | 0 | 0 | 0 | 0 | 0 | 0 | 0 | 0 | 0 | 0 | 0 | 0 | 0 | 0
930 | 930 | 2019-02-08 18:00 | 6.88 | 0 | 0 | 0 | 0 | 0 | 0 | 0 | 0 | 0 | 0 | 0 | 0 | 0 | 0 | 0 | 0
931 | 931 | 2019-02-08 19:00 | 6.89 | 0 | 0 | 0 | 0 | 0 | 0 | 0 | 0 | 0 | 0 | 0 | 0 | 0 | 0 | 0 | 0
932 | 932 | 2019-02-08 20:00 | 6.89 | 0 | 0 | 0 | 0 | 0 | 0 | 0 | 0 | 0 | 0 | 0 | 0 | 0 | 0 | 0 | 0
933 | 933 | 2019-02-08 21:00 | 6.89 | 0 | 0 | 0 | 0 | 0 | 0 | 0 | 0 | 0 | 0 | 0 | 0 | 0 | 0 | 0 | 0
934 | 934 | 2019-02-08 22:00 | 6.79 | 0 | 0 | 0 | 0 | 0 | 0 | 0 | 0 | 0 | 0 | 0 | 0 | 0 | 0 | 0 | 0
935 | 935 | 2019-02-08 23:00 | 6.68 | 0 | 0 | 0 | 0 | 0 | 0 | 0 | 0 | 0 | 0 | 0 | 0 | 0 | 0 | 0 | 0
936 | 936 | 2019-02-09 | 6.57 | 0 | 0 | 0 | 0 | 0 | 0 | 0 | 0 | 0 | 0 | 0 | 0 | 0 | 0 | 0 | 0
937 | 937 | 2019-02-09 01:00 | 6.67 | 0 | 0 | 0 | 0 | 0 | 0 | 0 | 0 | 0 | 0 | 0 | 0 | 0 | 0 | 0 | 0
938 | 938 | 2019-02-09 02:00 | 6.77 | 0 | 0 | 0 | 0 | 0 | 0 | 0 | 0 | 0 | 0 | 0 | 0 | 0 | 0 | 0 | 0
939 | 939 | 2019-02-09 03:00 | 6.86 | 0 | 0 | 0 | 0 | 0 | 0 | 0 | 0 | 0 | 0 | 0 | 0 | 0 | 0 | 0 | 0
940 | 940 | 2019-02-09 04:00 | 6.82 | 0 | 0 | 0 | 0 | 0 | 0 | 0 | 0 | 0 | 0 | 0 | 0 | 0 | 0 | 0 | 0
941 | 941 | 2019-02-09 05:00 | 6.78 | 0 | 0 | 0 | 0 | 0 | 0 | 0 | 0 | 0 | 0 | 0 | 0 | 0 | 0 | 0 | 0
942 | 942 | 2019-02-09 06:00 | 6.74 | 0 | 0 | 0 | 0 | 0 | 0 | 0 | 0 | 0 | 0 | 0 | 0 | 0 | 0 | 0 | 0
943 | 943 | 2019-02-09 07:00 | 6.91 | 0 | 0 | 0 | 0 | 0 | 0 | 0 | 0 | 0 | 0 | 0 | 0 | 0 | 0 | 0 | 0
944 | 944 | 2019-02-09 08:00 | 7.09 | 0.7 | 48 | 14.5833 | 99.5449 | 0.73 | 51 | 14.3137 | 97.7046 | 0.73 | 51 | 14.3137 | 97.7046 | 0.7 | 49 | 14.2857 | 97.5134
945 | 945 | 2019-02-09 09:00 | 7.27 | 1.02 | 70 | 14.5714 | 99.4637 | 1.03 | 71 | 14.507 | 99.0242 | 1.08 | 75 | 14.4 | 98.2935 | 1.07 | 74 | 14.4595 | 98.6994
946 | 946 | 2019-02-09 10:00 | 7.56 | 0.61 | 43 | 14.186 | 96.8331 | 0.62 | 43 | 14.4186 | 98.4205 | 0.65 | 45 | 14.4444 | 98.5969 | 0.65 | 45 | 14.4444 | 98.5969
947 | 947 | 2019-02-09 11:00 | 7.86 | 0.51 | 36 | 14.1667 | 96.7008 | 0.51 | 36 | 14.1667 | 96.7008 | 0.54 | 38 | 14.2105 | 97.0002 | 0.54 | 38 | 14.2105 | 97.0002
948 | 948 | 2019-02-09 12:00 | 8.16 | 0.51 | 36 | 14.1667 | 96.7008 | 0.51 | 36 | 14.1667 | 96.7008 | 0.53 | 38 | 13.9474 | 95.2039 | 0.53 | 38 | 13.9474 | 95.2039
949 | 949 | 2019-02-09 13:00 | 8.72 | 1.22 | 84 | 14.5238 | 99.1386 | 1.22 | 85 | 14.3529 | 97.9723 | 1.29 | 89 | 14.4944 | 98.9378 | 1.29 | 89 | 14.4944 | 98.9378
950 | 950 | 2019-02-09 14:00 | 9.28 | 0.66 | 46 | 14.3478 | 97.9374 | 0.66 | 47 | 14.0426 | 95.8536 | 0.7 | 49 | 14.2857 | 97.5134 | 0.7 | 49 | 14.2857 | 97.5134
951 | 951 | 2019-02-09 15:00 | 9.83 | 0.17 | 12 | 14.1667 | 96.7008 | 0.17 | 12 | 14.1667 | 96.7008 | 0.18 | 13 | 13.8462 | 94.513 | 0.18 | 13 | 13.8462 | 94.513
952 | 952 | 2019-02-09 16:00 | 8.71 | 0.2 | 14 | 14.2857 | 97.5134 | 0.22 | 16 | 13.75 | 93.8567 | 0.21 | 15 | 14 | 95.5631 | 0.19 | 13 | 14.6154 | 99.7637
953 | 953 | 2019-02-09 17:00 | 7.58 | 0 | 0 | 0 | 0 | 0 | 0 | 0 | 0 | 0 | 0 | 0 | 0 | 0 | 0 | 0 | 0
954 | 954 | 2019-02-09 18:00 | 6.46 | 0 | 0 | 0 | 0 | 0 | 0 | 0 | 0 | 0 | 0 | 0 | 0 | 0 | 0 | 0 | 0
955 | 955 | 2019-02-09 19:00 | 5.71 | 0 | 0 | 0 | 0 | 0 | 0 | 0 | 0 | 0 | 0 | 0 | 0 | 0 | 0 | 0 | 0
956 | 956 | 2019-02-09 20:00 | 4.96 | 0 | 0 | 0 | 0 | 0 | 0 | 0 | 0 | 0 | 0 | 0 | 0 | 0 | 0 | 0 | 0
957 | 957 | 2019-02-09 21:00 | 4.21 | 0 | 0 | 0 | 0 | 0 | 0 | 0 | 0 | 0 | 0 | 0 | 0 | 0 | 0 | 0 | 0
958 | 958 | 2019-02-09 22:00 | 4.1 | 0 | 0 | 0 | 0 | 0 | 0 | 0 | 0 | 0 | 0 | 0 | 0 | 0 | 0 | 0 | 0
959 | 959 | 2019-02-09 23:00 | 3.98 | 0 | 0 | 0 | 0 | 0 | 0 | 0 | 0 | 0 | 0 | 0 | 0 | 0 | 0 | 0 | 0
960 | 960 | 2019-02-10 | 3.86 | 0 | 0 | 0 | 0 | 0 | 0 | 0 | 0 | 0 | 0 | 0 | 0 | 0 | 0 | 0 | 0
961 | 961 | 2019-02-10 01:00 | 3.61 | 0 | 0 | 0 | 0 | 0 | 0 | 0 | 0 | 0 | 0 | 0 | 0 | 0 | 0 | 0 | 0
962 | 962 | 2019-02-10 02:00 | 3.36 | 0 | 0 | 0 | 0 | 0 | 0 | 0 | 0 | 0 | 0 | 0 | 0 | 0 | 0 | 0 | 0
963 | 963 | 2019-02-10 03:00 | 3.1 | 0 | 0 | 0 | 0 | 0 | 0 | 0 | 0 | 0 | 0 | 0 | 0 | 0 | 0 | 0 | 0
964 | 964 | 2019-02-10 04:00 | 3.07 | 0 | 0 | 0 | 0 | 0 | 0 | 0 | 0 | 0 | 0 | 0 | 0 | 0 | 0 | 0 | 0
965 | 965 | 2019-02-10 05:00 | 3.04 | 0 | 0 | 0 | 0 | 0 | 0 | 0 | 0 | 0 | 0 | 0 | 0 | 0 | 0 | 0 | 0
966 | 966 | 2019-02-10 06:00 | 3.01 | 0 | 0 | 0 | 0 | 0 | 0 | 0 | 0 | 0 | 0 | 0 | 0 | 0 | 0 | 0 | 0
967 | 967 | 2019-02-10 07:00 | 3.24 | 0 | 0 | 0 | 0 | 0 | 0 | 0 | 0 | 0 | 0 | 0 | 0 | 0 | 0 | 0 | 0
968 | 968 | 2019-02-10 08:00 | 3.47 | 1 | 68 | 14.7059 | 100.3814 | 1.04 | 71 | 14.6479 | 99.9856 | 1.03 | 70 | 14.7143 | 100.4388 | 0.87 | 59 | 14.7458 | 100.6537
969 | 969 | 2019-02-10 09:00 | 3.71 | 1.92 | 129 | 14.8837 | 101.5954 | 1.94 | 131 | 14.8092 | 101.0864 | 2 | 134 | 14.9254 | 101.8797 | 1.71 | 116 | 14.7414 | 100.6237
970 | 970 | 2019-02-10 10:00 | 4.11 | 1.4 | 95 | 14.7368 | 100.5928 | 1.41 | 95 | 14.8421 | 101.3113 | 1.48 | 100 | 14.8 | 101.0239 | 1.48 | 100 | 14.8 | 101.0239
971 | 971 | 2019-02-10 11:00 | 4.52 | 2.96 | 199 | 14.8744 | 101.5315 | 2.97 | 199 | 14.9246 | 101.8746 | 3.1 | 207 | 14.9758 | 102.2242 | 3.04 | 204 | 14.902 | 101.7199
972 | 972 | 2019-02-10 12:00 | 4.92 | 4.79 | 321 | 14.9221 | 101.8575 | 4.79 | 322 | 14.8758 | 101.5411 | 4.93 | 331 | 14.8943 | 101.6673 | 4.72 | 317 | 14.8896 | 101.6354
973 | 973 | 2019-02-10 13:00 | 4.94 | 4.87 | 327 | 14.893 | 101.6585 | 4.89 | 328 | 14.9085 | 101.7648 | 4.94 | 331 | 14.9245 | 101.8735 | 4.25 | 287 | 14.8084 | 101.081
974 | 974 | 2019-02-10 14:00 | 4.96 | 3.17 | 213 | 14.8826 | 101.5879 | 3.19 | 214 | 14.9065 | 101.7511 | 3.21 | 215 | 14.9302 | 101.9129 | 2.09 | 142 | 14.7183 | 100.4663
975 | 975 | 2019-02-10 15:00 | 4.98 | 0.62 | 43 | 14.4186 | 98.4205 | 0.63 | 44 | 14.3182 | 97.735 | 0.66 | 46 | 14.3478 | 97.9374 | 0.66 | 46 | 14.3478 | 97.9374
976 | 976 | 2019-02-10 16:00 | 4.89 | 0.03 | 2 | 15 | 102.3891 | 0.04 | 2 | 20 | 136.5188 | 0.04 | 2 | 20 | 136.5188 | 0.04 | 2 | 20 | 136.5188
977 | 977 | 2019-02-10 17:00 | 4.81 | 0 | 0 | 0 | 0 | 0 | 0 | 0 | 0 | 0 | 0 | 0 | 0 | 0 | 0 | 0 | 0
978 | 978 | 2019-02-10 18:00 | 4.72 | 0 | 0 | 0 | 0 | 0 | 0 | 0 | 0 | 0 | 0 | 0 | 0 | 0 | 0 | 0 | 0
979 | 979 | 2019-02-10 19:00 | 4.62 | 0 | 0 | 0 | 0 | 0 | 0 | 0 | 0 | 0 | 0 | 0 | 0 | 0 | 0 | 0 | 0
980 | 980 | 2019-02-10 20:00 | 4.52 | 0 | 0 | 0 | 0 | 0 | 0 | 0 | 0 | 0 | 0 | 0 | 0 | 0 | 0 | 0 | 0
981 | 981 | 2019-02-10 21:00 | 4.41 | 0 | 0 | 0 | 0 | 0 | 0 | 0 | 0 | 0 | 0 | 0 | 0 | 0 | 0 | 0 | 0
982 | 982 | 2019-02-10 22:00 | 4.37 | 0 | 0 | 0 | 0 | 0 | 0 | 0 | 0 | 0 | 0 | 0 | 0 | 0 | 0 | 0 | 0
983 | 983 | 2019-02-10 23:00 | 4.33 | 0 | 0 | 0 | 0 | 0 | 0 | 0 | 0 | 0 | 0 | 0 | 0 | 0 | 0 | 0 | 0
984 | 984 | 2019-02-11 | 4.28 | 0 | 0 | 0 | 0 | 0 | 0 | 0 | 0 | 0 | 0 | 0 | 0 | 0 | 0 | 0 | 0
985 | 985 | 2019-02-11 01:00 | 4.34 | 0 | 0 | 0 | 0 | 0 | 0 | 0 | 0 | 0 | 0 | 0 | 0 | 0 | 0 | 0 | 0
986 | 986 | 2019-02-11 02:00 | 4.4 | 0 | 0 | 0 | 0 | 0 | 0 | 0 | 0 | 0 | 0 | 0 | 0 | 0 | 0 | 0 | 0
987 | 987 | 2019-02-11 03:00 | 4.45 | 0 | 0 | 0 | 0 | 0 | 0 | 0 | 0 | 0 | 0 | 0 | 0 | 0 | 0 | 0 | 0
988 | 988 | 2019-02-11 04:00 | 4.24 | 0 | 0 | 0 | 0 | 0 | 0 | 0 | 0 | 0 | 0 | 0 | 0 | 0 | 0 | 0 | 0
989 | 989 | 2019-02-11 05:00 | 4.03 | 0 | 0 | 0 | 0 | 0 | 0 | 0 | 0 | 0 | 0 | 0 | 0 | 0 | 0 | 0 | 0
990 | 990 | 2019-02-11 06:00 | 3.82 | 0 | 0 | 0 | 0 | 0 | 0 | 0 | 0 | 0 | 0 | 0 | 0 | 0 | 0 | 0 | 0
991 | 991 | 2019-02-11 07:00 | 4.11 | 0 | 0 | 0 | 0 | 0 | 0 | 0 | 0 | 0 | 0 | 0 | 0 | 0 | 0 | 0 | 0
992 | 992 | 2019-02-11 08:00 | 4.4 | 1.39 | 94 | 14.7872 | 100.9368 | 1.46 | 99 | 14.7475 | 100.6654 | 1.36 | 92 | 14.7826 | 100.9052 | 0.73 | 50 | 14.6 | 99.6587
993 | 993 | 2019-02-11 09:00 | 4.69 | 3.01 | 202 | 14.901 | 101.7132 | 3.05 | 205 | 14.878 | 101.5566 | 2.99 | 201 | 14.8756 | 101.5401 | 1.51 | 104 | 14.5192 | 99.1074
994 | 994 | 2019-02-11 10:00 | 5.05 | 4.59 | 309 | 14.8544 | 101.395 | 4.6 | 310 | 14.8387 | 101.2881 | 4.6 | 310 | 14.8387 | 101.2881 | 3.34 | 227 | 14.7137 | 100.4345
995 | 995 | 2019-02-11 11:00 | 5.42 | 5.07 | 343 | 14.7813 | 100.8965 | 5.08 | 344 | 14.7674 | 100.8017 | 5.19 | 351 | 14.7863 | 100.9305 | 4.83 | 328 | 14.7256 | 100.5161
996 | 996 | 2019-02-11 12:00 | 5.78 | 3.06 | 207 | 14.7826 | 100.9052 | 3.06 | 207 | 14.7826 | 100.9052 | 3.19 | 215 | 14.8372 | 101.2779 | 3.15 | 213 | 14.7887 | 100.947
997 | 997 | 2019-02-11 13:00 | 5.85 | 4.35 | 295 | 14.7458 | 100.6537 | 4.36 | 295 | 14.7797 | 100.8851 | 4.45 | 301 | 14.7841 | 100.915 | 4.01 | 272 | 14.7426 | 100.6324
998 | 998 | 2019-02-11 14:00 | 5.91 | 3.34 | 226 | 14.7788 | 100.8789 | 3.36 | 227 | 14.8018 | 101.0359 | 3.37 | 228 | 14.7807 | 100.8922 | 2.09 | 144 | 14.5139 | 99.0709
999 | 999 | 2019-02-11 15:00 | 5.97 | 1.65 | 113 | 14.6018 | 99.6708 | 1.69 | 115 | 14.6957 | 100.3116 | 1.68 | 114 | 14.7368 | 100.5928 | 1.17 | 80 | 14.625 | 99.8294
1000 | 1000 | 2019-02-11 16:00 | 5.22 | 0.24 | 17 | 14.1176 | 96.3662 | 0.26 | 19 | 13.6842 | 93.4076 | 0.25 | 18 | 13.8889 | 94.8047 | 0.23 | 16 | 14.375 | 98.1229
1001 | 1001 | 2019-02-11 17:00 | 4.46 | 0 | 0 | 0 | 0 | 0 | 0 | 0 | 0 | 0 | 0 | 0 | 0 | 0 | 0 | 0 | 0
1002 | 1002 | 2019-02-11 18:00 | 3.71 | 0 | 0 | 0 | 0 | 0 | 0 | 0 | 0 | 0 | 0 | 0 | 0 | 0 | 0 | 0 | 0
1003 | 1003 | 2019-02-11 19:00 | 3.26 | 0 | 0 | 0 | 0 | 0 | 0 | 0 | 0 | 0 | 0 | 0 | 0 | 0 | 0 | 0 | 0
1004 | 1004 | 2019-02-11 20:00 | 2.81 | 0 | 0 | 0 | 0 | 0 | 0 | 0 | 0 | 0 | 0 | 0 | 0 | 0 | 0 | 0 | 0
1005 | 1005 | 2019-02-11 21:00 | 2.35 | 0 | 0 | 0 | 0 | 0 | 0 | 0 | 0 | 0 | 0 | 0 | 0 | 0 | 0 | 0 | 0
1006 | 1006 | 2019-02-11 22:00 | 1.98 | 0 | 0 | 0 | 0 | 0 | 0 | 0 | 0 | 0 | 0 | 0 | 0 | 0 | 0 | 0 | 0
1007 | 1007 | 2019-02-11 23:00 | 1.61 | 0 | 0 | 0 | 0 | 0 | 0 | 0 | 0 | 0 | 0 | 0 | 0 | 0 | 0 | 0 | 0
1008 | 1008 | 2019-02-12 | 1.23 | 0 | 0 | 0 | 0 | 0 | 0 | 0 | 0 | 0 | 0 | 0 | 0 | 0 | 0 | 0 | 0
1009 | 1009 | 2019-02-12 01:00 | 1.44 | 0 | 0 | 0 | 0 | 0 | 0 | 0 | 0 | 0 | 0 | 0 | 0 | 0 | 0 | 0 | 0
1010 | 1010 | 2019-02-12 02:00 | 1.65 | 0 | 0 | 0 | 0 | 0 | 0 | 0 | 0 | 0 | 0 | 0 | 0 | 0 | 0 | 0 | 0
1011 | 1011 | 2019-02-12 03:00 | 1.86 | 0 | 0 | 0 | 0 | 0 | 0 | 0 | 0 | 0 | 0 | 0 | 0 | 0 | 0 | 0 | 0
1012 | 1012 | 2019-02-12 04:00 | 1.58 | 0 | 0 | 0 | 0 | 0 | 0 | 0 | 0 | 0 | 0 | 0 | 0 | 0 | 0 | 0 | 0
1013 | 1013 | 2019-02-12 05:00 | 1.31 | 0 | 0 | 0 | 0 | 0 | 0 | 0 | 0 | 0 | 0 | 0 | 0 | 0 | 0 | 0 | 0
1014 | 1014 | 2019-02-12 06:00 | 1.03 | 0 | 0 | 0 | 0 | 0 | 0 | 0 | 0 | 0 | 0 | 0 | 0 | 0 | 0 | 0 | 0
1015 | 1015 | 2019-02-12 07:00 | 1.73 | 0 | 0 | 0 | 0 | 0 | 0 | 0 | 0 | 0 | 0 | 0 | 0 | 0 | 0 | 0 | 0
1016 | 1016 | 2019-02-12 08:00 | 2.44 | 0.81 | 55 | 14.7273 | 100.5275 | 0.85 | 58 | 14.6552 | 100.0353 | 0.86 | 58 | 14.8276 | 101.2122 | 0.82 | 56 | 14.6429 | 99.9512
1017 | 1017 | 2019-02-12 09:00 | 3.15 | 1.94 | 131 | 14.8092 | 101.0864 | 1.97 | 132 | 14.9242 | 101.872 | 2.03 | 136 | 14.9265 | 101.8872 | 1.77 | 120 | 14.75 | 100.6826
1018 | 1018 | 2019-02-12 10:00 | 3.95 | 3.16 | 212 | 14.9057 | 101.7451 | 3.17 | 213 | 14.8826 | 101.5879 | 3.27 | 219 | 14.9315 | 101.9215 | 2.94 | 198 | 14.8485 | 101.3548
1019 | 1019 | 2019-02-12 11:00 | 4.76 | 4.89 | 331 | 14.7734 | 100.8424 | 4.9 | 331 | 14.8036 | 101.0486 | 5.03 | 339 | 14.8378 | 101.2816 | 4.73 | 320 | 14.7813 | 100.8959
1020 | 1020 | 2019-02-12 12:00 | 5.56 | 5.89 | 401 | 14.6883 | 100.2613 | 5.9 | 401 | 14.7132 | 100.4315 | 6.01 | 408 | 14.7304 | 100.5488 | 5.64 | 384 | 14.6875 | 100.256
1021 | 1021 | 2019-02-12 13:00 | 6.14 | 4.8 | 326 | 14.7239 | 100.5046 | 4.81 | 326 | 14.7546 | 100.714 | 4.88 | 331 | 14.7432 | 100.6362 | 4.31 | 294 | 14.6599 | 100.0673
1022 | 1022 | 2019-02-12 14:00 | 6.71 | 3.48 | 236 | 14.7458 | 100.6537 | 3.5 | 238 | 14.7059 | 100.3814 | 3.5 | 237 | 14.7679 | 100.805 | 2.11 | 146 | 14.4521 | 98.6488
1023 | 1023 | 2019-02-12 15:00 | 7.28 | 1.61 | 110 | 14.6364 | 99.9069 | 1.65 | 113 | 14.6018 | 99.6708 | 1.65 | 113 | 14.6018 | 99.6708 | 1.22 | 84 | 14.5238 | 99.1386
1024 | 1024 | 2019-02-12 16:00 | 6.28 | 0.21 | 15 | 14 | 95.5631 | 0.23 | 16 | 14.375 | 98.1229 | 0.22 | 16 | 13.75 | 93.8567 | 0.22 | 15 | 14.6667 | 100.1138
1025 | 1025 | 2019-02-12 17:00 | 5.29 | 0 | 0 | 0 | 0 | 0 | 0 | 0 | 0 | 0 | 0 | 0 | 0 | 0 | 0 | 0 | 0
1026 | 1026 | 2019-02-12 18:00 | 4.29 | 0 | 0 | 0 | 0 | 0 | 0 | 0 | 0 | 0 | 0 | 0 | 0 | 0 | 0 | 0 | 0
1027 | 1027 | 2019-02-12 19:00 | 3.96 | 0 | 0 | 0 | 0 | 0 | 0 | 0 | 0 | 0 | 0 | 0 | 0 | 0 | 0 | 0 | 0
1028 | 1028 | 2019-02-12 20:00 | 3.63 | 0 | 0 | 0 | 0 | 0 | 0 | 0 | 0 | 0 | 0 | 0 | 0 | 0 | 0 | 0 | 0
1029 | 1029 | 2019-02-12 21:00 | 3.3 | 0 | 0 | 0 | 0 | 0 | 0 | 0 | 0 | 0 | 0 | 0 | 0 | 0 | 0 | 0 | 0
1030 | 1030 | 2019-02-12 22:00 | 2.65 | 0 | 0 | 0 | 0 | 0 | 0 | 0 | 0 | 0 | 0 | 0 | 0 | 0 | 0 | 0 | 0
1031 | 1031 | 2019-02-12 23:00 | 2 | 0 | 0 | 0 | 0 | 0 | 0 | 0 | 0 | 0 | 0 | 0 | 0 | 0 | 0 | 0 | 0
1032 | 1032 | 2019-02-13 | 1.34 | 0 | 0 | 0 | 0 | 0 | 0 | 0 | 0 | 0 | 0 | 0 | 0 | 0 | 0 | 0 | 0
1033 | 1033 | 2019-02-13 01:00 | 1.4 | 0 | 0 | 0 | 0 | 0 | 0 | 0 | 0 | 0 | 0 | 0 | 0 | 0 | 0 | 0 | 0
1034 | 1034 | 2019-02-13 02:00 | 1.46 | 0 | 0 | 0 | 0 | 0 | 0 | 0 | 0 | 0 | 0 | 0 | 0 | 0 | 0 | 0 | 0
1035 | 1035 | 2019-02-13 03:00 | 1.51 | 0 | 0 | 0 | 0 | 0 | 0 | 0 | 0 | 0 | 0 | 0 | 0 | 0 | 0 | 0 | 0
1036 | 1036 | 2019-02-13 04:00 | 1.24 | 0 | 0 | 0 | 0 | 0 | 0 | 0 | 0 | 0 | 0 | 0 | 0 | 0 | 0 | 0 | 0
1037 | 1037 | 2019-02-13 05:00 | 0.98 | 0 | 0 | 0 | 0 | 0 | 0 | 0 | 0 | 0 | 0 | 0 | 0 | 0 | 0 | 0 | 0
1038 | 1038 | 2019-02-13 06:00 | 0.71 | 0 | 0 | 0 | 0 | 0 | 0 | 0 | 0 | 0 | 0 | 0 | 0 | 0 | 0 | 0 | 0
1039 | 1039 | 2019-02-13 07:00 | 1.52 | 0 | 0 | 0 | 0 | 0 | 0 | 0 | 0 | 0 | 0 | 0 | 0 | 0 | 0 | 0 | 0
1040 | 1040 | 2019-02-13 08:00 | 2.33 | 1.54 | 103 | 14.9515 | 102.0577 | 1.61 | 108 | 14.9074 | 101.757 | 1.48 | 100 | 14.8 | 101.0239 | 0.72 | 49 | 14.6939 | 100.2995
1041 | 1041 | 2019-02-13 09:00 | 3.15 | 3.3 | 220 | 15 | 102.3891 | 3.33 | 223 | 14.9327 | 101.9299 | 3.24 | 216 | 15 | 102.3891 | 1.38 | 95 | 14.5263 | 99.1557
1042 | 1042 | 2019-02-13 10:00 | 4.06 | 4.62 | 311 | 14.8553 | 101.4014 | 4.64 | 312 | 14.8718 | 101.514 | 4.65 | 313 | 14.8562 | 101.4077 | 3.53 | 240 | 14.7083 | 100.3982
1043 | 1043 | 2019-02-13 11:00 | 4.98 | 4.4 | 297 | 14.8148 | 101.125 | 4.4 | 298 | 14.7651 | 100.7857 | 4.54 | 307 | 14.7883 | 100.9438 | 4.35 | 294 | 14.7959 | 100.996
1044 | 1044 | 2019-02-13 12:00 | 5.89 | 3.14 | 213 | 14.7418 | 100.6265 | 3.15 | 213 | 14.7887 | 100.947 | 3.28 | 222 | 14.7748 | 100.8517 | 3.24 | 220 | 14.7273 | 100.5275
1045 | 1045 | 2019-02-13 13:00 | 5.72 | 2.79 | 189 | 14.7619 | 100.7639 | 2.79 | 189 | 14.7619 | 100.7639 | 2.91 | 197 | 14.7716 | 100.8299 | 2.83 | 192 | 14.7396 | 100.6115
1046 | 1046 | 2019-02-13 14:00 | 5.55 | 0.89 | 61 | 14.5902 | 99.5916 | 0.9 | 62 | 14.5161 | 99.0862 | 0.94 | 65 | 14.4615 | 98.7136 | 0.94 | 65 | 14.4615 | 98.7136
1047 | 1047 | 2019-02-13 15:00 | 5.38 | 0.4 | 28 | 14.2857 | 97.5134 | 0.41 | 28 | 14.6429 | 99.9512 | 0.42 | 30 | 14 | 95.5631 | 0.42 | 30 | 14 | 95.5631
1048 | 1048 | 2019-02-13 16:00 | 5.49 | 0.34 | 24 | 14.1667 | 96.7008 | 0.38 | 26 | 14.6154 | 99.7637 | 0.36 | 25 | 14.4 | 98.2935 | 0.29 | 21 | 13.8095 | 94.263
1049 | 1049 | 2019-02-13 17:00 | 5.59 | 0 | 0 | 0 | 0 | 0 | 0 | 0 | 0 | 0 | 0 | 0 | 0 | 0 | 0 | 0 | 0
1050 | 1050 | 2019-02-13 18:00 | 5.7 | 0 | 0 | 0 | 0 | 0 | 0 | 0 | 0 | 0 | 0 | 0 | 0 | 0 | 0 | 0 | 0
1051 | 1051 | 2019-02-13 19:00 | 5.77 | 0 | 0 | 0 | 0 | 0 | 0 | 0 | 0 | 0 | 0 | 0 | 0 | 0 | 0 | 0 | 0
1052 | 1052 | 2019-02-13 20:00 | 5.84 | 0 | 0 | 0 | 0 | 0 | 0 | 0 | 0 | 0 | 0 | 0 | 0 | 0 | 0 | 0 | 0
1053 | 1053 | 2019-02-13 21:00 | 5.9 | 0 | 0 | 0 | 0 | 0 | 0 | 0 | 0 | 0 | 0 | 0 | 0 | 0 | 0 | 0 | 0
1054 | 1054 | 2019-02-13 22:00 | 6.03 | 0 | 0 | 0 | 0 | 0 | 0 | 0 | 0 | 0 | 0 | 0 | 0 | 0 | 0 | 0 | 0
1055 | 1055 | 2019-02-13 23:00 | 6.16 | 0 | 0 | 0 | 0 | 0 | 0 | 0 | 0 | 0 | 0 | 0 | 0 | 0 | 0 | 0 | 0
1056 | 1056 | 2019-02-14 | 6.28 | 0 | 0 | 0 | 0 | 0 | 0 | 0 | 0 | 0 | 0 | 0 | 0 | 0 | 0 | 0 | 0
1057 | 1057 | 2019-02-14 01:00 | 6.02 | 0 | 0 | 0 | 0 | 0 | 0 | 0 | 0 | 0 | 0 | 0 | 0 | 0 | 0 | 0 | 0
1058 | 1058 | 2019-02-14 02:00 | 5.76 | 0 | 0 | 0 | 0 | 0 | 0 | 0 | 0 | 0 | 0 | 0 | 0 | 0 | 0 | 0 | 0
1059 | 1059 | 2019-02-14 03:00 | 5.5 | 0 | 0 | 0 | 0 | 0 | 0 | 0 | 0 | 0 | 0 | 0 | 0 | 0 | 0 | 0 | 0
1060 | 1060 | 2019-02-14 04:00 | 5.29 | 0 | 0 | 0 | 0 | 0 | 0 | 0 | 0 | 0 | 0 | 0 | 0 | 0 | 0 | 0 | 0
1061 | 1061 | 2019-02-14 05:00 | 5.08 | 0 | 0 | 0 | 0 | 0 | 0 | 0 | 0 | 0 | 0 | 0 | 0 | 0 | 0 | 0 | 0
1062 | 1062 | 2019-02-14 06:00 | 4.87 | 0 | 0 | 0 | 0 | 0 | 0 | 0 | 0 | 0 | 0 | 0 | 0 | 0 | 0 | 0 | 0
1063 | 1063 | 2019-02-14 07:00 | 4.96 | 0 | 0 | 0 | 0 | 0 | 0 | 0 | 0 | 0 | 0 | 0 | 0 | 0 | 0 | 0 | 0
1064 | 1064 | 2019-02-14 08:00 | 5.05 | 0.77 | 53 | 14.5283 | 99.1693 | 0.8 | 55 | 14.5455 | 99.2864 | 0.81 | 56 | 14.4643 | 98.7323 | 0.79 | 54 | 14.6296 | 99.861
1065 | 1065 | 2019-02-14 09:00 | 5.14 | 1.46 | 100 | 14.6 | 99.6587 | 1.48 | 101 | 14.6535 | 100.0237 | 1.54 | 105 | 14.6667 | 100.1138 | 1.49 | 101 | 14.7525 | 100.6995
1066 | 1066 | 2019-02-14 10:00 | 5.34 | 1.01 | 69 | 14.6377 | 99.9159 | 1.01 | 70 | 14.4286 | 98.4885 | 1.07 | 73 | 14.6575 | 100.0514 | 1.07 | 73 | 14.6575 | 100.0514
1067 | 1067 | 2019-02-14 11:00 | 5.55 | 0.96 | 66 | 14.5455 | 99.2864 | 0.96 | 66 | 14.5455 | 99.2864 | 1.01 | 69 | 14.6377 | 99.9159 | 1.01 | 69 | 14.6377 | 99.9159
1068 | 1068 | 2019-02-14 12:00 | 5.76 | 0.81 | 56 | 14.4643 | 98.7323 | 0.81 | 56 | 14.4643 | 98.7323 | 0.85 | 59 | 14.4068 | 98.3398 | 0.85 | 59 | 14.4068 | 98.3398
1069 | 1069 | 2019-02-14 13:00 | 5.68 | 0.8 | 55 | 14.5455 | 99.2864 | 0.8 | 55 | 14.5455 | 99.2864 | 0.84 | 58 | 14.4828 | 98.8584 | 0.84 | 58 | 14.4828 | 98.8584
1070 | 1070 | 2019-02-14 14:00 | 5.59 | 1.29 | 88 | 14.6591 | 100.0621 | 1.29 | 88 | 14.6591 | 100.0621 | 1.36 | 93 | 14.6237 | 99.8202 | 1.35 | 92 | 14.6739 | 100.1632
1071 | 1071 | 2019-02-14 15:00 | 5.5 | 0.84 | 58 | 14.4828 | 98.8584 | 0.85 | 59 | 14.4068 | 98.3398 | 0.89 | 61 | 14.5902 | 99.5916 | 0.88 | 61 | 14.4262 | 98.4726
1072 | 1072 | 2019-02-14 16:00 | 5.11 | 0.29 | 21 | 13.8095 | 94.263 | 0.32 | 22 | 14.5455 | 99.2864 | 0.31 | 22 | 14.0909 | 96.1837 | 0.3 | 21 | 14.2857 | 97.5134
1073 | 1073 | 2019-02-14 17:00 | 4.73 | 0 | 0 | 0 | 0 | 0 | 0 | 0 | 0 | 0 | 0 | 0 | 0 | 0 | 0 | 0 | 0
1074 | 1074 | 2019-02-14 18:00 | 4.34 | 0 | 0 | 0 | 0 | 0 | 0 | 0 | 0 | 0 | 0 | 0 | 0 | 0 | 0 | 0 | 0
1075 | 1075 | 2019-02-14 19:00 | 4.02 | 0 | 0 | 0 | 0 | 0 | 0 | 0 | 0 | 0 | 0 | 0 | 0 | 0 | 0 | 0 | 0
1076 | 1076 | 2019-02-14 20:00 | 3.7 | 0 | 0 | 0 | 0 | 0 | 0 | 0 | 0 | 0 | 0 | 0 | 0 | 0 | 0 | 0 | 0
1077 | 1077 | 2019-02-14 21:00 | 3.37 | 0 | 0 | 0 | 0 | 0 | 0 | 0 | 0 | 0 | 0 | 0 | 0 | 0 | 0 | 0 | 0
1078 | 1078 | 2019-02-14 22:00 | 3.15 | 0 | 0 | 0 | 0 | 0 | 0 | 0 | 0 | 0 | 0 | 0 | 0 | 0 | 0 | 0 | 0
1079 | 1079 | 2019-02-14 23:00 | 2.93 | 0 | 0 | 0 | 0 | 0 | 0 | 0 | 0 | 0 | 0 | 0 | 0 | 0 | 0 | 0 | 0
1080 | 1080 | 2019-02-15 | 2.7 | 0 | 0 | 0 | 0 | 0 | 0 | 0 | 0 | 0 | 0 | 0 | 0 | 0 | 0 | 0 | 0
1081 | 1081 | 2019-02-15 01:00 | 2.51 | 0 | 0 | 0 | 0 | 0 | 0 | 0 | 0 | 0 | 0 | 0 | 0 | 0 | 0 | 0 | 0
1082 | 1082 | 2019-02-15 02:00 | 2.31 | 0 | 0 | 0 | 0 | 0 | 0 | 0 | 0 | 0 | 0 | 0 | 0 | 0 | 0 | 0 | 0
1083 | 1083 | 2019-02-15 03:00 | 2.11 | 0 | 0 | 0 | 0 | 0 | 0 | 0 | 0 | 0 | 0 | 0 | 0 | 0 | 0 | 0 | 0
1084 | 1084 | 2019-02-15 04:00 | 2.05 | 0 | 0 | 0 | 0 | 0 | 0 | 0 | 0 | 0 | 0 | 0 | 0 | 0 | 0 | 0 | 0
1085 | 1085 | 2019-02-15 05:00 | 2 | 0 | 0 | 0 | 0 | 0 | 0 | 0 | 0 | 0 | 0 | 0 | 0 | 0 | 0 | 0 | 0
1086 | 1086 | 2019-02-15 06:00 | 1.94 | 0 | 0 | 0 | 0 | 0 | 0 | 0 | 0 | 0 | 0 | 0 | 0 | 0 | 0 | 0 | 0
1087 | 1087 | 2019-02-15 07:00 | 2.08 | 0 | 0 | 0 | 0 | 0 | 0 | 0 | 0 | 0 | 0 | 0 | 0 | 0 | 0 | 0 | 0
1088 | 1088 | 2019-02-15 08:00 | 2.22 | 0.61 | 42 | 14.5238 | 99.1386 | 0.64 | 44 | 14.5455 | 99.2864 | 0.65 | 45 | 14.4444 | 98.5969 | 0.65 | 45 | 14.4444 | 98.5969
1089 | 1089 | 2019-02-15 09:00 | 2.36 | 3.41 | 226 | 15.0885 | 102.9931 | 3.45 | 228 | 15.1316 | 103.2872 | 3.36 | 223 | 15.0673 | 102.8482 | 1.52 | 104 | 14.6154 | 99.7637
1090 | 1090 | 2019-02-15 10:00 | 2.62 | 4.85 | 322 | 15.0621 | 102.813 | 4.86 | 323 | 15.0464 | 102.7061 | 4.88 | 324 | 15.0617 | 102.8104 | 3.77 | 253 | 14.9012 | 101.7146
1091 | 1091 | 2019-02-15 11:00 | 2.89 | 5.88 | 392 | 15 | 102.3891 | 5.89 | 393 | 14.9873 | 102.3022 | 5.99 | 399 | 15.0125 | 102.4746 | 5.58 | 373 | 14.9598 | 102.1146
1092 | 1092 | 2019-02-15 12:00 | 3.15 | 6.04 | 403 | 14.9876 | 102.3044 | 6.05 | 404 | 14.9752 | 102.2201 | 6.18 | 412 | 15 | 102.3891 | 5.9 | 394 | 14.9746 | 102.2158
1093 | 1093 | 2019-02-15 13:00 | 3.42 | 4.49 | 299 | 15.0167 | 102.5032 | 4.49 | 300 | 14.9667 | 102.1615 | 4.6 | 307 | 14.9837 | 102.2779 | 4.25 | 284 | 14.9648 | 102.1487
1094 | 1094 | 2019-02-15 14:00 | 3.69 | 3.44 | 230 | 14.9565 | 102.0923 | 3.46 | 231 | 14.9784 | 102.2413 | 3.49 | 233 | 14.9785 | 102.2426 | 2.44 | 165 | 14.7879 | 100.9412
1095 | 1095 | 2019-02-15 15:00 | 3.95 | 1.49 | 101 | 14.7525 | 100.6995 | 1.52 | 103 | 14.7573 | 100.7323 | 1.55 | 105 | 14.7619 | 100.7639 | 1.33 | 90 | 14.7778 | 100.8722
1096 | 1096 | 2019-02-15 16:00 | 3.35 | 0.43 | 30 | 14.3333 | 97.8385 | 0.46 | 32 | 14.375 | 98.1229 | 0.43 | 30 | 14.3333 | 97.8385 | 0.32 | 22 | 14.5455 | 99.2864
1097 | 1097 | 2019-02-15 17:00 | 2.76 | 0 | 0 | 0 | 0 | 0 | 0 | 0 | 0 | 0 | 0 | 0 | 0 | 0 | 0 | 0 | 0
1098 | 1098 | 2019-02-15 18:00 | 2.16 | 0 | 0 | 0 | 0 | 0 | 0 | 0 | 0 | 0 | 0 | 0 | 0 | 0 | 0 | 0 | 0
1099 | 1099 | 2019-02-15 19:00 | 1.43 | 0 | 0 | 0 | 0 | 0 | 0 | 0 | 0 | 0 | 0 | 0 | 0 | 0 | 0 | 0 | 0
1100 | 1100 | 2019-02-15 20:00 | 0.7 | 0 | 0 | 0 | 0 | 0 | 0 | 0 | 0 | 0 | 0 | 0 | 0 | 0 | 0 | 0 | 0
1101 | 1101 | 2019-02-15 21:00 | -0.03 | 0 | 0 | 0 | 0 | 0 | 0 | 0 | 0 | 0 | 0 | 0 | 0 | 0 | 0 | 0 | 0
1102 | 1102 | 2019-02-15 22:00 | -0.24 | 0 | 0 | 0 | 0 | 0 | 0 | 0 | 0 | 0 | 0 | 0 | 0 | 0 | 0 | 0 | 0
1103 | 1103 | 2019-02-15 23:00 | -0.45 | 0 | 0 | 0 | 0 | 0 | 0 | 0 | 0 | 0 | 0 | 0 | 0 | 0 | 0 | 0 | 0
1104 | 1104 | 2019-02-16 | -0.67 | 0 | 0 | 0 | 0 | 0 | 0 | 0 | 0 | 0 | 0 | 0 | 0 | 0 | 0 | 0 | 0
1105 | 1105 | 2019-02-16 01:00 | -0.68 | 0 | 0 | 0 | 0 | 0 | 0 | 0 | 0 | 0 | 0 | 0 | 0 | 0 | 0 | 0 | 0
1106 | 1106 | 2019-02-16 02:00 | -0.69 | 0 | 0 | 0 | 0 | 0 | 0 | 0 | 0 | 0 | 0 | 0 | 0 | 0 | 0 | 0 | 0
1107 | 1107 | 2019-02-16 03:00 | -0.71 | 0 | 0 | 0 | 0 | 0 | 0 | 0 | 0 | 0 | 0 | 0 | 0 | 0 | 0 | 0 | 0
1108 | 1108 | 2019-02-16 04:00 | -0.95 | 0 | 0 | 0 | 0 | 0 | 0 | 0 | 0 | 0 | 0 | 0 | 0 | 0 | 0 | 0 | 0
1109 | 1109 | 2019-02-16 05:00 | -1.2 | 0 | 0 | 0 | 0 | 0 | 0 | 0 | 0 | 0 | 0 | 0 | 0 | 0 | 0 | 0 | 0
1110 | 1110 | 2019-02-16 06:00 | -1.44 | 0 | 0 | 0 | 0 | 0 | 0 | 0 | 0 | 0 | 0 | 0 | 0 | 0 | 0 | 0 | 0
1111 | 1111 | 2019-02-16 07:00 | -0.79 | 0 | 0 | 0 | 0 | 0 | 0 | 0 | 0 | 0 | 0 | 0 | 0 | 0 | 0 | 0 | 0
1112 | 1112 | 2019-02-16 08:00 | -0.14 | 1.67 | 111 | 15.045 | 102.6966 | 1.74 | 115 | 15.1304 | 103.2794 | 1.64 | 109 | 15.0459 | 102.7022 | 0.94 | 64 | 14.6875 | 100.256
1113 | 1113 | 2019-02-16 09:00 | 0.52 | 3.59 | 238 | 15.084 | 102.9627 | 3.63 | 241 | 15.0622 | 102.8139 | 3.51 | 233 | 15.0644 | 102.8285 | 1.36 | 93 | 14.6237 | 99.8202
1114 | 1114 | 2019-02-16 10:00 | 1.5 | 5.2 | 349 | 14.8997 | 101.7045 | 5.22 | 350 | 14.9143 | 101.804 | 5.19 | 348 | 14.9138 | 101.8006 | 3.8 | 257 | 14.786 | 100.9283
1115 | 1115 | 2019-02-16 11:00 | 2.48 | 6.2 | 420 | 14.7619 | 100.7639 | 6.21 | 420 | 14.7857 | 100.9264 | 6.29 | 426 | 14.7653 | 100.7867 | 5.81 | 395 | 14.7089 | 100.4018
1116 | 1116 | 2019-02-16 12:00 | 3.46 | 6.37 | 433 | 14.7113 | 100.4185 | 6.37 | 434 | 14.6774 | 100.1872 | 6.49 | 441 | 14.7166 | 100.4543 | 6.15 | 419 | 14.6778 | 100.1898
1117 | 1117 | 2019-02-16 13:00 | 3.5 | 5.61 | 380 | 14.7632 | 100.7724 | 5.62 | 380 | 14.7895 | 100.952 | 5.65 | 382 | 14.7906 | 100.9596 | 4.92 | 335 | 14.6866 | 100.2496
1118 | 1118 | 2019-02-16 14:00 | 3.54 | 4.18 | 281 | 14.8754 | 101.5389 | 4.21 | 282 | 14.9291 | 101.905 | 4.13 | 277 | 14.9097 | 101.773 | 2.09 | 144 | 14.5139 | 99.0709
1119 | 1119 | 2019-02-16 15:00 | 3.57 | 2.34 | 157 | 14.9045 | 101.7369 | 2.39 | 160 | 14.9375 | 101.9625 | 2.27 | 153 | 14.8366 | 101.2737 | 0.99 | 68 | 14.5588 | 99.3776
1120 | 1120 | 2019-02-16 16:00 | 2.1 | 0.48 | 33 | 14.5455 | 99.2864 | 0.52 | 36 | 14.4444 | 98.5969 | 0.47 | 33 | 14.2424 | 97.2179 | 0.31 | 21 | 14.7619 | 100.7639
1121 | 1121 | 2019-02-16 17:00 | 0.63 | 0 | 0 | 0 | 0 | 0 | 0 | 0 | 0 | 0 | 0 | 0 | 0 | 0 | 0 | 0 | 0
1122 | 1122 | 2019-02-16 18:00 | -0.84 | 0 | 0 | 0 | 0 | 0 | 0 | 0 | 0 | 0 | 0 | 0 | 0 | 0 | 0 | 0 | 0
1123 | 1123 | 2019-02-16 19:00 | -1.22 | 0 | 0 | 0 | 0 | 0 | 0 | 0 | 0 | 0 | 0 | 0 | 0 | 0 | 0 | 0 | 0
1124 | 1124 | 2019-02-16 20:00 | -1.6 | 0 | 0 | 0 | 0 | 0 | 0 | 0 | 0 | 0 | 0 | 0 | 0 | 0 | 0 | 0 | 0
1125 | 1125 | 2019-02-16 21:00 | -1.98 | 0 | 0 | 0 | 0 | 0 | 0 | 0 | 0 | 0 | 0 | 0 | 0 | 0 | 0 | 0 | 0
1126 | 1126 | 2019-02-16 22:00 | -2.13 | 0 | 0 | 0 | 0 | 0 | 0 | 0 | 0 | 0 | 0 | 0 | 0 | 0 | 0 | 0 | 0
1127 | 1127 | 2019-02-16 23:00 | -2.28 | 0 | 0 | 0 | 0 | 0 | 0 | 0 | 0 | 0 | 0 | 0 | 0 | 0 | 0 | 0 | 0
1128 | 1128 | 2019-02-17 | -2.43 | 0 | 0 | 0 | 0 | 0 | 0 | 0 | 0 | 0 | 0 | 0 | 0 | 0 | 0 | 0 | 0
1129 | 1129 | 2019-02-17 01:00 | -2.44 | 0 | 0 | 0 | 0 | 0 | 0 | 0 | 0 | 0 | 0 | 0 | 0 | 0 | 0 | 0 | 0
1130 | 1130 | 2019-02-17 02:00 | -2.45 | 0 | 0 | 0 | 0 | 0 | 0 | 0 | 0 | 0 | 0 | 0 | 0 | 0 | 0 | 0 | 0
1131 | 1131 | 2019-02-17 03:00 | -2.46 | 0 | 0 | 0 | 0 | 0 | 0 | 0 | 0 | 0 | 0 | 0 | 0 | 0 | 0 | 0 | 0
1132 | 1132 | 2019-02-17 04:00 | -2.4 | 0 | 0 | 0 | 0 | 0 | 0 | 0 | 0 | 0 | 0 | 0 | 0 | 0 | 0 | 0 | 0
1133 | 1133 | 2019-02-17 05:00 | -2.35 | 0 | 0 | 0 | 0 | 0 | 0 | 0 | 0 | 0 | 0 | 0 | 0 | 0 | 0 | 0 | 0
1134 | 1134 | 2019-02-17 06:00 | -2.29 | 0 | 0 | 0 | 0 | 0 | 0 | 0 | 0 | 0 | 0 | 0 | 0 | 0 | 0 | 0 | 0
1135 | 1135 | 2019-02-17 07:00 | -1.08 | 0.18 | 13 | 13.8462 | 94.513 | 0.22 | 15 | 14.6667 | 100.1138 | 0.41 | 28 | 14.6429 | 99.9512 | 0.32 | 22 | 14.5455 | 99.2864
1136 | 1136 | 2019-02-17 08:00 | 0.13 | 1.71 | 113 | 15.1327 | 103.2952 | 1.78 | 118 | 15.0847 | 102.9675 | 1.68 | 112 | 15 | 102.3891 | 1.01 | 68 | 14.8529 | 101.3853
1137 | 1137 | 2019-02-17 09:00 | 1.35 | 3.62 | 240 | 15.0833 | 102.9579 | 3.65 | 242 | 15.0826 | 102.9532 | 3.55 | 235 | 15.1064 | 103.1152 | 1.49 | 102 | 14.6078 | 99.7122
1138 | 1138 | 2019-02-17 10:00 | 2.27 | 5.3 | 355 | 14.9296 | 101.9084 | 5.32 | 356 | 14.9438 | 102.0056 | 5.29 | 354 | 14.9435 | 102.0034 | 3.91 | 264 | 14.8106 | 101.0963
1139 | 1139 | 2019-02-17 11:00 | 3.2 | 6.29 | 426 | 14.7653 | 100.7867 | 6.3 | 426 | 14.7887 | 100.947 | 6.39 | 432 | 14.7917 | 100.967 | 5.93 | 402 | 14.7512 | 100.6911
1140 | 1140 | 2019-02-17 12:00 | 4.12 | 6.52 | 444 | 14.6847 | 100.2368 | 6.53 | 445 | 14.6742 | 100.1649 | 6.64 | 452 | 14.6903 | 100.2748 | 6.3 | 430 | 14.6512 | 100.0079
1141 | 1141 | 2019-02-17 13:00 | 4.24 | 5.7 | 387 | 14.7287 | 100.5371 | 5.71 | 388 | 14.7165 | 100.4539 | 5.74 | 390 | 14.7179 | 100.4638 | 5.02 | 342 | 14.6784 | 100.1936
1142 | 1142 | 2019-02-17 14:00 | 4.36 | 4.19 | 283 | 14.8057 | 101.0625 | 4.22 | 285 | 14.807 | 101.0718 | 4.15 | 280 | 14.8214 | 101.1702 | 2.23 | 154 | 14.4805 | 98.8431
1143 | 1143 | 2019-02-17 15:00 | 4.48 | 2.31 | 156 | 14.8077 | 101.0764 | 2.36 | 159 | 14.8428 | 101.3158 | 2.27 | 153 | 14.8366 | 101.2737 | 1.14 | 79 | 14.4304 | 98.5009
1144 | 1144 | 2019-02-17 16:00 | 3.89 | 0.48 | 34 | 14.1176 | 96.3662 | 0.53 | 36 | 14.7222 | 100.493 | 0.49 | 34 | 14.4118 | 98.3738 | 0.39 | 27 | 14.4444 | 98.5969
1145 | 1145 | 2019-02-17 17:00 | 3.3 | 0 | 0 | 0 | 0 | 0 | 0 | 0 | 0 | 0 | 0 | 0 | 0 | 0 | 0 | 0 | 0
1146 | 1146 | 2019-02-17 18:00 | 2.71 | 0 | 0 | 0 | 0 | 0 | 0 | 0 | 0 | 0 | 0 | 0 | 0 | 0 | 0 | 0 | 0
1147 | 1147 | 2019-02-17 19:00 | 2.59 | 0 | 0 | 0 | 0 | 0 | 0 | 0 | 0 | 0 | 0 | 0 | 0 | 0 | 0 | 0 | 0
1148 | 1148 | 2019-02-17 20:00 | 2.47 | 0 | 0 | 0 | 0 | 0 | 0 | 0 | 0 | 0 | 0 | 0 | 0 | 0 | 0 | 0 | 0
1149 | 1149 | 2019-02-17 21:00 | 2.34 | 0 | 0 | 0 | 0 | 0 | 0 | 0 | 0 | 0 | 0 | 0 | 0 | 0 | 0 | 0 | 0
1150 | 1150 | 2019-02-17 22:00 | 2.19 | 0 | 0 | 0 | 0 | 0 | 0 | 0 | 0 | 0 | 0 | 0 | 0 | 0 | 0 | 0 | 0
1151 | 1151 | 2019-02-17 23:00 | 2.04 | 0 | 0 | 0 | 0 | 0 | 0 | 0 | 0 | 0 | 0 | 0 | 0 | 0 | 0 | 0 | 0
1152 | 1152 | 2019-02-18 | 1.89 | 0 | 0 | 0 | 0 | 0 | 0 | 0 | 0 | 0 | 0 | 0 | 0 | 0 | 0 | 0 | 0
1153 | 1153 | 2019-02-18 01:00 | 1.77 | 0 | 0 | 0 | 0 | 0 | 0 | 0 | 0 | 0 | 0 | 0 | 0 | 0 | 0 | 0 | 0
1154 | 1154 | 2019-02-18 02:00 | 1.64 | 0 | 0 | 0 | 0 | 0 | 0 | 0 | 0 | 0 | 0 | 0 | 0 | 0 | 0 | 0 | 0
1155 | 1155 | 2019-02-18 03:00 | 1.51 | 0 | 0 | 0 | 0 | 0 | 0 | 0 | 0 | 0 | 0 | 0 | 0 | 0 | 0 | 0 | 0
1156 | 1156 | 2019-02-18 04:00 | 1.16 | 0 | 0 | 0 | 0 | 0 | 0 | 0 | 0 | 0 | 0 | 0 | 0 | 0 | 0 | 0 | 0
1157 | 1157 | 2019-02-18 05:00 | 0.8 | 0 | 0 | 0 | 0 | 0 | 0 | 0 | 0 | 0 | 0 | 0 | 0 | 0 | 0 | 0 | 0
1158 | 1158 | 2019-02-18 06:00 | 0.45 | 0 | 0 | 0 | 0 | 0 | 0 | 0 | 0 | 0 | 0 | 0 | 0 | 0 | 0 | 0 | 0
1159 | 1159 | 2019-02-18 07:00 | 1.19 | 0.19 | 13 | 14.6154 | 99.7637 | 0.23 | 16 | 14.375 | 98.1229 | 0.35 | 24 | 14.5833 | 99.5449 | 0.32 | 22 | 14.5455 | 99.2864
1160 | 1160 | 2019-02-18 08:00 | 1.93 | 1.4 | 94 | 14.8936 | 101.6629 | 1.46 | 98 | 14.898 | 101.6926 | 1.44 | 97 | 14.8454 | 101.3335 | 1.18 | 80 | 14.75 | 100.6826
1161 | 1161 | 2019-02-18 09:00 | 2.67 | 3.16 | 211 | 14.9763 | 102.2273 | 3.19 | 213 | 14.9765 | 102.2288 | 3.19 | 213 | 14.9765 | 102.2288 | 1.99 | 135 | 14.7407 | 100.6194
1162 | 1162 | 2019-02-18 10:00 | 3.72 | 4.95 | 333 | 14.8649 | 101.4667 | 4.97 | 334 | 14.8802 | 101.5716 | 5 | 336 | 14.881 | 101.5765 | 3.99 | 271 | 14.7232 | 100.5
1163 | 1163 | 2019-02-18 11:00 | 4.78 | 6.01 | 409 | 14.6944 | 100.3029 | 6.02 | 409 | 14.7188 | 100.4698 | 6.13 | 417 | 14.7002 | 100.3429 | 5.78 | 394 | 14.6701 | 100.1369
1164 | 1164 | 2019-02-18 12:00 | 5.83 | 6.12 | 418 | 14.6411 | 99.9396 | 6.12 | 419 | 14.6062 | 99.7011 | 6.27 | 428 | 14.6495 | 99.9968 | 6.03 | 413 | 14.6005 | 99.662
1165 | 1165 | 2019-02-18 13:00 | 5.85 | 3.37 | 228 | 14.7807 | 100.8922 | 3.37 | 229 | 14.7162 | 100.4516 | 3.5 | 237 | 14.7679 | 100.805 | 3.39 | 230 | 14.7391 | 100.6084
1166 | 1166 | 2019-02-18 14:00 | 5.87 | 3.01 | 204 | 14.7549 | 100.7161 | 3.03 | 205 | 14.7805 | 100.8907 | 3.1 | 210 | 14.7619 | 100.7639 | 2.53 | 173 | 14.6243 | 99.8244
1167 | 1167 | 2019-02-18 15:00 | 5.88 | 1.44 | 98 | 14.6939 | 100.2995 | 1.46 | 100 | 14.6 | 99.6587 | 1.5 | 103 | 14.5631 | 99.4069 | 1.35 | 93 | 14.5161 | 99.0862
1168 | 1168 | 2019-02-18 16:00 | 4.7 | 0.49 | 34 | 14.4118 | 98.3738 | 0.53 | 37 | 14.3243 | 97.777 | 0.5 | 35 | 14.2857 | 97.5134 | 0.42 | 29 | 14.4828 | 98.8584
1169 | 1169 | 2019-02-18 17:00 | 3.53 | 0 | 0 | 0 | 0 | 0 | 0 | 0 | 0 | 0 | 0 | 0 | 0 | 0 | 0 | 0 | 0
1170 | 1170 | 2019-02-18 18:00 | 2.35 | 0 | 0 | 0 | 0 | 0 | 0 | 0 | 0 | 0 | 0 | 0 | 0 | 0 | 0 | 0 | 0
1171 | 1171 | 2019-02-18 19:00 | 2.09 | 0 | 0 | 0 | 0 | 0 | 0 | 0 | 0 | 0 | 0 | 0 | 0 | 0 | 0 | 0 | 0
1172 | 1172 | 2019-02-18 20:00 | 1.83 | 0 | 0 | 0 | 0 | 0 | 0 | 0 | 0 | 0 | 0 | 0 | 0 | 0 | 0 | 0 | 0
1173 | 1173 | 2019-02-18 21:00 | 1.57 | 0 | 0 | 0 | 0 | 0 | 0 | 0 | 0 | 0 | 0 | 0 | 0 | 0 | 0 | 0 | 0
1174 | 1174 | 2019-02-18 22:00 | 1.6 | 0 | 0 | 0 | 0 | 0 | 0 | 0 | 0 | 0 | 0 | 0 | 0 | 0 | 0 | 0 | 0
1175 | 1175 | 2019-02-18 23:00 | 1.63 | 0 | 0 | 0 | 0 | 0 | 0 | 0 | 0 | 0 | 0 | 0 | 0 | 0 | 0 | 0 | 0
1176 | 1176 | 2019-02-19 | 1.66 | 0 | 0 | 0 | 0 | 0 | 0 | 0 | 0 | 0 | 0 | 0 | 0 | 0 | 0 | 0 | 0
1177 | 1177 | 2019-02-19 01:00 | 1.49 | 0 | 0 | 0 | 0 | 0 | 0 | 0 | 0 | 0 | 0 | 0 | 0 | 0 | 0 | 0 | 0
1178 | 1178 | 2019-02-19 02:00 | 1.32 | 0 | 0 | 0 | 0 | 0 | 0 | 0 | 0 | 0 | 0 | 0 | 0 | 0 | 0 | 0 | 0
1179 | 1179 | 2019-02-19 03:00 | 1.15 | 0 | 0 | 0 | 0 | 0 | 0 | 0 | 0 | 0 | 0 | 0 | 0 | 0 | 0 | 0 | 0
1180 | 1180 | 2019-02-19 04:00 | 1.15 | 0 | 0 | 0 | 0 | 0 | 0 | 0 | 0 | 0 | 0 | 0 | 0 | 0 | 0 | 0 | 0
1181 | 1181 | 2019-02-19 05:00 | 1.14 | 0 | 0 | 0 | 0 | 0 | 0 | 0 | 0 | 0 | 0 | 0 | 0 | 0 | 0 | 0 | 0
1182 | 1182 | 2019-02-19 06:00 | 1.14 | 0 | 0 | 0 | 0 | 0 | 0 | 0 | 0 | 0 | 0 | 0 | 0 | 0 | 0 | 0 | 0
1183 | 1183 | 2019-02-19 07:00 | 1.65 | 0.24 | 16 | 15 | 102.3891 | 0.29 | 20 | 14.5 | 98.9761 | 0.37 | 26 | 14.2308 | 97.1384 | 0.28 | 19 | 14.7368 | 100.5928
1184 | 1184 | 2019-02-19 08:00 | 2.16 | 1.25 | 84 | 14.881 | 101.5765 | 1.3 | 88 | 14.7727 | 100.8377 | 1.31 | 88 | 14.8864 | 101.6134 | 1.16 | 79 | 14.6835 | 100.229
1185 | 1185 | 2019-02-19 09:00 | 2.68 | 1.87 | 126 | 14.8413 | 101.3056 | 1.89 | 127 | 14.8819 | 101.5829 | 1.96 | 132 | 14.8485 | 101.3548 | 1.84 | 124 | 14.8387 | 101.2881
1186 | 1186 | 2019-02-19 10:00 | 3.6 | 2.35 | 158 | 14.8734 | 101.525 | 2.36 | 159 | 14.8428 | 101.3158 | 2.47 | 166 | 14.8795 | 101.5667 | 2.42 | 163 | 14.8466 | 101.3422
1187 | 1187 | 2019-02-19 11:00 | 4.53 | 2.87 | 194 | 14.7938 | 100.9817 | 2.88 | 194 | 14.8454 | 101.3335 | 3.01 | 202 | 14.901 | 101.7132 | 2.98 | 201 | 14.8259 | 101.2005
1188 | 1188 | 2019-02-19 12:00 | 5.46 | 3.99 | 270 | 14.7778 | 100.8722 | 4 | 271 | 14.7601 | 100.7519 | 4.15 | 281 | 14.7687 | 100.8101 | 4.1 | 277 | 14.8014 | 101.0337
1189 | 1189 | 2019-02-19 13:00 | 5.62 | 5.12 | 348 | 14.7126 | 100.4276 | 5.12 | 348 | 14.7126 | 100.4276 | 5.22 | 355 | 14.7042 | 100.3701 | 4.8 | 327 | 14.6789 | 100.1973
1190 | 1190 | 2019-02-19 14:00 | 5.77 | 3.43 | 232 | 14.7845 | 100.918 | 3.44 | 233 | 14.7639 | 100.7778 | 3.5 | 237 | 14.7679 | 100.805 | 2.67 | 183 | 14.5902 | 99.5916
1191 | 1191 | 2019-02-19 15:00 | 5.92 | 2.42 | 164 | 14.7561 | 100.7242 | 2.46 | 167 | 14.7305 | 100.5498 | 2.37 | 161 | 14.7205 | 100.4812 | 1.19 | 82 | 14.5122 | 99.0594
1192 | 1192 | 2019-02-19 16:00 | 4.84 | 0.59 | 41 | 14.3902 | 98.2269 | 0.64 | 44 | 14.5455 | 99.2864 | 0.57 | 40 | 14.25 | 97.2696 | 0.32 | 22 | 14.5455 | 99.2864
1193 | 1193 | 2019-02-19 17:00 | 3.75 | 0 | 0 | 0 | 0 | 0 | 0 | 0 | 0 | 0 | 0 | 0 | 0 | 0 | 0 | 0 | 0
1194 | 1194 | 2019-02-19 18:00 | 2.67 | 0 | 0 | 0 | 0 | 0 | 0 | 0 | 0 | 0 | 0 | 0 | 0 | 0 | 0 | 0 | 0
1195 | 1195 | 2019-02-19 19:00 | 2.47 | 0 | 0 | 0 | 0 | 0 | 0 | 0 | 0 | 0 | 0 | 0 | 0 | 0 | 0 | 0 | 0
1196 | 1196 | 2019-02-19 20:00 | 2.26 | 0 | 0 | 0 | 0 | 0 | 0 | 0 | 0 | 0 | 0 | 0 | 0 | 0 | 0 | 0 | 0
1197 | 1197 | 2019-02-19 21:00 | 2.05 | 0 | 0 | 0 | 0 | 0 | 0 | 0 | 0 | 0 | 0 | 0 | 0 | 0 | 0 | 0 | 0
1198 | 1198 | 2019-02-19 22:00 | 2.14 | 0 | 0 | 0 | 0 | 0 | 0 | 0 | 0 | 0 | 0 | 0 | 0 | 0 | 0 | 0 | 0
1199 | 1199 | 2019-02-19 23:00 | 2.23 | 0 | 0 | 0 | 0 | 0 | 0 | 0 | 0 | 0 | 0 | 0 | 0 | 0 | 0 | 0 | 0
1200 | 1200 | 2019-02-20 | 2.32 | 0 | 0 | 0 | 0 | 0 | 0 | 0 | 0 | 0 | 0 | 0 | 0 | 0 | 0 | 0 | 0
1201 | 1201 | 2019-02-20 01:00 | 2.87 | 0 | 0 | 0 | 0 | 0 | 0 | 0 | 0 | 0 | 0 | 0 | 0 | 0 | 0 | 0 | 0
1202 | 1202 | 2019-02-20 02:00 | 3.41 | 0 | 0 | 0 | 0 | 0 | 0 | 0 | 0 | 0 | 0 | 0 | 0 | 0 | 0 | 0 | 0
1203 | 1203 | 2019-02-20 03:00 | 3.95 | 0 | 0 | 0 | 0 | 0 | 0 | 0 | 0 | 0 | 0 | 0 | 0 | 0 | 0 | 0 | 0
1204 | 1204 | 2019-02-20 04:00 | 3.91 | 0 | 0 | 0 | 0 | 0 | 0 | 0 | 0 | 0 | 0 | 0 | 0 | 0 | 0 | 0 | 0
1205 | 1205 | 2019-02-20 05:00 | 3.88 | 0 | 0 | 0 | 0 | 0 | 0 | 0 | 0 | 0 | 0 | 0 | 0 | 0 | 0 | 0 | 0
1206 | 1206 | 2019-02-20 06:00 | 3.84 | 0 | 0 | 0 | 0 | 0 | 0 | 0 | 0 | 0 | 0 | 0 | 0 | 0 | 0 | 0 | 0
1207 | 1207 | 2019-02-20 07:00 | 4.62 | 0.21 | 15 | 14 | 95.5631 | 0.26 | 18 | 14.4444 | 98.5969 | 0.3 | 21 | 14.2857 | 97.5134 | 0.3 | 21 | 14.2857 | 97.5134
1208 | 1208 | 2019-02-20 08:00 | 5.41 | 0.37 | 26 | 14.2308 | 97.1384 | 0.39 | 27 | 14.4444 | 98.5969 | 0.4 | 28 | 14.2857 | 97.5134 | 0.4 | 28 | 14.2857 | 97.5134
1209 | 1209 | 2019-02-20 09:00 | 6.2 | 0.67 | 46 | 14.5652 | 99.4213 | 0.68 | 47 | 14.4681 | 98.7583 | 0.71 | 49 | 14.4898 | 98.9065 | 0.71 | 49 | 14.4898 | 98.9065
1210 | 1210 | 2019-02-20 10:00 | 6.93 | 0.71 | 49 | 14.4898 | 98.9065 | 0.71 | 49 | 14.4898 | 98.9065 | 0.74 | 51 | 14.5098 | 99.043 | 0.74 | 51 | 14.5098 | 99.043
1211 | 1211 | 2019-02-20 11:00 | 7.66 | 1.19 | 82 | 14.5122 | 99.0594 | 1.19 | 82 | 14.5122 | 99.0594 | 1.24 | 86 | 14.4186 | 98.4205 | 1.24 | 86 | 14.4186 | 98.4205
1212 | 1212 | 2019-02-20 12:00 | 8.39 | 1.75 | 120 | 14.5833 | 99.5449 | 1.75 | 120 | 14.5833 | 99.5449 | 1.83 | 125 | 14.64 | 99.9317 | 1.83 | 125 | 14.64 | 99.9317
1213 | 1213 | 2019-02-20 13:00 | 8.57 | 1.44 | 99 | 14.5455 | 99.2864 | 1.45 | 100 | 14.5 | 98.9761 | 1.52 | 104 | 14.6154 | 99.7637 | 1.52 | 104 | 14.6154 | 99.7637
1214 | 1214 | 2019-02-20 14:00 | 8.74 | 0.97 | 68 | 14.2647 | 97.37 | 0.98 | 68 | 14.4118 | 98.3738 | 1.03 | 71 | 14.507 | 99.0242 | 1.03 | 71 | 14.507 | 99.0242
1215 | 1215 | 2019-02-20 15:00 | 8.91 | 0.78 | 54 | 14.4444 | 98.5969 | 0.79 | 55 | 14.3636 | 98.0453 | 0.83 | 58 | 14.3103 | 97.6815 | 0.83 | 58 | 14.3103 | 97.6815
1216 | 1216 | 2019-02-20 16:00 | 8.98 | 0.39 | 28 | 13.9286 | 95.0756 | 0.42 | 30 | 14 | 95.5631 | 0.41 | 29 | 14.1379 | 96.5046 | 0.4 | 29 | 13.7931 | 94.1509
1217 | 1217 | 2019-02-20 17:00 | 9.06 | 0 | 0 | 0 | 0 | 0 | 0 | 0 | 0 | 0 | 0 | 0 | 0 | 0 | 0 | 0 | 0
1218 | 1218 | 2019-02-20 18:00 | 9.13 | 0 | 0 | 0 | 0 | 0 | 0 | 0 | 0 | 0 | 0 | 0 | 0 | 0 | 0 | 0 | 0
1219 | 1219 | 2019-02-20 19:00 | 9.29 | 0 | 0 | 0 | 0 | 0 | 0 | 0 | 0 | 0 | 0 | 0 | 0 | 0 | 0 | 0 | 0
1220 | 1220 | 2019-02-20 20:00 | 9.45 | 0 | 0 | 0 | 0 | 0 | 0 | 0 | 0 | 0 | 0 | 0 | 0 | 0 | 0 | 0 | 0
1221 | 1221 | 2019-02-20 21:00 | 9.6 | 0 | 0 | 0 | 0 | 0 | 0 | 0 | 0 | 0 | 0 | 0 | 0 | 0 | 0 | 0 | 0
1222 | 1222 | 2019-02-20 22:00 | 9.8 | 0 | 0 | 0 | 0 | 0 | 0 | 0 | 0 | 0 | 0 | 0 | 0 | 0 | 0 | 0 | 0
1223 | 1223 | 2019-02-20 23:00 | 9.99 | 0 | 0 | 0 | 0 | 0 | 0 | 0 | 0 | 0 | 0 | 0 | 0 | 0 | 0 | 0 | 0
1224 | 1224 | 2019-02-21 | 10.18 | 0 | 0 | 0 | 0 | 0 | 0 | 0 | 0 | 0 | 0 | 0 | 0 | 0 | 0 | 0 | 0
1225 | 1225 | 2019-02-21 01:00 | 10.25 | 0 | 0 | 0 | 0 | 0 | 0 | 0 | 0 | 0 | 0 | 0 | 0 | 0 | 0 | 0 | 0
1226 | 1226 | 2019-02-21 02:00 | 10.32 | 0 | 0 | 0 | 0 | 0 | 0 | 0 | 0 | 0 | 0 | 0 | 0 | 0 | 0 | 0 | 0
1227 | 1227 | 2019-02-21 03:00 | 10.39 | 0 | 0 | 0 | 0 | 0 | 0 | 0 | 0 | 0 | 0 | 0 | 0 | 0 | 0 | 0 | 0
1228 | 1228 | 2019-02-21 04:00 | 10.18 | 0 | 0 | 0 | 0 | 0 | 0 | 0 | 0 | 0 | 0 | 0 | 0 | 0 | 0 | 0 | 0
1229 | 1229 | 2019-02-21 05:00 | 9.97 | 0 | 0 | 0 | 0 | 0 | 0 | 0 | 0 | 0 | 0 | 0 | 0 | 0 | 0 | 0 | 0
1230 | 1230 | 2019-02-21 06:00 | 9.76 | 0 | 0 | 0 | 0 | 0 | 0 | 0 | 0 | 0 | 0 | 0 | 0 | 0 | 0 | 0 | 0
1231 | 1231 | 2019-02-21 07:00 | 9.8 | 0.08 | 6 | 13.3333 | 91.0125 | 0.1 | 7 | 14.2857 | 97.5134 | 0.1 | 8 | 12.5 | 85.3242 | 0.1 | 8 | 12.5 | 85.3242
1232 | 1232 | 2019-02-21 08:00 | 9.84 | 0.33 | 23 | 14.3478 | 97.9374 | 0.34 | 24 | 14.1667 | 96.7008 | 0.35 | 25 | 14 | 95.5631 | 0.35 | 25 | 14 | 95.5631
1233 | 1233 | 2019-02-21 09:00 | 9.89 | 0.68 | 48 | 14.1667 | 96.7008 | 0.69 | 49 | 14.0816 | 96.1204 | 0.72 | 51 | 14.1176 | 96.3662 | 0.72 | 51 | 14.1176 | 96.3662
1234 | 1234 | 2019-02-21 10:00 | 10.03 | 0.93 | 65 | 14.3077 | 97.6634 | 0.93 | 65 | 14.3077 | 97.6634 | 0.98 | 68 | 14.4118 | 98.3738 | 0.98 | 68 | 14.4118 | 98.3738
1235 | 1235 | 2019-02-21 11:00 | 10.18 | 1.38 | 96 | 14.375 | 98.1229 | 1.38 | 96 | 14.375 | 98.1229 | 1.45 | 100 | 14.5 | 98.9761 | 1.45 | 100 | 14.5 | 98.9761
1236 | 1236 | 2019-02-21 12:00 | 10.32 | 0.73 | 52 | 14.0385 | 95.8257 | 0.73 | 52 | 14.0385 | 95.8257 | 0.77 | 54 | 14.2593 | 97.3328 | 0.77 | 54 | 14.2593 | 97.3328
1237 | 1237 | 2019-02-21 13:00 | 10.6 | 0.72 | 51 | 14.1176 | 96.3662 | 0.72 | 51 | 14.1176 | 96.3662 | 0.76 | 53 | 14.3396 | 97.8814 | 0.76 | 53 | 14.3396 | 97.8814
1238 | 1238 | 2019-02-21 14:00 | 10.88 | 0.63 | 45 | 14 | 95.5631 | 0.63 | 45 | 14 | 95.5631 | 0.66 | 47 | 14.0426 | 95.8536 | 0.66 | 47 | 14.0426 | 95.8536
1239 | 1239 | 2019-02-21 15:00 | 11.16 | 0.46 | 33 | 13.9394 | 95.1494 | 0.47 | 34 | 13.8235 | 94.3586 | 0.49 | 35 | 14 | 95.5631 | 0.49 | 35 | 14 | 95.5631
1240 | 1240 | 2019-02-21 16:00 | 10.83 | 0.4 | 28 | 14.2857 | 97.5134 | 0.43 | 31 | 13.871 | 94.6824 | 0.42 | 30 | 14 | 95.5631 | 0.41 | 30 | 13.6667 | 93.2878
1241 | 1241 | 2019-02-21 17:00 | 10.5 | 0 | 0 | 0 | 0 | 0 | 0 | 0 | 0 | 0 | 0 | 0 | 0 | 0 | 0 | 0 | 0
1242 | 1242 | 2019-02-21 18:00 | 10.17 | 0 | 0 | 0 | 0 | 0 | 0 | 0 | 0 | 0 | 0 | 0 | 0 | 0 | 0 | 0 | 0
1243 | 1243 | 2019-02-21 19:00 | 9.92 | 0 | 0 | 0 | 0 | 0 | 0 | 0 | 0 | 0 | 0 | 0 | 0 | 0 | 0 | 0 | 0
1244 | 1244 | 2019-02-21 20:00 | 9.67 | 0 | 0 | 0 | 0 | 0 | 0 | 0 | 0 | 0 | 0 | 0 | 0 | 0 | 0 | 0 | 0
1245 | 1245 | 2019-02-21 21:00 | 9.41 | 0 | 0 | 0 | 0 | 0 | 0 | 0 | 0 | 0 | 0 | 0 | 0 | 0 | 0 | 0 | 0
1246 | 1246 | 2019-02-21 22:00 | 9.28 | 0 | 0 | 0 | 0 | 0 | 0 | 0 | 0 | 0 | 0 | 0 | 0 | 0 | 0 | 0 | 0
1247 | 1247 | 2019-02-21 23:00 | 9.15 | 0 | 0 | 0 | 0 | 0 | 0 | 0 | 0 | 0 | 0 | 0 | 0 | 0 | 0 | 0 | 0
1248 | 1248 | 2019-02-22 | 9.02 | 0 | 0 | 0 | 0 | 0 | 0 | 0 | 0 | 0 | 0 | 0 | 0 | 0 | 0 | 0 | 0
1249 | 1249 | 2019-02-22 01:00 | 9.1 | 0 | 0 | 0 | 0 | 0 | 0 | 0 | 0 | 0 | 0 | 0 | 0 | 0 | 0 | 0 | 0
1250 | 1250 | 2019-02-22 02:00 | 9.18 | 0 | 0 | 0 | 0 | 0 | 0 | 0 | 0 | 0 | 0 | 0 | 0 | 0 | 0 | 0 | 0
1251 | 1251 | 2019-02-22 03:00 | 9.25 | 0 | 0 | 0 | 0 | 0 | 0 | 0 | 0 | 0 | 0 | 0 | 0 | 0 | 0 | 0 | 0
1252 | 1252 | 2019-02-22 04:00 | 9.01 | 0 | 0 | 0 | 0 | 0 | 0 | 0 | 0 | 0 | 0 | 0 | 0 | 0 | 0 | 0 | 0
1253 | 1253 | 2019-02-22 05:00 | 8.76 | 0 | 0 | 0 | 0 | 0 | 0 | 0 | 0 | 0 | 0 | 0 | 0 | 0 | 0 | 0 | 0
1254 | 1254 | 2019-02-22 06:00 | 8.52 | 0 | 0 | 0 | 0 | 0 | 0 | 0 | 0 | 0 | 0 | 0 | 0 | 0 | 0 | 0 | 0
1255 | 1255 | 2019-02-22 07:00 | 8.68 | 0.04 | 3 | 13.3333 | 91.0125 | 0.05 | 4 | 12.5 | 85.3242 | 0.06 | 4 | 15 | 102.3891 | 0.06 | 4 | 15 | 102.3891
1256 | 1256 | 2019-02-22 08:00 | 8.84 | 0.53 | 38 | 13.9474 | 95.2039 | 0.55 | 39 | 14.1026 | 96.2632 | 0.57 | 40 | 14.25 | 97.2696 | 0.57 | 40 | 14.25 | 97.2696
1257 | 1257 | 2019-02-22 09:00 | 9.01 | 0.8 | 56 | 14.2857 | 97.5134 | 0.81 | 57 | 14.2105 | 97.0002 | 0.85 | 59 | 14.4068 | 98.3398 | 0.85 | 59 | 14.4068 | 98.3398
1258 | 1258 | 2019-02-22 10:00 | 9.09 | 1.04 | 72 | 14.4444 | 98.5969 | 1.04 | 72 | 14.4444 | 98.5969 | 1.09 | 76 | 14.3421 | 97.8983 | 1.09 | 76 | 14.3421 | 97.8983
1259 | 1259 | 2019-02-22 11:00 | 9.18 | 1.35 | 93 | 14.5161 | 99.0862 | 1.35 | 93 | 14.5161 | 99.0862 | 1.41 | 97 | 14.5361 | 99.2224 | 1.41 | 97 | 14.5361 | 99.2224
1260 | 1260 | 2019-02-22 12:00 | 9.26 | 1.7 | 117 | 14.5299 | 99.1803 | 1.7 | 117 | 14.5299 | 99.1803 | 1.78 | 122 | 14.5902 | 99.5916 | 1.78 | 122 | 14.5902 | 99.5916
1261 | 1261 | 2019-02-22 13:00 | 9.68 | 1.45 | 100 | 14.5 | 98.9761 | 1.45 | 100 | 14.5 | 98.9761 | 1.52 | 105 | 14.4762 | 98.8136 | 1.52 | 105 | 14.4762 | 98.8136
1262 | 1262 | 2019-02-22 14:00 | 10.1 | 0.88 | 61 | 14.4262 | 98.4726 | 0.88 | 62 | 14.1935 | 96.8843 | 0.92 | 65 | 14.1538 | 96.6133 | 0.92 | 65 | 14.1538 | 96.6133
1263 | 1263 | 2019-02-22 15:00 | 10.52 | 0.62 | 44 | 14.0909 | 96.1837 | 0.63 | 44 | 14.3182 | 97.735 | 0.66 | 46 | 14.3478 | 97.9374 | 0.66 | 46 | 14.3478 | 97.9374
1264 | 1264 | 2019-02-22 16:00 | 10.28 | 0.44 | 32 | 13.75 | 93.8567 | 0.48 | 34 | 14.1176 | 96.3662 | 0.47 | 33 | 14.2424 | 97.2179 | 0.46 | 32 | 14.375 | 98.1229
1265 | 1265 | 2019-02-22 17:00 | 10.03 | 0 | 0 | 0 | 0 | 0 | 0 | 0 | 0 | 0 | 0 | 0 | 0 | 0 | 0 | 0 | 0
1266 | 1266 | 2019-02-22 18:00 | 9.79 | 0 | 0 | 0 | 0 | 0 | 0 | 0 | 0 | 0 | 0 | 0 | 0 | 0 | 0 | 0 | 0
1267 | 1267 | 2019-02-22 19:00 | 9.6 | 0 | 0 | 0 | 0 | 0 | 0 | 0 | 0 | 0 | 0 | 0 | 0 | 0 | 0 | 0 | 0
1268 | 1268 | 2019-02-22 20:00 | 9.4 | 0 | 0 | 0 | 0 | 0 | 0 | 0 | 0 | 0 | 0 | 0 | 0 | 0 | 0 | 0 | 0
1269 | 1269 | 2019-02-22 21:00 | 9.2 | 0 | 0 | 0 | 0 | 0 | 0 | 0 | 0 | 0 | 0 | 0 | 0 | 0 | 0 | 0 | 0
1270 | 1270 | 2019-02-22 22:00 | 8.68 | 0 | 0 | 0 | 0 | 0 | 0 | 0 | 0 | 0 | 0 | 0 | 0 | 0 | 0 | 0 | 0
1271 | 1271 | 2019-02-22 23:00 | 8.16 | 0 | 0 | 0 | 0 | 0 | 0 | 0 | 0 | 0 | 0 | 0 | 0 | 0 | 0 | 0 | 0
1272 | 1272 | 2019-02-23 | 7.63 | 0 | 0 | 0 | 0 | 0 | 0 | 0 | 0 | 0 | 0 | 0 | 0 | 0 | 0 | 0 | 0
1273 | 1273 | 2019-02-23 01:00 | 6.3 | 0 | 0 | 0 | 0 | 0 | 0 | 0 | 0 | 0 | 0 | 0 | 0 | 0 | 0 | 0 | 0
1274 | 1274 | 2019-02-23 02:00 | 4.97 | 0 | 0 | 0 | 0 | 0 | 0 | 0 | 0 | 0 | 0 | 0 | 0 | 0 | 0 | 0 | 0
1275 | 1275 | 2019-02-23 03:00 | 3.64 | 0 | 0 | 0 | 0 | 0 | 0 | 0 | 0 | 0 | 0 | 0 | 0 | 0 | 0 | 0 | 0
1276 | 1276 | 2019-02-23 04:00 | 3.38 | 0 | 0 | 0 | 0 | 0 | 0 | 0 | 0 | 0 | 0 | 0 | 0 | 0 | 0 | 0 | 0
1277 | 1277 | 2019-02-23 05:00 | 3.12 | 0 | 0 | 0 | 0 | 0 | 0 | 0 | 0 | 0 | 0 | 0 | 0 | 0 | 0 | 0 | 0
1278 | 1278 | 2019-02-23 06:00 | 2.86 | 0 | 0 | 0 | 0 | 0 | 0 | 0 | 0 | 0 | 0 | 0 | 0 | 0 | 0 | 0 | 0
1279 | 1279 | 2019-02-23 07:00 | 3.09 | 0.35 | 24 | 14.5833 | 99.5449 | 0.42 | 29 | 14.4828 | 98.8584 | 0.41 | 28 | 14.6429 | 99.9512 | 0.37 | 25 | 14.8 | 101.0239
1280 | 1280 | 2019-02-23 08:00 | 3.32 | 1.57 | 106 | 14.8113 | 101.1012 | 1.63 | 110 | 14.8182 | 101.148 | 1.63 | 110 | 14.8182 | 101.148 | 1.37 | 93 | 14.7312 | 100.5541
1281 | 1281 | 2019-02-23 09:00 | 3.56 | 3.08 | 207 | 14.8792 | 101.5647 | 3.11 | 209 | 14.8804 | 101.5726 | 3.15 | 211 | 14.9289 | 101.9038 | 2.29 | 155 | 14.7742 | 100.8477
1282 | 1282 | 2019-02-23 10:00 | 4.4 | 5.33 | 360 | 14.8056 | 101.0618 | 5.35 | 361 | 14.8199 | 101.16 | 5.38 | 364 | 14.7802 | 100.8889 | 4.46 | 304 | 14.6711 | 100.1437
1283 | 1283 | 2019-02-23 11:00 | 5.25 | 0.51 | 36 | 14.1667 | 96.7008 | 0.52 | 36 | 14.4444 | 98.5969 | 0.54 | 37 | 14.5946 | 99.6218 | 0.54 | 37 | 14.5946 | 99.6218
1284 | 1284 | 2019-02-23 12:00 | 6.09 | 3.08 | 209 | 14.7368 | 100.5928 | 3.08 | 209 | 14.7368 | 100.5928 | 3.22 | 218 | 14.7706 | 100.8235 | 3.21 | 217 | 14.7926 | 100.9736
1285 | 1285 | 2019-02-23 13:00 | 5.7 | 5.48 | 372 | 14.7312 | 100.5541 | 5.49 | 373 | 14.7185 | 100.4676 | 5.59 | 379 | 14.7493 | 100.6781 | 5.2 | 354 | 14.6893 | 100.268
1286 | 1286 | 2019-02-23 14:00 | 5.3 | 3.62 | 244 | 14.8361 | 101.2701 | 3.64 | 245 | 14.8571 | 101.4139 | 3.7 | 249 | 14.8594 | 101.4296 | 2.92 | 198 | 14.7475 | 100.6654
1287 | 1287 | 2019-02-23 15:00 | 4.9 | 2.38 | 161 | 14.7826 | 100.9052 | 2.42 | 163 | 14.8466 | 101.3422 | 2.4 | 161 | 14.9068 | 101.7531 | 1.59 | 109 | 14.5872 | 99.571
1288 | 1288 | 2019-02-23 16:00 | 3.64 | 0.8 | 54 | 14.8148 | 101.125 | 0.86 | 59 | 14.5763 | 99.4967 | 0.81 | 55 | 14.7273 | 100.5275 | 0.64 | 44 | 14.5455 | 99.2864
1289 | 1289 | 2019-02-23 17:00 | 2.37 | 0 | 0 | 0 | 0 | 0 | 0 | 0 | 0 | 0 | 0 | 0 | 0 | 0 | 0 | 0 | 0
1290 | 1290 | 2019-02-23 18:00 | 1.11 | 0 | 0 | 0 | 0 | 0 | 0 | 0 | 0 | 0 | 0 | 0 | 0 | 0 | 0 | 0 | 0
1291 | 1291 | 2019-02-23 19:00 | 0.34 | 0 | 0 | 0 | 0 | 0 | 0 | 0 | 0 | 0 | 0 | 0 | 0 | 0 | 0 | 0 | 0
1292 | 1292 | 2019-02-23 20:00 | -0.43 | 0 | 0 | 0 | 0 | 0 | 0 | 0 | 0 | 0 | 0 | 0 | 0 | 0 | 0 | 0 | 0
1293 | 1293 | 2019-02-23 21:00 | -1.2 | 0 | 0 | 0 | 0 | 0 | 0 | 0 | 0 | 0 | 0 | 0 | 0 | 0 | 0 | 0 | 0
1294 | 1294 | 2019-02-23 22:00 | -1.48 | 0 | 0 | 0 | 0 | 0 | 0 | 0 | 0 | 0 | 0 | 0 | 0 | 0 | 0 | 0 | 0
1295 | 1295 | 2019-02-23 23:00 | -1.77 | 0 | 0 | 0 | 0 | 0 | 0 | 0 | 0 | 0 | 0 | 0 | 0 | 0 | 0 | 0 | 0
1296 | 1296 | 2019-02-24 | -2.06 | 0 | 0 | 0 | 0 | 0 | 0 | 0 | 0 | 0 | 0 | 0 | 0 | 0 | 0 | 0 | 0
1297 | 1297 | 2019-02-24 01:00 | -2.14 | 0 | 0 | 0 | 0 | 0 | 0 | 0 | 0 | 0 | 0 | 0 | 0 | 0 | 0 | 0 | 0
1298 | 1298 | 2019-02-24 02:00 | -2.22 | 0 | 0 | 0 | 0 | 0 | 0 | 0 | 0 | 0 | 0 | 0 | 0 | 0 | 0 | 0 | 0
1299 | 1299 | 2019-02-24 03:00 | -2.31 | 0 | 0 | 0 | 0 | 0 | 0 | 0 | 0 | 0 | 0 | 0 | 0 | 0 | 0 | 0 | 0
1300 | 1300 | 2019-02-24 04:00 | -2.72 | 0 | 0 | 0 | 0 | 0 | 0 | 0 | 0 | 0 | 0 | 0 | 0 | 0 | 0 | 0 | 0
1301 | 1301 | 2019-02-24 05:00 | -3.12 | 0 | 0 | 0 | 0 | 0 | 0 | 0 | 0 | 0 | 0 | 0 | 0 | 0 | 0 | 0 | 0
1302 | 1302 | 2019-02-24 06:00 | -3.53 | 0 | 0 | 0 | 0 | 0 | 0 | 0 | 0 | 0 | 0 | 0 | 0 | 0 | 0 | 0 | 0
1303 | 1303 | 2019-02-24 07:00 | -1.55 | 0.42 | 28 | 15 | 102.3891 | 0.5 | 34 | 14.7059 | 100.3814 | 0.45 | 31 | 14.5161 | 99.0862 | 0.3 | 21 | 14.2857 | 97.5134
1304 | 1304 | 2019-02-24 08:00 | 0.43 | 2.28 | 151 | 15.0993 | 103.0672 | 2.36 | 156 | 15.1282 | 103.2642 | 2.19 | 145 | 15.1034 | 103.0952 | 0.98 | 67 | 14.6269 | 99.8421
1305 | 1305 | 2019-02-24 09:00 | 2.41 | 4.28 | 286 | 14.965 | 102.1504 | 4.32 | 289 | 14.9481 | 102.0348 | 4.15 | 278 | 14.9281 | 101.898 | 1.35 | 94 | 14.3617 | 98.0321
1306 | 1306 | 2019-02-24 10:00 | 3.36 | 5.89 | 399 | 14.7619 | 100.7639 | 5.91 | 400 | 14.775 | 100.8532 | 5.88 | 399 | 14.7368 | 100.5928 | 4.64 | 317 | 14.6372 | 99.9128
1307 | 1307 | 2019-02-24 11:00 | 4.32 | 5.73 | 390 | 14.6923 | 100.2888 | 5.73 | 391 | 14.6547 | 100.0323 | 5.89 | 401 | 14.6883 | 100.2613 | 5.71 | 390 | 14.641 | 99.9387
1308 | 1308 | 2019-02-24 12:00 | 5.27 | 1.69 | 115 | 14.6957 | 100.3116 | 1.69 | 115 | 14.6957 | 100.3116 | 1.77 | 120 | 14.75 | 100.6826 | 1.77 | 120 | 14.75 | 100.6826
1309 | 1309 | 2019-02-24 13:00 | 5.31 | 1.51 | 103 | 14.6602 | 100.0696 | 1.51 | 103 | 14.6602 | 100.0696 | 1.58 | 108 | 14.6296 | 99.861 | 1.58 | 108 | 14.6296 | 99.861
1310 | 1310 | 2019-02-24 14:00 | 5.35 | 3.44 | 234 | 14.7009 | 100.3471 | 3.46 | 235 | 14.7234 | 100.5011 | 3.53 | 239 | 14.7699 | 100.8183 | 2.91 | 198 | 14.697 | 100.3206
1311 | 1311 | 2019-02-24 15:00 | 5.38 | 0.9 | 62 | 14.5161 | 99.0862 | 0.92 | 63 | 14.6032 | 99.6804 | 0.96 | 66 | 14.5455 | 99.2864 | 0.96 | 66 | 14.5455 | 99.2864
1312 | 1312 | 2019-02-24 16:00 | 4.87 | 0.72 | 50 | 14.4 | 98.2935 | 0.77 | 53 | 14.5283 | 99.1693 | 0.75 | 51 | 14.7059 | 100.3814 | 0.66 | 46 | 14.3478 | 97.9374
1313 | 1313 | 2019-02-24 17:00 | 4.37 | 0 | 0 | 0 | 0 | 0 | 0 | 0 | 0 | 0 | 0 | 0 | 0 | 0 | 0 | 0 | 0
1314 | 1314 | 2019-02-24 18:00 | 3.86 | 0 | 0 | 0 | 0 | 0 | 0 | 0 | 0 | 0 | 0 | 0 | 0 | 0 | 0 | 0 | 0
1315 | 1315 | 2019-02-24 19:00 | 2.68 | 0 | 0 | 0 | 0 | 0 | 0 | 0 | 0 | 0 | 0 | 0 | 0 | 0 | 0 | 0 | 0
1316 | 1316 | 2019-02-24 20:00 | 1.49 | 0 | 0 | 0 | 0 | 0 | 0 | 0 | 0 | 0 | 0 | 0 | 0 | 0 | 0 | 0 | 0
1317 | 1317 | 2019-02-24 21:00 | 0.3 | 0 | 0 | 0 | 0 | 0 | 0 | 0 | 0 | 0 | 0 | 0 | 0 | 0 | 0 | 0 | 0
1318 | 1318 | 2019-02-24 22:00 | -0.06 | 0 | 0 | 0 | 0 | 0 | 0 | 0 | 0 | 0 | 0 | 0 | 0 | 0 | 0 | 0 | 0
1319 | 1319 | 2019-02-24 23:00 | -0.42 | 0 | 0 | 0 | 0 | 0 | 0 | 0 | 0 | 0 | 0 | 0 | 0 | 0 | 0 | 0 | 0
1320 | 1320 | 2019-02-25 | -0.79 | 0 | 0 | 0 | 0 | 0 | 0 | 0 | 0 | 0 | 0 | 0 | 0 | 0 | 0 | 0 | 0
1321 | 1321 | 2019-02-25 01:00 | -0.77 | 0 | 0 | 0 | 0 | 0 | 0 | 0 | 0 | 0 | 0 | 0 | 0 | 0 | 0 | 0 | 0
1322 | 1322 | 2019-02-25 02:00 | -0.75 | 0 | 0 | 0 | 0 | 0 | 0 | 0 | 0 | 0 | 0 | 0 | 0 | 0 | 0 | 0 | 0
1323 | 1323 | 2019-02-25 03:00 | -0.74 | 0 | 0 | 0 | 0 | 0 | 0 | 0 | 0 | 0 | 0 | 0 | 0 | 0 | 0 | 0 | 0
1324 | 1324 | 2019-02-25 04:00 | -1.45 | 0 | 0 | 0 | 0 | 0 | 0 | 0 | 0 | 0 | 0 | 0 | 0 | 0 | 0 | 0 | 0
1325 | 1325 | 2019-02-25 05:00 | -2.17 | 0 | 0 | 0 | 0 | 0 | 0 | 0 | 0 | 0 | 0 | 0 | 0 | 0 | 0 | 0 | 0
1326 | 1326 | 2019-02-25 06:00 | -2.88 | 0 | 0 | 0 | 0 | 0 | 0 | 0 | 0 | 0 | 0 | 0 | 0 | 0 | 0 | 0 | 0
1327 | 1327 | 2019-02-25 07:00 | -1.28 | 0.45 | 30 | 15 | 102.3891 | 0.53 | 36 | 14.7222 | 100.493 | 0.49 | 33 | 14.8485 | 101.3548 | 0.43 | 29 | 14.8276 | 101.2122
1328 | 1328 | 2019-02-25 08:00 | 0.33 | 1.87 | 125 | 14.96 | 102.116 | 1.94 | 129 | 15.0388 | 102.6536 | 1.91 | 127 | 15.0394 | 102.6578 | 1.47 | 99 | 14.8485 | 101.3548
1329 | 1329 | 2019-02-25 09:00 | 1.94 | 4.38 | 292 | 15 | 102.3891 | 4.42 | 295 | 14.9831 | 102.2734 | 4.25 | 284 | 14.9648 | 102.1487 | 1.37 | 96 | 14.2708 | 97.4118
1330 | 1330 | 2019-02-25 10:00 | 3.01 | 3.66 | 245 | 14.9388 | 101.9712 | 3.67 | 246 | 14.9187 | 101.8341 | 3.79 | 254 | 14.9213 | 101.8516 | 3.57 | 240 | 14.875 | 101.5358
1331 | 1331 | 2019-02-25 11:00 | 4.08 | 2.33 | 157 | 14.8408 | 101.3021 | 2.34 | 158 | 14.8101 | 101.093 | 2.44 | 164 | 14.878 | 101.5566 | 2.44 | 164 | 14.878 | 101.5566
1332 | 1332 | 2019-02-25 12:00 | 5.15 | 2.32 | 157 | 14.7771 | 100.8674 | 2.33 | 157 | 14.8408 | 101.3021 | 2.43 | 164 | 14.8171 | 101.1404 | 2.43 | 164 | 14.8171 | 101.1404
1333 | 1333 | 2019-02-25 13:00 | 5.08 | 4.46 | 302 | 14.7682 | 100.8069 | 4.47 | 302 | 14.8013 | 101.0329 | 4.61 | 311 | 14.8232 | 101.1819 | 4.43 | 300 | 14.7667 | 100.7964
1334 | 1334 | 2019-02-25 14:00 | 5.01 | 2.01 | 136 | 14.7794 | 100.8834 | 2.02 | 137 | 14.7445 | 100.6452 | 2.11 | 143 | 14.7552 | 100.7184 | 2.07 | 140 | 14.7857 | 100.9264
1335 | 1335 | 2019-02-25 15:00 | 4.94 | 0.65 | 45 | 14.4444 | 98.5969 | 0.66 | 45 | 14.6667 | 100.1138 | 0.69 | 47 | 14.6809 | 100.2106 | 0.69 | 47 | 14.6809 | 100.2106
1336 | 1336 | 2019-02-25 16:00 | 3.56 | 0.8 | 55 | 14.5455 | 99.2864 | 0.86 | 59 | 14.5763 | 99.4967 | 0.83 | 57 | 14.5614 | 99.3952 | 0.71 | 49 | 14.4898 | 98.9065
1337 | 1337 | 2019-02-25 17:00 | 2.19 | 0 | 0 | 0 | 0 | 0 | 0 | 0 | 0 | 0 | 0 | 0 | 0 | 0 | 0 | 0 | 0
1338 | 1338 | 2019-02-25 18:00 | 0.81 | 0 | 0 | 0 | 0 | 0 | 0 | 0 | 0 | 0 | 0 | 0 | 0 | 0 | 0 | 0 | 0
1339 | 1339 | 2019-02-25 19:00 | 0.32 | 0 | 0 | 0 | 0 | 0 | 0 | 0 | 0 | 0 | 0 | 0 | 0 | 0 | 0 | 0 | 0
1340 | 1340 | 2019-02-25 20:00 | -0.17 | 0 | 0 | 0 | 0 | 0 | 0 | 0 | 0 | 0 | 0 | 0 | 0 | 0 | 0 | 0 | 0
1341 | 1341 | 2019-02-25 21:00 | -0.66 | 0 | 0 | 0 | 0 | 0 | 0 | 0 | 0 | 0 | 0 | 0 | 0 | 0 | 0 | 0 | 0
1342 | 1342 | 2019-02-25 22:00 | -0.89 | 0 | 0 | 0 | 0 | 0 | 0 | 0 | 0 | 0 | 0 | 0 | 0 | 0 | 0 | 0 | 0
1343 | 1343 | 2019-02-25 23:00 | -1.12 | 0 | 0 | 0 | 0 | 0 | 0 | 0 | 0 | 0 | 0 | 0 | 0 | 0 | 0 | 0 | 0
1344 | 1344 | 2019-02-26 | -1.36 | 0 | 0 | 0 | 0 | 0 | 0 | 0 | 0 | 0 | 0 | 0 | 0 | 0 | 0 | 0 | 0
1345 | 1345 | 2019-02-26 01:00 | -1.4 | 0 | 0 | 0 | 0 | 0 | 0 | 0 | 0 | 0 | 0 | 0 | 0 | 0 | 0 | 0 | 0
1346 | 1346 | 2019-02-26 02:00 | -1.44 | 0 | 0 | 0 | 0 | 0 | 0 | 0 | 0 | 0 | 0 | 0 | 0 | 0 | 0 | 0 | 0
1347 | 1347 | 2019-02-26 03:00 | -1.49 | 0 | 0 | 0 | 0 | 0 | 0 | 0 | 0 | 0 | 0 | 0 | 0 | 0 | 0 | 0 | 0
1348 | 1348 | 2019-02-26 04:00 | -1.85 | 0 | 0 | 0 | 0 | 0 | 0 | 0 | 0 | 0 | 0 | 0 | 0 | 0 | 0 | 0 | 0
1349 | 1349 | 2019-02-26 05:00 | -2.2 | 0 | 0 | 0 | 0 | 0 | 0 | 0 | 0 | 0 | 0 | 0 | 0 | 0 | 0 | 0 | 0
1350 | 1350 | 2019-02-26 06:00 | -2.56 | 0 | 0 | 0 | 0 | 0 | 0 | 0 | 0 | 0 | 0 | 0 | 0 | 0 | 0 | 0 | 0
1351 | 1351 | 2019-02-26 07:00 | -0.89 | 0.35 | 24 | 14.5833 | 99.5449 | 0.42 | 28 | 15 | 102.3891 | 0.38 | 26 | 14.6154 | 99.7637 | 0.37 | 25 | 14.8 | 101.0239
1352 | 1352 | 2019-02-26 08:00 | 0.79 | 1.21 | 81 | 14.9383 | 101.9677 | 1.25 | 84 | 14.881 | 101.5765 | 1.28 | 86 | 14.8837 | 101.5954 | 1.23 | 83 | 14.8193 | 101.1555
1353 | 1353 | 2019-02-26 09:00 | 2.47 | 1.93 | 130 | 14.8462 | 101.3389 | 1.95 | 131 | 14.8855 | 101.6075 | 2.03 | 136 | 14.9265 | 101.8872 | 1.95 | 131 | 14.8855 | 101.6075
1354 | 1354 | 2019-02-26 10:00 | 3.38 | 2.67 | 180 | 14.8333 | 101.2514 | 2.68 | 181 | 14.8066 | 101.0691 | 2.79 | 188 | 14.8404 | 101.2998 | 2.74 | 185 | 14.8108 | 101.0977
1355 | 1355 | 2019-02-26 11:00 | 4.3 | 4.24 | 288 | 14.7222 | 100.493 | 4.24 | 289 | 14.6713 | 100.1453 | 4.4 | 299 | 14.7157 | 100.4486 | 4.35 | 295 | 14.7458 | 100.6537
1356 | 1356 | 2019-02-26 12:00 | 5.21 | 4.79 | 328 | 14.6037 | 99.6837 | 4.79 | 328 | 14.6037 | 99.6837 | 4.96 | 339 | 14.6313 | 99.8721 | 4.92 | 336 | 14.6429 | 99.9512
1357 | 1357 | 2019-02-26 13:00 | 5.19 | 3.43 | 233 | 14.721 | 100.4848 | 3.44 | 234 | 14.7009 | 100.3471 | 3.57 | 242 | 14.7521 | 100.6967 | 3.51 | 238 | 14.7479 | 100.6683
1358 | 1358 | 2019-02-26 14:00 | 5.17 | 2.54 | 172 | 14.7674 | 100.8017 | 2.55 | 173 | 14.7399 | 100.6135 | 2.65 | 180 | 14.7222 | 100.493 | 2.49 | 169 | 14.7337 | 100.5715
1359 | 1359 | 2019-02-26 15:00 | 5.15 | 1.64 | 112 | 14.6429 | 99.9512 | 1.67 | 113 | 14.7788 | 100.8789 | 1.72 | 117 | 14.7009 | 100.3471 | 1.58 | 108 | 14.6296 | 99.861
1360 | 1360 | 2019-02-26 16:00 | 3.61 | 0.7 | 48 | 14.5833 | 99.5449 | 0.76 | 52 | 14.6154 | 99.7637 | 0.74 | 51 | 14.5098 | 99.043 | 0.69 | 47 | 14.6809 | 100.2106
1361 | 1361 | 2019-02-26 17:00 | 2.06 | 0 | 0 | 0 | 0 | 0 | 0 | 0 | 0 | 0 | 0 | 0 | 0 | 0 | 0 | 0 | 0
1362 | 1362 | 2019-02-26 18:00 | 0.52 | 0 | 0 | 0 | 0 | 0 | 0 | 0 | 0 | 0 | 0 | 0 | 0 | 0 | 0 | 0 | 0
1363 | 1363 | 2019-02-26 19:00 | -0.26 | 0 | 0 | 0 | 0 | 0 | 0 | 0 | 0 | 0 | 0 | 0 | 0 | 0 | 0 | 0 | 0
1364 | 1364 | 2019-02-26 20:00 | -1.04 | 0 | 0 | 0 | 0 | 0 | 0 | 0 | 0 | 0 | 0 | 0 | 0 | 0 | 0 | 0 | 0
1365 | 1365 | 2019-02-26 21:00 | -1.82 | 0 | 0 | 0 | 0 | 0 | 0 | 0 | 0 | 0 | 0 | 0 | 0 | 0 | 0 | 0 | 0
1366 | 1366 | 2019-02-26 22:00 | -2.11 | 0 | 0 | 0 | 0 | 0 | 0 | 0 | 0 | 0 | 0 | 0 | 0 | 0 | 0 | 0 | 0
1367 | 1367 | 2019-02-26 23:00 | -2.4 | 0 | 0 | 0 | 0 | 0 | 0 | 0 | 0 | 0 | 0 | 0 | 0 | 0 | 0 | 0 | 0
1368 | 1368 | 2019-02-27 | -2.7 | 0 | 0 | 0 | 0 | 0 | 0 | 0 | 0 | 0 | 0 | 0 | 0 | 0 | 0 | 0 | 0
1369 | 1369 | 2019-02-27 01:00 | -2.61 | 0 | 0 | 0 | 0 | 0 | 0 | 0 | 0 | 0 | 0 | 0 | 0 | 0 | 0 | 0 | 0
1370 | 1370 | 2019-02-27 02:00 | -2.52 | 0 | 0 | 0 | 0 | 0 | 0 | 0 | 0 | 0 | 0 | 0 | 0 | 0 | 0 | 0 | 0
1371 | 1371 | 2019-02-27 03:00 | -2.44 | 0 | 0 | 0 | 0 | 0 | 0 | 0 | 0 | 0 | 0 | 0 | 0 | 0 | 0 | 0 | 0
1372 | 1372 | 2019-02-27 04:00 | -2.7 | 0 | 0 | 0 | 0 | 0 | 0 | 0 | 0 | 0 | 0 | 0 | 0 | 0 | 0 | 0 | 0
1373 | 1373 | 2019-02-27 05:00 | -2.96 | 0 | 0 | 0 | 0 | 0 | 0 | 0 | 0 | 0 | 0 | 0 | 0 | 0 | 0 | 0 | 0
1374 | 1374 | 2019-02-27 06:00 | -3.22 | 0 | 0 | 0 | 0 | 0 | 0 | 0 | 0 | 0 | 0 | 0 | 0 | 0 | 0 | 0 | 0
1375 | 1375 | 2019-02-27 07:00 | -1.28 | 0.6 | 40 | 15 | 102.3891 | 0.71 | 48 | 14.7917 | 100.967 | 0.63 | 42 | 15 | 102.3891 | 0.51 | 34 | 15 | 102.3891
1376 | 1376 | 2019-02-27 08:00 | 0.67 | 2.48 | 164 | 15.122 | 103.2215 | 2.57 | 170 | 15.1176 | 103.1921 | 2.39 | 158 | 15.1266 | 103.2531 | 1.11 | 75 | 14.8 | 101.0239
1377 | 1377 | 2019-02-27 09:00 | 2.62 | 4.58 | 305 | 15.0164 | 102.501 | 4.62 | 308 | 15 | 102.3891 | 4.44 | 296 | 15 | 102.3891 | 1.35 | 94 | 14.3617 | 98.0321
1378 | 1378 | 2019-02-27 10:00 | 4.06 | 6.27 | 424 | 14.7877 | 100.9402 | 6.29 | 425 | 14.8 | 101.0239 | 6.25 | 423 | 14.7754 | 100.8561 | 4.99 | 340 | 14.6765 | 100.1807
1379 | 1379 | 2019-02-27 11:00 | 5.51 | 7.25 | 497 | 14.5875 | 99.5736 | 7.25 | 497 | 14.5875 | 99.5736 | 7.38 | 506 | 14.585 | 99.5562 | 7.08 | 485 | 14.5979 | 99.6446
1380 | 1380 | 2019-02-27 12:00 | 6.96 | 2.54 | 173 | 14.6821 | 100.219 | 2.55 | 173 | 14.7399 | 100.6135 | 2.64 | 180 | 14.6667 | 100.1138 | 2.62 | 178 | 14.7191 | 100.4717
1381 | 1381 | 2019-02-27 13:00 | 7.2 | 6.52 | 447 | 14.5861 | 99.564 | 6.53 | 448 | 14.5759 | 99.4941 | 6.59 | 452 | 14.5796 | 99.5198 | 6.03 | 415 | 14.5301 | 99.1817
1382 | 1382 | 2019-02-27 14:00 | 7.43 | 4.96 | 337 | 14.7181 | 100.4649 | 4.98 | 339 | 14.6903 | 100.2748 | 4.9 | 334 | 14.6707 | 100.141 | 2.98 | 207 | 14.3961 | 98.2671
1383 | 1383 | 2019-02-27 15:00 | 7.66 | 3.13 | 212 | 14.7642 | 100.7792 | 3.19 | 216 | 14.7685 | 100.809 | 2.98 | 202 | 14.7525 | 100.6995 | 0.93 | 66 | 14.0909 | 96.1837
1384 | 1384 | 2019-02-27 16:00 | 6.27 | 1.09 | 75 | 14.5333 | 99.2036 | 1.18 | 80 | 14.75 | 100.6826 | 1.07 | 73 | 14.6575 | 100.0514 | 0.59 | 41 | 14.3902 | 98.2269
1385 | 1385 | 2019-02-27 17:00 | 4.88 | 0 | 0 | 0 | 0 | 0 | 0 | 0 | 0 | 0 | 0 | 0 | 0 | 0 | 0 | 0 | 0
1386 | 1386 | 2019-02-27 18:00 | 3.49 | 0 | 0 | 0 | 0 | 0 | 0 | 0 | 0 | 0 | 0 | 0 | 0 | 0 | 0 | 0 | 0
1387 | 1387 | 2019-02-27 19:00 | 2.81 | 0 | 0 | 0 | 0 | 0 | 0 | 0 | 0 | 0 | 0 | 0 | 0 | 0 | 0 | 0 | 0
1388 | 1388 | 2019-02-27 20:00 | 2.13 | 0 | 0 | 0 | 0 | 0 | 0 | 0 | 0 | 0 | 0 | 0 | 0 | 0 | 0 | 0 | 0
1389 | 1389 | 2019-02-27 21:00 | 1.44 | 0 | 0 | 0 | 0 | 0 | 0 | 0 | 0 | 0 | 0 | 0 | 0 | 0 | 0 | 0 | 0
1390 | 1390 | 2019-02-27 22:00 | 1.03 | 0 | 0 | 0 | 0 | 0 | 0 | 0 | 0 | 0 | 0 | 0 | 0 | 0 | 0 | 0 | 0
1391 | 1391 | 2019-02-27 23:00 | 0.62 | 0 | 0 | 0 | 0 | 0 | 0 | 0 | 0 | 0 | 0 | 0 | 0 | 0 | 0 | 0 | 0
1392 | 1392 | 2019-02-28 | 0.21 | 0 | 0 | 0 | 0 | 0 | 0 | 0 | 0 | 0 | 0 | 0 | 0 | 0 | 0 | 0 | 0
1393 | 1393 | 2019-02-28 01:00 | 0.22 | 0 | 0 | 0 | 0 | 0 | 0 | 0 | 0 | 0 | 0 | 0 | 0 | 0 | 0 | 0 | 0
1394 | 1394 | 2019-02-28 02:00 | 0.23 | 0 | 0 | 0 | 0 | 0 | 0 | 0 | 0 | 0 | 0 | 0 | 0 | 0 | 0 | 0 | 0
1395 | 1395 | 2019-02-28 03:00 | 0.23 | 0 | 0 | 0 | 0 | 0 | 0 | 0 | 0 | 0 | 0 | 0 | 0 | 0 | 0 | 0 | 0
1396 | 1396 | 2019-02-28 04:00 | 0.12 | 0 | 0 | 0 | 0 | 0 | 0 | 0 | 0 | 0 | 0 | 0 | 0 | 0 | 0 | 0 | 0
1397 | 1397 | 2019-02-28 05:00 | 0 | 0 | 0 | 0 | 0 | 0 | 0 | 0 | 0 | 0 | 0 | 0 | 0 | 0 | 0 | 0 | 0
1398 | 1398 | 2019-02-28 06:00 | -0.11 | 0 | 0 | 0 | 0 | 0 | 0 | 0 | 0 | 0 | 0 | 0 | 0 | 0 | 0 | 0 | 0
1399 | 1399 | 2019-02-28 07:00 | 1.05 | 0.67 | 45 | 14.8889 | 101.6306 | 0.79 | 53 | 14.9057 | 101.7451 | 0.69 | 46 | 15 | 102.3891 | 0.5 | 34 | 14.7059 | 100.3814
1400 | 1400 | 2019-02-28 08:00 | 2.22 | 2.16 | 144 | 15 | 102.3891 | 2.23 | 149 | 14.9664 | 102.16 | 2.18 | 145 | 15.0345 | 102.6245 | 1.57 | 106 | 14.8113 | 101.1012
1401 | 1401 | 2019-02-28 09:00 | 3.39 | 3.9 | 260 | 15 | 102.3891 | 3.93 | 262 | 15 | 102.3891 | 3.92 | 262 | 14.9618 | 102.1285 | 2.37 | 161 | 14.7205 | 100.4812
1402 | 1402 | 2019-02-28 10:00 | 4.58 | 5.89 | 397 | 14.8363 | 101.2715 | 5.91 | 398 | 14.8492 | 101.36 | 5.94 | 400 | 14.85 | 101.3652 | 5.04 | 341 | 14.7801 | 100.8878
1403 | 1403 | 2019-02-28 11:00 | 5.77 | 7.27 | 496 | 14.6573 | 100.0495 | 7.28 | 496 | 14.6774 | 100.1872 | 7.42 | 505 | 14.6931 | 100.294 | 7.15 | 488 | 14.6516 | 100.0112
1404 | 1404 | 2019-02-28 12:00 | 6.96 | 2.91 | 198 | 14.697 | 100.3206 | 2.92 | 198 | 14.7475 | 100.6654 | 3.02 | 205 | 14.7317 | 100.5577 | 3 | 203 | 14.7783 | 100.8759
1405 | 1405 | 2019-02-28 13:00 | 6.89 | 6.5 | 442 | 14.7059 | 100.3814 | 6.51 | 443 | 14.6953 | 100.3089 | 6.58 | 448 | 14.6875 | 100.256 | 6.08 | 415 | 14.6506 | 100.0041
1406 | 1406 | 2019-02-28 14:00 | 6.82 | 5.01 | 338 | 14.8225 | 101.1774 | 5.03 | 340 | 14.7941 | 100.9837 | 4.96 | 336 | 14.7619 | 100.7639 | 3.13 | 216 | 14.4907 | 98.9129
1407 | 1407 | 2019-02-28 15:00 | 6.75 | 2.28 | 155 | 14.7097 | 100.4074 | 2.32 | 157 | 14.7771 | 100.8674 | 2.33 | 158 | 14.7468 | 100.661 | 1.83 | 125 | 14.64 | 99.9317
1408 | 1408 | 2019-02-28 16:00 | 5.7 | 1 | 68 | 14.7059 | 100.3814 | 1.07 | 73 | 14.6575 | 100.0514 | 1.02 | 70 | 14.5714 | 99.4637 | 0.81 | 56 | 14.4643 | 98.7323
1409 | 1409 | 2019-02-28 17:00 | 4.66 | 0 | 0 | 0 | 0 | 0 | 0 | 0 | 0 | 0 | 0 | 0 | 0 | 0 | 0 | 0 | 0
1410 | 1410 | 2019-02-28 18:00 | 3.61 | 0 | 0 | 0 | 0 | 0 | 0 | 0 | 0 | 0 | 0 | 0 | 0 | 0 | 0 | 0 | 0
1411 | 1411 | 2019-02-28 19:00 | 3.01 | 0 | 0 | 0 | 0 | 0 | 0 | 0 | 0 | 0 | 0 | 0 | 0 | 0 | 0 | 0 | 0
1412 | 1412 | 2019-02-28 20:00 | 2.41 | 0 | 0 | 0 | 0 | 0 | 0 | 0 | 0 | 0 | 0 | 0 | 0 | 0 | 0 | 0 | 0
1413 | 1413 | 2019-02-28 21:00 | 1.81 | 0 | 0 | 0 | 0 | 0 | 0 | 0 | 0 | 0 | 0 | 0 | 0 | 0 | 0 | 0 | 0
1414 | 1414 | 2019-02-28 22:00 | 1.52 | 0 | 0 | 0 | 0 | 0 | 0 | 0 | 0 | 0 | 0 | 0 | 0 | 0 | 0 | 0 | 0
1415 | 1415 | 2019-02-28 23:00 | 1.22 | 0 | 0 | 0 | 0 | 0 | 0 | 0 | 0 | 0 | 0 | 0 | 0 | 0 | 0 | 0 | 0
1416 | 1416 | 2019-03-01 | 0.92 | 0 | 0 | 0 | 0 | 0 | 0 | 0 | 0 | 0 | 0 | 0 | 0 | 0 | 0 | 0 | 0
1417 | 1417 | 2019-03-01 01:00 | 0.86 | 0 | 0 | 0 | 0 | 0 | 0 | 0 | 0 | 0 | 0 | 0 | 0 | 0 | 0 | 0 | 0
1418 | 1418 | 2019-03-01 02:00 | 0.8 | 0 | 0 | 0 | 0 | 0 | 0 | 0 | 0 | 0 | 0 | 0 | 0 | 0 | 0 | 0 | 0
1419 | 1419 | 2019-03-01 03:00 | 0.74 | 0 | 0 | 0 | 0 | 0 | 0 | 0 | 0 | 0 | 0 | 0 | 0 | 0 | 0 | 0 | 0
1420 | 1420 | 2019-03-01 04:00 | 0.51 | 0 | 0 | 0 | 0 | 0 | 0 | 0 | 0 | 0 | 0 | 0 | 0 | 0 | 0 | 0 | 0
1421 | 1421 | 2019-03-01 05:00 | 0.27 | 0 | 0 | 0 | 0 | 0 | 0 | 0 | 0 | 0 | 0 | 0 | 0 | 0 | 0 | 0 | 0
1422 | 1422 | 2019-03-01 06:00 | 0.04 | 0 | 0 | 0 | 0 | 0 | 0 | 0 | 0 | 0 | 0 | 0 | 0 | 0 | 0 | 0 | 0
1423 | 1423 | 2019-03-01 07:00 | 0.94 | 0.72 | 49 | 14.6939 | 100.2995 | 0.85 | 57 | 14.9123 | 101.7903 | 0.73 | 49 | 14.898 | 101.6926 | 0.45 | 31 | 14.5161 | 99.0862
1424 | 1424 | 2019-03-01 08:00 | 1.85 | 2.61 | 173 | 15.0867 | 102.9809 | 2.7 | 179 | 15.0838 | 102.9611 | 2.52 | 167 | 15.0898 | 103.0022 | 1.21 | 82 | 14.7561 | 100.7242
1425 | 1425 | 2019-03-01 09:00 | 2.76 | 4.74 | 315 | 15.0476 | 102.7141 | 4.78 | 317 | 15.0789 | 102.9274 | 4.6 | 306 | 15.0327 | 102.6121 | 1.46 | 101 | 14.4554 | 98.672
1426 | 1426 | 2019-03-01 10:00 | 3.77 | 6.43 | 432 | 14.8843 | 101.599 | 6.45 | 433 | 14.8961 | 101.6797 | 6.42 | 432 | 14.8611 | 101.441 | 5.27 | 357 | 14.7619 | 100.7639
1427 | 1427 | 2019-03-01 11:00 | 4.79 | 7.48 | 509 | 14.6955 | 100.3105 | 7.49 | 509 | 14.7151 | 100.4446 | 7.63 | 519 | 14.7013 | 100.3505 | 7.36 | 501 | 14.6906 | 100.2773
1428 | 1428 | 2019-03-01 12:00 | 5.81 | 3.3 | 223 | 14.7982 | 101.0116 | 3.31 | 223 | 14.843 | 101.3177 | 3.37 | 228 | 14.7807 | 100.8922 | 3.29 | 222 | 14.8198 | 101.1592
1429 | 1429 | 2019-03-01 13:00 | 5.7 | 6.87 | 467 | 14.7109 | 100.4158 | 6.88 | 467 | 14.7323 | 100.562 | 6.92 | 471 | 14.6921 | 100.2877 | 6.35 | 433 | 14.6651 | 100.1033
1430 | 1430 | 2019-03-01 14:00 | 5.59 | 5.31 | 358 | 14.8324 | 101.2451 | 5.34 | 360 | 14.8333 | 101.2514 | 5.22 | 352 | 14.8295 | 101.2256 | 3.04 | 210 | 14.4762 | 98.8136
1431 | 1431 | 2019-03-01 15:00 | 5.47 | 3.26 | 219 | 14.8858 | 101.6099 | 3.31 | 222 | 14.9099 | 101.7741 | 3.12 | 210 | 14.8571 | 101.4139 | 1.15 | 80 | 14.375 | 98.1229
1432 | 1432 | 2019-03-01 16:00 | 4.58 | 1.2 | 81 | 14.8148 | 101.125 | 1.29 | 87 | 14.8276 | 101.2122 | 1.17 | 80 | 14.625 | 99.8294 | 0.64 | 44 | 14.5455 | 99.2864
1433 | 1433 | 2019-03-01 17:00 | 3.7 | 0 | 0 | 0 | 0 | 0 | 0 | 0 | 0 | 0 | 0 | 0 | 0 | 0 | 0 | 0 | 0
1434 | 1434 | 2019-03-01 18:00 | 2.81 | 0 | 0 | 0 | 0 | 0 | 0 | 0 | 0 | 0 | 0 | 0 | 0 | 0 | 0 | 0 | 0
1435 | 1435 | 2019-03-01 19:00 | 2.09 | 0 | 0 | 0 | 0 | 0 | 0 | 0 | 0 | 0 | 0 | 0 | 0 | 0 | 0 | 0 | 0
1436 | 1436 | 2019-03-01 20:00 | 1.37 | 0 | 0 | 0 | 0 | 0 | 0 | 0 | 0 | 0 | 0 | 0 | 0 | 0 | 0 | 0 | 0
1437 | 1437 | 2019-03-01 21:00 | 0.64 | 0 | 0 | 0 | 0 | 0 | 0 | 0 | 0 | 0 | 0 | 0 | 0 | 0 | 0 | 0 | 0
1438 | 1438 | 2019-03-01 22:00 | 0 | 0 | 0 | 0 | 0 | 0 | 0 | 0 | 0 | 0 | 0 | 0 | 0 | 0 | 0 | 0 | 0
1439 | 1439 | 2019-03-01 23:00 | -0.64 | 0 | 0 | 0 | 0 | 0 | 0 | 0 | 0 | 0 | 0 | 0 | 0 | 0 | 0 | 0 | 0
1440 | 1440 | 2019-03-02 | -1.29 | 0 | 0 | 0 | 0 | 0 | 0 | 0 | 0 | 0 | 0 | 0 | 0 | 0 | 0 | 0 | 0
1441 | 1441 | 2019-03-02 01:00 | -1.57 | 0 | 0 | 0 | 0 | 0 | 0 | 0 | 0 | 0 | 0 | 0 | 0 | 0 | 0 | 0 | 0
1442 | 1442 | 2019-03-02 02:00 | -1.85 | 0 | 0 | 0 | 0 | 0 | 0 | 0 | 0 | 0 | 0 | 0 | 0 | 0 | 0 | 0 | 0
1443 | 1443 | 2019-03-02 03:00 | -2.14 | 0 | 0 | 0 | 0 | 0 | 0 | 0 | 0 | 0 | 0 | 0 | 0 | 0 | 0 | 0 | 0
1444 | 1444 | 2019-03-02 04:00 | -2.63 | 0 | 0 | 0 | 0 | 0 | 0 | 0 | 0 | 0 | 0 | 0 | 0 | 0 | 0 | 0 | 0
1445 | 1445 | 2019-03-02 05:00 | -3.13 | 0 | 0 | 0 | 0 | 0 | 0 | 0 | 0 | 0 | 0 | 0 | 0 | 0 | 0 | 0 | 0
1446 | 1446 | 2019-03-02 06:00 | -3.62 | 0 | 0 | 0 | 0 | 0 | 0 | 0 | 0 | 0 | 0 | 0 | 0 | 0 | 0 | 0 | 0
1447 | 1447 | 2019-03-02 07:00 | -1.95 | 0.15 | 10 | 15 | 102.3891 | 0.17 | 12 | 14.1667 | 96.7008 | 0.16 | 11 | 14.5455 | 99.2864 | 0.16 | 11 | 14.5455 | 99.2864
1448 | 1448 | 2019-03-02 08:00 | -0.27 | 1.14 | 76 | 15 | 102.3891 | 1.18 | 79 | 14.9367 | 101.9571 | 1.21 | 80 | 15.125 | 103.2423 | 1.14 | 76 | 15 | 102.3891
1449 | 1449 | 2019-03-02 09:00 | 1.41 | 1.76 | 118 | 14.9153 | 101.8106 | 1.78 | 119 | 14.958 | 102.1023 | 1.86 | 124 | 15 | 102.3891 | 1.83 | 123 | 14.878 | 101.5566
1450 | 1450 | 2019-03-02 10:00 | 2.48 | 1.77 | 119 | 14.8739 | 101.5287 | 1.78 | 119 | 14.958 | 102.1023 | 1.86 | 124 | 15 | 102.3891 | 1.85 | 124 | 14.9194 | 101.8386
1451 | 1451 | 2019-03-02 11:00 | 3.54 | 1.76 | 119 | 14.7899 | 100.9551 | 1.76 | 119 | 14.7899 | 100.9551 | 1.84 | 124 | 14.8387 | 101.2881 | 1.84 | 124 | 14.8387 | 101.2881
1452 | 1452 | 2019-03-02 12:00 | 4.61 | 7.53 | 514 | 14.6498 | 99.9987 | 7.54 | 514 | 14.6693 | 100.1315 | 7.74 | 528 | 14.6591 | 100.0621 | 7.61 | 519 | 14.6628 | 100.0875
1453 | 1453 | 2019-03-02 13:00 | 4.7 | 0.96 | 66 | 14.5455 | 99.2864 | 0.96 | 66 | 14.5455 | 99.2864 | 1.01 | 69 | 14.6377 | 99.9159 | 1.01 | 69 | 14.6377 | 99.9159
1454 | 1454 | 2019-03-02 14:00 | 4.8 | 0.76 | 53 | 14.3396 | 97.8814 | 0.77 | 53 | 14.5283 | 99.1693 | 0.8 | 55 | 14.5455 | 99.2864 | 0.8 | 55 | 14.5455 | 99.2864
1455 | 1455 | 2019-03-02 15:00 | 4.89 | 0.48 | 33 | 14.5455 | 99.2864 | 0.48 | 34 | 14.1176 | 96.3662 | 0.51 | 35 | 14.5714 | 99.4637 | 0.51 | 35 | 14.5714 | 99.4637
1456 | 1456 | 2019-03-02 16:00 | 4.28 | 0.17 | 12 | 14.1667 | 96.7008 | 0.18 | 13 | 13.8462 | 94.513 | 0.18 | 13 | 13.8462 | 94.513 | 0.18 | 13 | 13.8462 | 94.513
1457 | 1457 | 2019-03-02 17:00 | 3.66 | 0 | 0 | 0 | 0 | 0 | 0 | 0 | 0 | 0 | 0 | 0 | 0 | 0 | 0 | 0 | 0
1458 | 1458 | 2019-03-02 18:00 | 3.04 | 0 | 0 | 0 | 0 | 0 | 0 | 0 | 0 | 0 | 0 | 0 | 0 | 0 | 0 | 0 | 0
1459 | 1459 | 2019-03-02 19:00 | 3.59 | 0 | 0 | 0 | 0 | 0 | 0 | 0 | 0 | 0 | 0 | 0 | 0 | 0 | 0 | 0 | 0
1460 | 1460 | 2019-03-02 20:00 | 4.13 | 0 | 0 | 0 | 0 | 0 | 0 | 0 | 0 | 0 | 0 | 0 | 0 | 0 | 0 | 0 | 0
1461 | 1461 | 2019-03-02 21:00 | 4.67 | 0 | 0 | 0 | 0 | 0 | 0 | 0 | 0 | 0 | 0 | 0 | 0 | 0 | 0 | 0 | 0
1462 | 1462 | 2019-03-02 22:00 | 5.52 | 0 | 0 | 0 | 0 | 0 | 0 | 0 | 0 | 0 | 0 | 0 | 0 | 0 | 0 | 0 | 0
1463 | 1463 | 2019-03-02 23:00 | 6.37 | 0 | 0 | 0 | 0 | 0 | 0 | 0 | 0 | 0 | 0 | 0 | 0 | 0 | 0 | 0 | 0
1464 | 1464 | 2019-03-03 | 7.22 | 0 | 0 | 0 | 0 | 0 | 0 | 0 | 0 | 0 | 0 | 0 | 0 | 0 | 0 | 0 | 0
1465 | 1465 | 2019-03-03 01:00 | 7.12 | 0 | 0 | 0 | 0 | 0 | 0 | 0 | 0 | 0 | 0 | 0 | 0 | 0 | 0 | 0 | 0
1466 | 1466 | 2019-03-03 02:00 | 7.02 | 0 | 0 | 0 | 0 | 0 | 0 | 0 | 0 | 0 | 0 | 0 | 0 | 0 | 0 | 0 | 0
1467 | 1467 | 2019-03-03 03:00 | 6.92 | 0 | 0 | 0 | 0 | 0 | 0 | 0 | 0 | 0 | 0 | 0 | 0 | 0 | 0 | 0 | 0
1468 | 1468 | 2019-03-03 04:00 | 7.13 | 0 | 0 | 0 | 0 | 0 | 0 | 0 | 0 | 0 | 0 | 0 | 0 | 0 | 0 | 0 | 0
1469 | 1469 | 2019-03-03 05:00 | 7.34 | 0 | 0 | 0 | 0 | 0 | 0 | 0 | 0 | 0 | 0 | 0 | 0 | 0 | 0 | 0 | 0
1470 | 1470 | 2019-03-03 06:00 | 7.55 | 0 | 0 | 0 | 0 | 0 | 0 | 0 | 0 | 0 | 0 | 0 | 0 | 0 | 0 | 0 | 0
1471 | 1471 | 2019-03-03 07:00 | 7.49 | 0.4 | 28 | 14.2857 | 97.5134 | 0.46 | 33 | 13.9394 | 95.1494 | 0.42 | 29 | 14.4828 | 98.8584 | 0.41 | 29 | 14.1379 | 96.5046
1472 | 1472 | 2019-03-03 08:00 | 7.43 | 0.27 | 19 | 14.2105 | 97.0002 | 0.28 | 20 | 14 | 95.5631 | 0.28 | 20 | 14 | 95.5631 | 0.28 | 20 | 14 | 95.5631
1473 | 1473 | 2019-03-03 09:00 | 7.37 | 1.56 | 106 | 14.717 | 100.4572 | 1.57 | 107 | 14.6729 | 100.1563 | 1.64 | 112 | 14.6429 | 99.9512 | 1.63 | 111 | 14.6847 | 100.2368
1474 | 1474 | 2019-03-03 10:00 | 7.17 | 4.43 | 300 | 14.7667 | 100.7964 | 4.45 | 300 | 14.8333 | 101.2514 | 4.53 | 306 | 14.8039 | 101.0507 | 4.11 | 279 | 14.7312 | 100.5541
1475 | 1475 | 2019-03-03 11:00 | 6.97 | 4.24 | 287 | 14.7735 | 100.8431 | 4.25 | 287 | 14.8084 | 101.081 | 4.34 | 293 | 14.8123 | 101.1078 | 4.21 | 285 | 14.7719 | 100.8323
1476 | 1476 | 2019-03-03 12:00 | 6.78 | 5.4 | 366 | 14.7541 | 100.7106 | 5.4 | 366 | 14.7541 | 100.7106 | 5.6 | 379 | 14.7757 | 100.8582 | 5.56 | 376 | 14.7872 | 100.9368
1477 | 1477 | 2019-03-03 13:00 | 7.09 | 5.01 | 339 | 14.7788 | 100.8789 | 5.02 | 340 | 14.7647 | 100.783 | 5.08 | 344 | 14.7674 | 100.8017 | 4.76 | 323 | 14.7368 | 100.5928
1478 | 1478 | 2019-03-03 14:00 | 7.41 | 0.42 | 30 | 14 | 95.5631 | 0.42 | 30 | 14 | 95.5631 | 0.44 | 31 | 14.1935 | 96.8843 | 0.44 | 31 | 14.1935 | 96.8843
1479 | 1479 | 2019-03-03 15:00 | 7.73 | 0.28 | 20 | 14 | 95.5631 | 0.28 | 20 | 14 | 95.5631 | 0.3 | 21 | 14.2857 | 97.5134 | 0.3 | 21 | 14.2857 | 97.5134
1480 | 1480 | 2019-03-03 16:00 | 6.73 | 0.23 | 16 | 14.375 | 98.1229 | 0.25 | 17 | 14.7059 | 100.3814 | 0.25 | 17 | 14.7059 | 100.3814 | 0.25 | 17 | 14.7059 | 100.3814
1481 | 1481 | 2019-03-03 17:00 | 5.73 | 0 | 0 | 0 | 0 | 0 | 0 | 0 | 0 | 0 | 0 | 0 | 0 | 0 | 0 | 0 | 0
1482 | 1482 | 2019-03-03 18:00 | 4.72 | 0 | 0 | 0 | 0 | 0 | 0 | 0 | 0 | 0 | 0 | 0 | 0 | 0 | 0 | 0 | 0
1483 | 1483 | 2019-03-03 19:00 | 4.1 | 0 | 0 | 0 | 0 | 0 | 0 | 0 | 0 | 0 | 0 | 0 | 0 | 0 | 0 | 0 | 0
1484 | 1484 | 2019-03-03 20:00 | 3.47 | 0 | 0 | 0 | 0 | 0 | 0 | 0 | 0 | 0 | 0 | 0 | 0 | 0 | 0 | 0 | 0
1485 | 1485 | 2019-03-03 21:00 | 2.84 | 0 | 0 | 0 | 0 | 0 | 0 | 0 | 0 | 0 | 0 | 0 | 0 | 0 | 0 | 0 | 0
1486 | 1486 | 2019-03-03 22:00 | 2.76 | 0 | 0 | 0 | 0 | 0 | 0 | 0 | 0 | 0 | 0 | 0 | 0 | 0 | 0 | 0 | 0
1487 | 1487 | 2019-03-03 23:00 | 2.68 | 0 | 0 | 0 | 0 | 0 | 0 | 0 | 0 | 0 | 0 | 0 | 0 | 0 | 0 | 0 | 0
1488 | 1488 | 2019-03-04 | 2.6 | 0 | 0 | 0 | 0 | 0 | 0 | 0 | 0 | 0 | 0 | 0 | 0 | 0 | 0 | 0 | 0
1489 | 1489 | 2019-03-04 01:00 | 2.33 | 0 | 0 | 0 | 0 | 0 | 0 | 0 | 0 | 0 | 0 | 0 | 0 | 0 | 0 | 0 | 0
1490 | 1490 | 2019-03-04 02:00 | 2.06 | 0 | 0 | 0 | 0 | 0 | 0 | 0 | 0 | 0 | 0 | 0 | 0 | 0 | 0 | 0 | 0
1491 | 1491 | 2019-03-04 03:00 | 1.79 | 0 | 0 | 0 | 0 | 0 | 0 | 0 | 0 | 0 | 0 | 0 | 0 | 0 | 0 | 0 | 0
1492 | 1492 | 2019-03-04 04:00 | 1.76 | 0 | 0 | 0 | 0 | 0 | 0 | 0 | 0 | 0 | 0 | 0 | 0 | 0 | 0 | 0 | 0
1493 | 1493 | 2019-03-04 05:00 | 1.72 | 0 | 0 | 0 | 0 | 0 | 0 | 0 | 0 | 0 | 0 | 0 | 0 | 0 | 0 | 0 | 0
1494 | 1494 | 2019-03-04 06:00 | 1.68 | 0 | 0 | 0 | 0 | 0 | 0 | 0 | 0 | 0 | 0 | 0 | 0 | 0 | 0 | 0 | 0
1495 | 1495 | 2019-03-04 07:00 | 1.93 | 0.79 | 53 | 14.9057 | 101.7451 | 0.92 | 62 | 14.8387 | 101.2881 | 0.81 | 55 | 14.7273 | 100.5275 | 0.64 | 44 | 14.5455 | 99.2864
1496 | 1496 | 2019-03-04 08:00 | 2.19 | 2.72 | 181 | 15.0276 | 102.5776 | 2.8 | 186 | 15.0538 | 102.7561 | 2.62 | 175 | 14.9714 | 102.1941 | 1.26 | 86 | 14.6512 | 100.0079
1497 | 1497 | 2019-03-04 09:00 | 2.44 | 2.13 | 143 | 14.8951 | 101.6731 | 2.15 | 144 | 14.9306 | 101.9151 | 2.21 | 148 | 14.9324 | 101.9279 | 1.96 | 132 | 14.8485 | 101.3548
1498 | 1498 | 2019-03-04 10:00 | 2.88 | 5.54 | 375 | 14.7733 | 100.8419 | 5.55 | 376 | 14.7606 | 100.7552 | 5.65 | 382 | 14.7906 | 100.9596 | 5.12 | 347 | 14.755 | 100.717
1499 | 1499 | 2019-03-04 11:00 | 3.31 | 2.16 | 146 | 14.7945 | 100.9865 | 2.17 | 146 | 14.863 | 101.454 | 2.26 | 152 | 14.8684 | 101.4909 | 2.26 | 152 | 14.8684 | 101.4909
1500 | 1500 | 2019-03-04 12:00 | 3.75 | 2.44 | 165 | 14.7879 | 100.9412 | 2.45 | 165 | 14.8485 | 101.3548 | 2.55 | 172 | 14.8256 | 101.1985 | 2.55 | 172 | 14.8256 | 101.1985
1501 | 1501 | 2019-03-04 13:00 | 3.9 | 6.08 | 415 | 14.6506 | 100.0041 | 6.09 | 415 | 14.6747 | 100.1686 | 6.21 | 423 | 14.6809 | 100.2106 | 5.91 | 404 | 14.6287 | 99.8547
1502 | 1502 | 2019-03-04 14:00 | 4.05 | 2.27 | 153 | 14.8366 | 101.2737 | 2.28 | 154 | 14.8052 | 101.0594 | 2.37 | 159 | 14.9057 | 101.7451 | 2.24 | 151 | 14.8344 | 101.259
1503 | 1503 | 2019-03-04 15:00 | 4.2 | 2.8 | 188 | 14.8936 | 101.6629 | 2.84 | 191 | 14.8691 | 101.4956 | 2.79 | 188 | 14.8404 | 101.2998 | 1.75 | 119 | 14.7059 | 100.3814
1504 | 1504 | 2019-03-04 16:00 | 3.83 | 1.1 | 75 | 14.6667 | 100.1138 | 1.18 | 80 | 14.75 | 100.6826 | 1.12 | 76 | 14.7368 | 100.5928 | 0.86 | 59 | 14.5763 | 99.4967
1505 | 1505 | 2019-03-04 17:00 | 3.46 | 0 | 0 | 0 | 0 | 0 | 0 | 0 | 0 | 0 | 0 | 0 | 0 | 0 | 0 | 0 | 0
1506 | 1506 | 2019-03-04 18:00 | 3.09 | 0 | 0 | 0 | 0 | 0 | 0 | 0 | 0 | 0 | 0 | 0 | 0 | 0 | 0 | 0 | 0
1507 | 1507 | 2019-03-04 19:00 | 2.51 | 0 | 0 | 0 | 0 | 0 | 0 | 0 | 0 | 0 | 0 | 0 | 0 | 0 | 0 | 0 | 0
1508 | 1508 | 2019-03-04 20:00 | 1.93 | 0 | 0 | 0 | 0 | 0 | 0 | 0 | 0 | 0 | 0 | 0 | 0 | 0 | 0 | 0 | 0
1509 | 1509 | 2019-03-04 21:00 | 1.35 | 0 | 0 | 0 | 0 | 0 | 0 | 0 | 0 | 0 | 0 | 0 | 0 | 0 | 0 | 0 | 0
1510 | 1510 | 2019-03-04 22:00 | 1 | 0 | 0 | 0 | 0 | 0 | 0 | 0 | 0 | 0 | 0 | 0 | 0 | 0 | 0 | 0 | 0
1511 | 1511 | 2019-03-04 23:00 | 0.65 | 0 | 0 | 0 | 0 | 0 | 0 | 0 | 0 | 0 | 0 | 0 | 0 | 0 | 0 | 0 | 0
1512 | 1512 | 2019-03-05 | 0.3 | 0 | 0 | 0 | 0 | 0 | 0 | 0 | 0 | 0 | 0 | 0 | 0 | 0 | 0 | 0 | 0
1513 | 1513 | 2019-03-05 01:00 | 0.23 | 0 | 0 | 0 | 0 | 0 | 0 | 0 | 0 | 0 | 0 | 0 | 0 | 0 | 0 | 0 | 0
1514 | 1514 | 2019-03-05 02:00 | 0.17 | 0 | 0 | 0 | 0 | 0 | 0 | 0 | 0 | 0 | 0 | 0 | 0 | 0 | 0 | 0 | 0
1515 | 1515 | 2019-03-05 03:00 | 0.1 | 0 | 0 | 0 | 0 | 0 | 0 | 0 | 0 | 0 | 0 | 0 | 0 | 0 | 0 | 0 | 0
1516 | 1516 | 2019-03-05 04:00 | 0.49 | 0 | 0 | 0 | 0 | 0 | 0 | 0 | 0 | 0 | 0 | 0 | 0 | 0 | 0 | 0 | 0
1517 | 1517 | 2019-03-05 05:00 | 0.88 | 0 | 0 | 0 | 0 | 0 | 0 | 0 | 0 | 0 | 0 | 0 | 0 | 0 | 0 | 0 | 0
1518 | 1518 | 2019-03-05 06:00 | 1.27 | 0 | 0 | 0 | 0 | 0 | 0 | 0 | 0 | 0 | 0 | 0 | 0 | 0 | 0 | 0 | 0
1519 | 1519 | 2019-03-05 07:00 | 1.58 | 0.39 | 27 | 14.4444 | 98.5969 | 0.46 | 31 | 14.8387 | 101.2881 | 0.41 | 28 | 14.6429 | 99.9512 | 0.4 | 28 | 14.2857 | 97.5134
1520 | 1520 | 2019-03-05 08:00 | 1.9 | 0.59 | 40 | 14.75 | 100.6826 | 0.61 | 41 | 14.878 | 101.5566 | 0.63 | 43 | 14.6512 | 100.0079 | 0.63 | 43 | 14.6512 | 100.0079
1521 | 1521 | 2019-03-05 09:00 | 2.22 | 0.76 | 52 | 14.6154 | 99.7637 | 0.77 | 52 | 14.8077 | 101.0764 | 0.8 | 54 | 14.8148 | 101.125 | 0.8 | 54 | 14.8148 | 101.125
1522 | 1522 | 2019-03-05 10:00 | 2.26 | 0.91 | 61 | 14.918 | 101.8296 | 0.91 | 62 | 14.6774 | 100.1872 | 0.95 | 64 | 14.8438 | 101.3225 | 0.95 | 64 | 14.8438 | 101.3225
1523 | 1523 | 2019-03-05 11:00 | 2.3 | 0.88 | 60 | 14.6667 | 100.1138 | 0.88 | 60 | 14.6667 | 100.1138 | 0.92 | 62 | 14.8387 | 101.2881 | 0.92 | 62 | 14.8387 | 101.2881
1524 | 1524 | 2019-03-05 12:00 | 2.34 | 1 | 68 | 14.7059 | 100.3814 | 1 | 68 | 14.7059 | 100.3814 | 1.04 | 70 | 14.8571 | 101.4139 | 1.04 | 70 | 14.8571 | 101.4139
1525 | 1525 | 2019-03-05 13:00 | 2.84 | 0.55 | 38 | 14.4737 | 98.7965 | 0.55 | 38 | 14.4737 | 98.7965 | 0.57 | 39 | 14.6154 | 99.7637 | 0.57 | 39 | 14.6154 | 99.7637
1526 | 1526 | 2019-03-05 14:00 | 3.34 | 0.85 | 58 | 14.6552 | 100.0353 | 0.85 | 58 | 14.6552 | 100.0353 | 0.89 | 61 | 14.5902 | 99.5916 | 0.89 | 61 | 14.5902 | 99.5916
1527 | 1527 | 2019-03-05 15:00 | 3.84 | 0.54 | 38 | 14.2105 | 97.0002 | 0.55 | 38 | 14.4737 | 98.7965 | 0.58 | 40 | 14.5 | 98.9761 | 0.58 | 40 | 14.5 | 98.9761
1528 | 1528 | 2019-03-05 16:00 | 4.16 | 0.73 | 50 | 14.6 | 99.6587 | 0.78 | 54 | 14.4444 | 98.5969 | 0.77 | 53 | 14.5283 | 99.1693 | 0.73 | 50 | 14.6 | 99.6587
1529 | 1529 | 2019-03-05 17:00 | 4.48 | 0 | 0 | 0 | 0 | 0 | 0 | 0 | 0 | 0 | 0 | 0 | 0 | 0 | 0 | 0 | 0
1530 | 1530 | 2019-03-05 18:00 | 4.79 | 0 | 0 | 0 | 0 | 0 | 0 | 0 | 0 | 0 | 0 | 0 | 0 | 0 | 0 | 0 | 0
1531 | 1531 | 2019-03-05 19:00 | 4.32 | 0 | 0 | 0 | 0 | 0 | 0 | 0 | 0 | 0 | 0 | 0 | 0 | 0 | 0 | 0 | 0
1532 | 1532 | 2019-03-05 20:00 | 3.85 | 0 | 0 | 0 | 0 | 0 | 0 | 0 | 0 | 0 | 0 | 0 | 0 | 0 | 0 | 0 | 0
1533 | 1533 | 2019-03-05 21:00 | 3.38 | 0 | 0 | 0 | 0 | 0 | 0 | 0 | 0 | 0 | 0 | 0 | 0 | 0 | 0 | 0 | 0
1534 | 1534 | 2019-03-05 22:00 | 3.6 | 0 | 0 | 0 | 0 | 0 | 0 | 0 | 0 | 0 | 0 | 0 | 0 | 0 | 0 | 0 | 0
1535 | 1535 | 2019-03-05 23:00 | 3.83 | 0 | 0 | 0 | 0 | 0 | 0 | 0 | 0 | 0 | 0 | 0 | 0 | 0 | 0 | 0 | 0
1536 | 1536 | 2019-03-06 | 4.05 | 0 | 0 | 0 | 0 | 0 | 0 | 0 | 0 | 0 | 0 | 0 | 0 | 0 | 0 | 0 | 0
1537 | 1537 | 2019-03-06 01:00 | 3.48 | 0 | 0 | 0 | 0 | 0 | 0 | 0 | 0 | 0 | 0 | 0 | 0 | 0 | 0 | 0 | 0
1538 | 1538 | 2019-03-06 02:00 | 2.91 | 0 | 0 | 0 | 0 | 0 | 0 | 0 | 0 | 0 | 0 | 0 | 0 | 0 | 0 | 0 | 0
1539 | 1539 | 2019-03-06 03:00 | 2.33 | 0 | 0 | 0 | 0 | 0 | 0 | 0 | 0 | 0 | 0 | 0 | 0 | 0 | 0 | 0 | 0
1540 | 1540 | 2019-03-06 04:00 | 2.53 | 0 | 0 | 0 | 0 | 0 | 0 | 0 | 0 | 0 | 0 | 0 | 0 | 0 | 0 | 0 | 0
1541 | 1541 | 2019-03-06 05:00 | 2.73 | 0 | 0 | 0 | 0 | 0 | 0 | 0 | 0 | 0 | 0 | 0 | 0 | 0 | 0 | 0 | 0
1542 | 1542 | 2019-03-06 06:00 | 2.93 | 0 | 0 | 0 | 0 | 0 | 0 | 0 | 0 | 0 | 0 | 0 | 0 | 0 | 0 | 0 | 0
1543 | 1543 | 2019-03-06 07:00 | 3.39 | 0.15 | 10 | 15 | 102.3891 | 0.17 | 12 | 14.1667 | 96.7008 | 0.15 | 11 | 13.6364 | 93.081 | 0.15 | 11 | 13.6364 | 93.081
1544 | 1544 | 2019-03-06 08:00 | 3.86 | 0.35 | 24 | 14.5833 | 99.5449 | 0.36 | 25 | 14.4 | 98.2935 | 0.37 | 26 | 14.2308 | 97.1384 | 0.37 | 26 | 14.2308 | 97.1384
1545 | 1545 | 2019-03-06 09:00 | 4.32 | 5.07 | 345 | 14.6957 | 100.3116 | 5.11 | 348 | 14.6839 | 100.2315 | 5.05 | 344 | 14.6802 | 100.2064 | 2.66 | 186 | 14.3011 | 97.6183
1546 | 1546 | 2019-03-06 10:00 | 4.72 | 1.86 | 126 | 14.7619 | 100.7639 | 1.86 | 127 | 14.6457 | 99.9704 | 1.94 | 132 | 14.697 | 100.3206 | 1.93 | 131 | 14.7328 | 100.5654
1547 | 1547 | 2019-03-06 11:00 | 5.12 | 3.23 | 220 | 14.6818 | 100.2172 | 3.23 | 220 | 14.6818 | 100.2172 | 3.36 | 228 | 14.7368 | 100.5928 | 3.34 | 227 | 14.7137 | 100.4345
1548 | 1548 | 2019-03-06 12:00 | 5.52 | 4.48 | 307 | 14.5928 | 99.6098 | 4.48 | 307 | 14.5928 | 99.6098 | 4.66 | 319 | 14.6082 | 99.7143 | 4.65 | 318 | 14.6226 | 99.8133
1549 | 1549 | 2019-03-06 13:00 | 5.22 | 4.23 | 288 | 14.6875 | 100.256 | 4.23 | 289 | 14.6367 | 99.9091 | 4.38 | 298 | 14.698 | 100.3276 | 4.3 | 293 | 14.6758 | 100.1759
1550 | 1550 | 2019-03-06 14:00 | 4.93 | 2.97 | 201 | 14.7761 | 100.8609 | 2.98 | 202 | 14.7525 | 100.6995 | 3.11 | 210 | 14.8095 | 101.0889 | 3.04 | 206 | 14.7573 | 100.7323
1551 | 1551 | 2019-03-06 15:00 | 4.64 | 2.47 | 167 | 14.7904 | 100.9585 | 2.51 | 170 | 14.7647 | 100.783 | 2.5 | 169 | 14.7929 | 100.9754 | 1.83 | 125 | 14.64 | 99.9317
1552 | 1552 | 2019-03-06 16:00 | 3.53 | 1.48 | 100 | 14.8 | 101.0239 | 1.59 | 107 | 14.8598 | 101.4322 | 1.44 | 97 | 14.8454 | 101.3335 | 0.74 | 51 | 14.5098 | 99.043
1553 | 1553 | 2019-03-06 17:00 | 2.42 | 0 | 0 | 0 | 0 | 0 | 0 | 0 | 0 | 0 | 0 | 0 | 0 | 0 | 0 | 0 | 0
1554 | 1554 | 2019-03-06 18:00 | 1.3 | 0 | 0 | 0 | 0 | 0 | 0 | 0 | 0 | 0 | 0 | 0 | 0 | 0 | 0 | 0 | 0
1555 | 1555 | 2019-03-06 19:00 | 0.66 | 0 | 0 | 0 | 0 | 0 | 0 | 0 | 0 | 0 | 0 | 0 | 0 | 0 | 0 | 0 | 0
1556 | 1556 | 2019-03-06 20:00 | 0.01 | 0 | 0 | 0 | 0 | 0 | 0 | 0 | 0 | 0 | 0 | 0 | 0 | 0 | 0 | 0 | 0
1557 | 1557 | 2019-03-06 21:00 | -0.64 | 0 | 0 | 0 | 0 | 0 | 0 | 0 | 0 | 0 | 0 | 0 | 0 | 0 | 0 | 0 | 0
1558 | 1558 | 2019-03-06 22:00 | -0.58 | 0 | 0 | 0 | 0 | 0 | 0 | 0 | 0 | 0 | 0 | 0 | 0 | 0 | 0 | 0 | 0
1559 | 1559 | 2019-03-06 23:00 | -0.52 | 0 | 0 | 0 | 0 | 0 | 0 | 0 | 0 | 0 | 0 | 0 | 0 | 0 | 0 | 0 | 0
1560 | 1560 | 2019-03-07 | -0.46 | 0 | 0 | 0 | 0 | 0 | 0 | 0 | 0 | 0 | 0 | 0 | 0 | 0 | 0 | 0 | 0
1561 | 1561 | 2019-03-07 01:00 | -0.05 | 0 | 0 | 0 | 0 | 0 | 0 | 0 | 0 | 0 | 0 | 0 | 0 | 0 | 0 | 0 | 0
1562 | 1562 | 2019-03-07 02:00 | 0.36 | 0 | 0 | 0 | 0 | 0 | 0 | 0 | 0 | 0 | 0 | 0 | 0 | 0 | 0 | 0 | 0
1563 | 1563 | 2019-03-07 03:00 | 0.77 | 0 | 0 | 0 | 0 | 0 | 0 | 0 | 0 | 0 | 0 | 0 | 0 | 0 | 0 | 0 | 0
1564 | 1564 | 2019-03-07 04:00 | 1.03 | 0 | 0 | 0 | 0 | 0 | 0 | 0 | 0 | 0 | 0 | 0 | 0 | 0 | 0 | 0 | 0
1565 | 1565 | 2019-03-07 05:00 | 1.29 | 0 | 0 | 0 | 0 | 0 | 0 | 0 | 0 | 0 | 0 | 0 | 0 | 0 | 0 | 0 | 0
1566 | 1566 | 2019-03-07 06:00 | 1.55 | 0 | 0 | 0 | 0 | 0 | 0 | 0 | 0 | 0 | 0 | 0 | 0 | 0 | 0 | 0 | 0
1567 | 1567 | 2019-03-07 07:00 | 1.92 | 0.31 | 22 | 14.0909 | 96.1837 | 0.36 | 25 | 14.4 | 98.2935 | 0.33 | 23 | 14.3478 | 97.9374 | 0.33 | 23 | 14.3478 | 97.9374
1568 | 1568 | 2019-03-07 08:00 | 2.29 | 0.72 | 49 | 14.6939 | 100.2995 | 0.74 | 50 | 14.8 | 101.0239 | 0.76 | 52 | 14.6154 | 99.7637 | 0.76 | 52 | 14.6154 | 99.7637
1569 | 1569 | 2019-03-07 09:00 | 2.66 | 2.37 | 159 | 14.9057 | 101.7451 | 2.38 | 160 | 14.875 | 101.5358 | 2.47 | 165 | 14.9697 | 102.1822 | 2.28 | 153 | 14.902 | 101.7199
1570 | 1570 | 2019-03-07 10:00 | 3.53 | 1.83 | 123 | 14.878 | 101.5566 | 1.83 | 123 | 14.878 | 101.5566 | 1.91 | 129 | 14.8062 | 101.0662 | 1.91 | 129 | 14.8062 | 101.0662
1571 | 1571 | 2019-03-07 11:00 | 4.4 | 3.97 | 269 | 14.7584 | 100.7397 | 3.98 | 269 | 14.7955 | 100.9934 | 4.13 | 279 | 14.8029 | 101.0435 | 4.11 | 278 | 14.7842 | 100.9159
1572 | 1572 | 2019-03-07 12:00 | 5.28 | 2.95 | 200 | 14.75 | 100.6826 | 2.95 | 200 | 14.75 | 100.6826 | 3.07 | 208 | 14.7596 | 100.7482 | 3.07 | 208 | 14.7596 | 100.7482
1573 | 1573 | 2019-03-07 13:00 | 4.83 | 4.12 | 279 | 14.767 | 100.7988 | 4.12 | 279 | 14.767 | 100.7988 | 4.25 | 288 | 14.7569 | 100.73 | 4.17 | 282 | 14.7872 | 100.9368
1574 | 1574 | 2019-03-07 14:00 | 4.39 | 1.96 | 132 | 14.8485 | 101.3548 | 1.96 | 133 | 14.7368 | 100.5928 | 2.02 | 137 | 14.7445 | 100.6452 | 1.84 | 125 | 14.72 | 100.4778
1575 | 1575 | 2019-03-07 15:00 | 3.94 | 3.25 | 218 | 14.9083 | 101.7628 | 3.3 | 221 | 14.9321 | 101.9258 | 3.26 | 219 | 14.8858 | 101.6099 | 2.21 | 151 | 14.6358 | 99.9028
1576 | 1576 | 2019-03-07 16:00 | 3.5 | 0.61 | 42 | 14.5238 | 99.1386 | 0.66 | 45 | 14.6667 | 100.1138 | 0.65 | 44 | 14.7727 | 100.8377 | 0.63 | 43 | 14.6512 | 100.0079
1577 | 1577 | 2019-03-07 17:00 | 3.06 | 0 | 0 | 0 | 0 | 0 | 0 | 0 | 0 | 0 | 0 | 0 | 0 | 0 | 0 | 0 | 0
1578 | 1578 | 2019-03-07 18:00 | 2.62 | 0 | 0 | 0 | 0 | 0 | 0 | 0 | 0 | 0 | 0 | 0 | 0 | 0 | 0 | 0 | 0
1579 | 1579 | 2019-03-07 19:00 | 2.27 | 0 | 0 | 0 | 0 | 0 | 0 | 0 | 0 | 0 | 0 | 0 | 0 | 0 | 0 | 0 | 0
1580 | 1580 | 2019-03-07 20:00 | 1.91 | 0 | 0 | 0 | 0 | 0 | 0 | 0 | 0 | 0 | 0 | 0 | 0 | 0 | 0 | 0 | 0
1581 | 1581 | 2019-03-07 21:00 | 1.55 | 0 | 0 | 0 | 0 | 0 | 0 | 0 | 0 | 0 | 0 | 0 | 0 | 0 | 0 | 0 | 0
1582 | 1582 | 2019-03-07 22:00 | 1.38 | 0 | 0 | 0 | 0 | 0 | 0 | 0 | 0 | 0 | 0 | 0 | 0 | 0 | 0 | 0 | 0
1583 | 1583 | 2019-03-07 23:00 | 1.21 | 0 | 0 | 0 | 0 | 0 | 0 | 0 | 0 | 0 | 0 | 0 | 0 | 0 | 0 | 0 | 0
1584 | 1584 | 2019-03-08 | 1.04 | 0 | 0 | 0 | 0 | 0 | 0 | 0 | 0 | 0 | 0 | 0 | 0 | 0 | 0 | 0 | 0
1585 | 1585 | 2019-03-08 01:00 | 0.71 | 0 | 0 | 0 | 0 | 0 | 0 | 0 | 0 | 0 | 0 | 0 | 0 | 0 | 0 | 0 | 0
1586 | 1586 | 2019-03-08 02:00 | 0.38 | 0 | 0 | 0 | 0 | 0 | 0 | 0 | 0 | 0 | 0 | 0 | 0 | 0 | 0 | 0 | 0
1587 | 1587 | 2019-03-08 03:00 | 0.05 | 0 | 0 | 0 | 0 | 0 | 0 | 0 | 0 | 0 | 0 | 0 | 0 | 0 | 0 | 0 | 0
1588 | 1588 | 2019-03-08 04:00 | 0.06 | 0 | 0 | 0 | 0 | 0 | 0 | 0 | 0 | 0 | 0 | 0 | 0 | 0 | 0 | 0 | 0
1589 | 1589 | 2019-03-08 05:00 | 0.06 | 0 | 0 | 0 | 0 | 0 | 0 | 0 | 0 | 0 | 0 | 0 | 0 | 0 | 0 | 0 | 0
1590 | 1590 | 2019-03-08 06:00 | 0.06 | 0 | 0 | 0 | 0 | 0 | 0 | 0 | 0 | 0 | 0 | 0 | 0 | 0 | 0 | 0 | 0
1591 | 1591 | 2019-03-08 07:00 | 0.72 | 0.85 | 58 | 14.6552 | 100.0353 | 0.99 | 66 | 15 | 102.3891 | 0.87 | 59 | 14.7458 | 100.6537 | 0.63 | 43 | 14.6512 | 100.0079
1592 | 1592 | 2019-03-08 08:00 | 1.38 | 1.71 | 115 | 14.8696 | 101.4987 | 1.77 | 118 | 15 | 102.3891 | 1.81 | 121 | 14.9587 | 102.107 | 1.77 | 118 | 15 | 102.3891
1593 | 1593 | 2019-03-08 09:00 | 2.04 | 1.72 | 115 | 14.9565 | 102.0923 | 1.73 | 116 | 14.9138 | 101.8006 | 1.8 | 121 | 14.876 | 101.5429 | 1.79 | 120 | 14.9167 | 101.8203
1594 | 1594 | 2019-03-08 10:00 | 2.53 | 1.19 | 81 | 14.6914 | 100.2823 | 1.2 | 81 | 14.8148 | 101.125 | 1.25 | 84 | 14.881 | 101.5765 | 1.25 | 84 | 14.881 | 101.5765
1595 | 1595 | 2019-03-08 11:00 | 3.02 | 1.42 | 96 | 14.7917 | 100.967 | 1.42 | 96 | 14.7917 | 100.967 | 1.48 | 100 | 14.8 | 101.0239 | 1.48 | 100 | 14.8 | 101.0239
1596 | 1596 | 2019-03-08 12:00 | 3.51 | 2.09 | 141 | 14.8227 | 101.1788 | 2.09 | 141 | 14.8227 | 101.1788 | 2.17 | 147 | 14.7619 | 100.7639 | 2.17 | 147 | 14.7619 | 100.7639
1597 | 1597 | 2019-03-08 13:00 | 3.52 | 5.64 | 386 | 14.6114 | 99.7365 | 5.65 | 386 | 14.6373 | 99.9133 | 5.8 | 396 | 14.6465 | 99.9759 | 5.62 | 384 | 14.6354 | 99.9005
1598 | 1598 | 2019-03-08 14:00 | 3.54 | 1.44 | 98 | 14.6939 | 100.2995 | 1.44 | 98 | 14.6939 | 100.2995 | 1.51 | 102 | 14.8039 | 101.0507 | 1.51 | 102 | 14.8039 | 101.0507
1599 | 1599 | 2019-03-08 15:00 | 3.55 | 3.76 | 253 | 14.8617 | 101.4448 | 3.82 | 257 | 14.8638 | 101.4595 | 3.64 | 245 | 14.8571 | 101.4139 | 1.62 | 112 | 14.4643 | 98.7323
1600 | 1600 | 2019-03-08 16:00 | 2.52 | 1.63 | 110 | 14.8182 | 101.148 | 1.75 | 117 | 14.9573 | 102.0974 | 1.62 | 109 | 14.8624 | 101.4497 | 0.98 | 67 | 14.6269 | 99.8421
1601 | 1601 | 2019-03-08 17:00 | 1.48 | 0 | 0 | 0 | 0 | 0 | 0 | 0 | 0 | 0 | 0 | 0 | 0 | 0 | 0 | 0 | 0
1602 | 1602 | 2019-03-08 18:00 | 0.44 | 0 | 0 | 0 | 0 | 0 | 0 | 0 | 0 | 0 | 0 | 0 | 0 | 0 | 0 | 0 | 0
1603 | 1603 | 2019-03-08 19:00 | -0.01 | 0 | 0 | 0 | 0 | 0 | 0 | 0 | 0 | 0 | 0 | 0 | 0 | 0 | 0 | 0 | 0
1604 | 1604 | 2019-03-08 20:00 | -0.46 | 0 | 0 | 0 | 0 | 0 | 0 | 0 | 0 | 0 | 0 | 0 | 0 | 0 | 0 | 0 | 0
1605 | 1605 | 2019-03-08 21:00 | -0.91 | 0 | 0 | 0 | 0 | 0 | 0 | 0 | 0 | 0 | 0 | 0 | 0 | 0 | 0 | 0 | 0
1606 | 1606 | 2019-03-08 22:00 | -0.94 | 0 | 0 | 0 | 0 | 0 | 0 | 0 | 0 | 0 | 0 | 0 | 0 | 0 | 0 | 0 | 0
1607 | 1607 | 2019-03-08 23:00 | -0.96 | 0 | 0 | 0 | 0 | 0 | 0 | 0 | 0 | 0 | 0 | 0 | 0 | 0 | 0 | 0 | 0
1608 | 1608 | 2019-03-09 | -0.99 | 0 | 0 | 0 | 0 | 0 | 0 | 0 | 0 | 0 | 0 | 0 | 0 | 0 | 0 | 0 | 0
1609 | 1609 | 2019-03-09 01:00 | -1.8 | 0 | 0 | 0 | 0 | 0 | 0 | 0 | 0 | 0 | 0 | 0 | 0 | 0 | 0 | 0 | 0
1610 | 1610 | 2019-03-09 02:00 | -2.6 | 0 | 0 | 0 | 0 | 0 | 0 | 0 | 0 | 0 | 0 | 0 | 0 | 0 | 0 | 0 | 0
1611 | 1611 | 2019-03-09 03:00 | -3.41 | 0 | 0 | 0 | 0 | 0 | 0 | 0 | 0 | 0 | 0 | 0 | 0 | 0 | 0 | 0 | 0
1612 | 1612 | 2019-03-09 04:00 | -3.57 | 0 | 0 | 0 | 0 | 0 | 0 | 0 | 0 | 0 | 0 | 0 | 0 | 0 | 0 | 0 | 0
1613 | 1613 | 2019-03-09 05:00 | -3.74 | 0 | 0 | 0 | 0 | 0 | 0 | 0 | 0 | 0 | 0 | 0 | 0 | 0 | 0 | 0 | 0
1614 | 1614 | 2019-03-09 06:00 | -3.91 | 0 | 0 | 0 | 0 | 0 | 0 | 0 | 0 | 0 | 0 | 0 | 0 | 0 | 0 | 0 | 0
1615 | 1615 | 2019-03-09 07:00 | -2.16 | 0.68 | 46 | 14.7826 | 100.9052 | 0.78 | 52 | 15 | 102.3891 | 0.71 | 47 | 15.1064 | 103.1152 | 0.61 | 41 | 14.878 | 101.5566
1616 | 1616 | 2019-03-09 08:00 | -0.41 | 2.98 | 197 | 15.1269 | 103.2553 | 3.07 | 203 | 15.1232 | 103.2297 | 2.99 | 198 | 15.101 | 103.0786 | 2.08 | 139 | 14.964 | 102.1435
1617 | 1617 | 2019-03-09 09:00 | 1.34 | 3.51 | 234 | 15 | 102.3891 | 3.53 | 236 | 14.9576 | 102.0998 | 3.61 | 241 | 14.9793 | 102.2475 | 2.94 | 198 | 14.8485 | 101.3548
1618 | 1618 | 2019-03-09 10:00 | 2.39 | 6.16 | 417 | 14.7722 | 100.834 | 6.17 | 418 | 14.7608 | 100.7561 | 6.17 | 418 | 14.7608 | 100.7561 | 5.39 | 366 | 14.7268 | 100.5241
1619 | 1619 | 2019-03-09 11:00 | 3.44 | 2.62 | 176 | 14.8864 | 101.6134 | 2.62 | 176 | 14.8864 | 101.6134 | 2.73 | 183 | 14.918 | 101.8296 | 2.73 | 183 | 14.918 | 101.8296
1620 | 1620 | 2019-03-09 12:00 | 4.5 | 0.63 | 44 | 14.3182 | 97.735 | 0.63 | 44 | 14.3182 | 97.735 | 0.66 | 45 | 14.6667 | 100.1138 | 0.66 | 45 | 14.6667 | 100.1138
1621 | 1621 | 2019-03-09 13:00 | 4.4 | 3.32 | 224 | 14.8214 | 101.1702 | 3.32 | 224 | 14.8214 | 101.1702 | 3.43 | 231 | 14.8485 | 101.3548 | 3.38 | 228 | 14.8246 | 101.1915
1622 | 1622 | 2019-03-09 14:00 | 4.31 | 3.98 | 269 | 14.7955 | 100.9934 | 3.99 | 270 | 14.7778 | 100.8722 | 4.11 | 277 | 14.8375 | 101.2802 | 3.78 | 256 | 14.7656 | 100.7892
1623 | 1623 | 2019-03-09 15:00 | 4.22 | 2.75 | 185 | 14.8649 | 101.4667 | 2.79 | 188 | 14.8404 | 101.2998 | 2.83 | 190 | 14.8947 | 101.6706 | 2.37 | 160 | 14.8125 | 101.1092
1624 | 1624 | 2019-03-09 16:00 | 3.04 | 0.61 | 42 | 14.5238 | 99.1386 | 0.66 | 45 | 14.6667 | 100.1138 | 0.65 | 44 | 14.7727 | 100.8377 | 0.63 | 43 | 14.6512 | 100.0079
1625 | 1625 | 2019-03-09 17:00 | 1.86 | 0 | 0 | 0 | 0 | 0 | 0 | 0 | 0 | 0 | 0 | 0 | 0 | 0 | 0 | 0 | 0
1626 | 1626 | 2019-03-09 18:00 | 0.68 | 0 | 0 | 0 | 0 | 0 | 0 | 0 | 0 | 0 | 0 | 0 | 0 | 0 | 0 | 0 | 0
1627 | 1627 | 2019-03-09 19:00 | -0.51 | 0 | 0 | 0 | 0 | 0 | 0 | 0 | 0 | 0 | 0 | 0 | 0 | 0 | 0 | 0 | 0
1628 | 1628 | 2019-03-09 20:00 | -1.7 | 0 | 0 | 0 | 0 | 0 | 0 | 0 | 0 | 0 | 0 | 0 | 0 | 0 | 0 | 0 | 0
1629 | 1629 | 2019-03-09 21:00 | -2.9 | 0 | 0 | 0 | 0 | 0 | 0 | 0 | 0 | 0 | 0 | 0 | 0 | 0 | 0 | 0 | 0
1630 | 1630 | 2019-03-09 22:00 | -3.22 | 0 | 0 | 0 | 0 | 0 | 0 | 0 | 0 | 0 | 0 | 0 | 0 | 0 | 0 | 0 | 0
1631 | 1631 | 2019-03-09 23:00 | -3.54 | 0 | 0 | 0 | 0 | 0 | 0 | 0 | 0 | 0 | 0 | 0 | 0 | 0 | 0 | 0 | 0
1632 | 1632 | 2019-03-10 | -3.86 | 0 | 0 | 0 | 0 | 0 | 0 | 0 | 0 | 0 | 0 | 0 | 0 | 0 | 0 | 0 | 0
1633 | 1633 | 2019-03-10 01:00 | -3.42 | 0 | 0 | 0 | 0 | 0 | 0 | 0 | 0 | 0 | 0 | 0 | 0 | 0 | 0 | 0 | 0
1634 | 1634 | 2019-03-10 02:00 | -2.98 | 0 | 0 | 0 | 0 | 0 | 0 | 0 | 0 | 0 | 0 | 0 | 0 | 0 | 0 | 0 | 0
1635 | 1635 | 2019-03-10 03:00 | -2.55 | 0 | 0 | 0 | 0 | 0 | 0 | 0 | 0 | 0 | 0 | 0 | 0 | 0 | 0 | 0 | 0
1636 | 1636 | 2019-03-10 04:00 | -2.28 | 0 | 0 | 0 | 0 | 0 | 0 | 0 | 0 | 0 | 0 | 0 | 0 | 0 | 0 | 0 | 0
1637 | 1637 | 2019-03-10 05:00 | -2.01 | 0 | 0 | 0 | 0 | 0 | 0 | 0 | 0 | 0 | 0 | 0 | 0 | 0 | 0 | 0 | 0
1638 | 1638 | 2019-03-10 06:00 | -1.74 | 0 | 0 | 0 | 0 | 0 | 0 | 0 | 0 | 0 | 0 | 0 | 0 | 0 | 0 | 0 | 0
1639 | 1639 | 2019-03-10 07:00 | -0.38 | 0.77 | 52 | 14.8077 | 101.0764 | 0.88 | 59 | 14.9153 | 101.8106 | 0.8 | 53 | 15.0943 | 103.033 | 0.66 | 44 | 15 | 102.3891
1640 | 1640 | 2019-03-10 08:00 | 0.98 | 1.28 | 86 | 14.8837 | 101.5954 | 1.32 | 88 | 15 | 102.3891 | 1.35 | 90 | 15 | 102.3891 | 1.31 | 88 | 14.8864 | 101.6134
1641 | 1641 | 2019-03-10 09:00 | 2.34 | 1.54 | 103 | 14.9515 | 102.0577 | 1.55 | 104 | 14.9038 | 101.7327 | 1.61 | 108 | 14.9074 | 101.757 | 1.61 | 108 | 14.9074 | 101.757
1642 | 1642 | 2019-03-10 10:00 | 3.38 | 5.23 | 349 | 14.9857 | 102.2913 | 5.24 | 350 | 14.9714 | 102.1941 | 5.41 | 360 | 15.0278 | 102.5787 | 5.22 | 348 | 15 | 102.3891
1643 | 1643 | 2019-03-10 11:00 | 4.41 | 7.54 | 509 | 14.8134 | 101.1151 | 7.54 | 509 | 14.8134 | 101.1151 | 7.74 | 522 | 14.8276 | 101.2122 | 7.62 | 514 | 14.8249 | 101.1939
1644 | 1644 | 2019-03-10 12:00 | 5.45 | 5.99 | 404 | 14.8267 | 101.2064 | 5.99 | 404 | 14.8267 | 101.2064 | 6.2 | 418 | 14.8325 | 101.246 | 6.18 | 416 | 14.8558 | 101.4046
1645 | 1645 | 2019-03-10 13:00 | 5.76 | 7.37 | 500 | 14.74 | 100.6143 | 7.38 | 501 | 14.7305 | 100.5498 | 7.49 | 508 | 14.7441 | 100.6423 | 7.11 | 483 | 14.7205 | 100.4812
1646 | 1646 | 2019-03-10 14:00 | 6.07 | 5.72 | 385 | 14.8571 | 101.4139 | 5.74 | 387 | 14.832 | 101.2426 | 5.62 | 379 | 14.8285 | 101.2184 | 3.58 | 245 | 14.6122 | 99.7423
1647 | 1647 | 2019-03-10 15:00 | 6.38 | 3.9 | 262 | 14.8855 | 101.6075 | 3.97 | 266 | 14.9248 | 101.8759 | 3.75 | 253 | 14.8221 | 101.175 | 1.48 | 103 | 14.3689 | 98.0814
1648 | 1648 | 2019-03-10 16:00 | 5.5 | 1.69 | 115 | 14.6957 | 100.3116 | 1.82 | 123 | 14.7967 | 101.0017 | 1.65 | 112 | 14.7321 | 100.5607 | 0.87 | 60 | 14.5 | 98.9761
1649 | 1649 | 2019-03-10 17:00 | 4.61 | 0 | 0 | 0 | 0 | 0 | 0 | 0 | 0 | 0 | 0 | 0 | 0 | 0 | 0 | 0 | 0
1650 | 1650 | 2019-03-10 18:00 | 3.72 | 0 | 0 | 0 | 0 | 0 | 0 | 0 | 0 | 0 | 0 | 0 | 0 | 0 | 0 | 0 | 0
1651 | 1651 | 2019-03-10 19:00 | 2.83 | 0 | 0 | 0 | 0 | 0 | 0 | 0 | 0 | 0 | 0 | 0 | 0 | 0 | 0 | 0 | 0
1652 | 1652 | 2019-03-10 20:00 | 1.94 | 0 | 0 | 0 | 0 | 0 | 0 | 0 | 0 | 0 | 0 | 0 | 0 | 0 | 0 | 0 | 0
1653 | 1653 | 2019-03-10 21:00 | 1.05 | 0 | 0 | 0 | 0 | 0 | 0 | 0 | 0 | 0 | 0 | 0 | 0 | 0 | 0 | 0 | 0
1654 | 1654 | 2019-03-10 22:00 | 0.26 | 0 | 0 | 0 | 0 | 0 | 0 | 0 | 0 | 0 | 0 | 0 | 0 | 0 | 0 | 0 | 0
1655 | 1655 | 2019-03-10 23:00 | -0.52 | 0 | 0 | 0 | 0 | 0 | 0 | 0 | 0 | 0 | 0 | 0 | 0 | 0 | 0 | 0 | 0
1656 | 1656 | 2019-03-11 | -1.31 | 0 | 0 | 0 | 0 | 0 | 0 | 0 | 0 | 0 | 0 | 0 | 0 | 0 | 0 | 0 | 0
1657 | 1657 | 2019-03-11 01:00 | -1.33 | 0 | 0 | 0 | 0 | 0 | 0 | 0 | 0 | 0 | 0 | 0 | 0 | 0 | 0 | 0 | 0
1658 | 1658 | 2019-03-11 02:00 | -1.35 | 0 | 0 | 0 | 0 | 0 | 0 | 0 | 0 | 0 | 0 | 0 | 0 | 0 | 0 | 0 | 0
1659 | 1659 | 2019-03-11 03:00 | -1.38 | 0 | 0 | 0 | 0 | 0 | 0 | 0 | 0 | 0 | 0 | 0 | 0 | 0 | 0 | 0 | 0
1660 | 1660 | 2019-03-11 04:00 | -1.44 | 0 | 0 | 0 | 0 | 0 | 0 | 0 | 0 | 0 | 0 | 0 | 0 | 0 | 0 | 0 | 0
1661 | 1661 | 2019-03-11 05:00 | -1.5 | 0 | 0 | 0 | 0 | 0 | 0 | 0 | 0 | 0 | 0 | 0 | 0 | 0 | 0 | 0 | 0
1662 | 1662 | 2019-03-11 06:00 | -1.56 | 0 | 0 | 0 | 0 | 0 | 0 | 0 | 0 | 0 | 0 | 0 | 0 | 0 | 0 | 0 | 0
1663 | 1663 | 2019-03-11 07:00 | 0.17 | 1.15 | 77 | 14.9351 | 101.9458 | 1.32 | 88 | 15 | 102.3891 | 1.17 | 78 | 15 | 102.3891 | 0.83 | 56 | 14.8214 | 101.1702
1664 | 1664 | 2019-03-11 08:00 | 1.91 | 3.31 | 220 | 15.0455 | 102.6993 | 3.4 | 226 | 15.0442 | 102.6911 | 3.25 | 217 | 14.977 | 102.2318 | 1.9 | 129 | 14.7287 | 100.5371
1665 | 1665 | 2019-03-11 09:00 | 3.65 | 5.26 | 355 | 14.8169 | 101.1393 | 5.29 | 357 | 14.8179 | 101.1463 | 5.18 | 350 | 14.8 | 101.0239 | 2.4 | 167 | 14.3713 | 98.0973
1666 | 1666 | 2019-03-11 10:00 | 4.72 | 6.86 | 471 | 14.5648 | 99.4181 | 6.88 | 472 | 14.5763 | 99.4967 | 6.91 | 474 | 14.5781 | 99.5089 | 6.16 | 425 | 14.4941 | 98.936
1667 | 1667 | 2019-03-11 11:00 | 5.79 | 7.61 | 530 | 14.3585 | 98.0102 | 7.62 | 530 | 14.3774 | 98.139 | 7.84 | 545 | 14.3853 | 98.1933 | 7.74 | 538 | 14.3866 | 98.2022
1668 | 1668 | 2019-03-11 12:00 | 6.86 | 6.06 | 419 | 14.463 | 98.7236 | 6.06 | 419 | 14.463 | 98.7236 | 6.29 | 434 | 14.4931 | 98.9289 | 6.26 | 433 | 14.4573 | 98.6845
1669 | 1669 | 2019-03-11 13:00 | 7.49 | 7.01 | 488 | 14.3648 | 98.0529 | 7.02 | 489 | 14.3558 | 97.992 | 7.15 | 498 | 14.3574 | 98.0029 | 6.86 | 478 | 14.3515 | 97.9622
1670 | 1670 | 2019-03-11 14:00 | 8.12 | 5.32 | 366 | 14.5355 | 99.2186 | 5.34 | 368 | 14.5109 | 99.0503 | 5.33 | 367 | 14.5232 | 99.1342 | 3.98 | 277 | 14.3682 | 98.0767
1671 | 1671 | 2019-03-11 15:00 | 8.75 | 3.07 | 211 | 14.5498 | 99.3158 | 3.12 | 214 | 14.5794 | 99.5184 | 3.07 | 211 | 14.5498 | 99.3158 | 2.02 | 141 | 14.3262 | 97.79
1672 | 1672 | 2019-03-11 16:00 | 7.45 | 1.41 | 97 | 14.5361 | 99.2224 | 1.51 | 104 | 14.5192 | 99.1074 | 1.45 | 100 | 14.5 | 98.9761 | 1.18 | 82 | 14.3902 | 98.2269
1673 | 1673 | 2019-03-11 17:00 | 6.14 | 0.07 | 5 | 14 | 95.5631 | 0.1 | 7 | 14.2857 | 97.5134 | 0.08 | 6 | 13.3333 | 91.0125 | 0.08 | 6 | 13.3333 | 91.0125
1674 | 1674 | 2019-03-11 18:00 | 4.83 | 0 | 0 | 0 | 0 | 0 | 0 | 0 | 0 | 0 | 0 | 0 | 0 | 0 | 0 | 0 | 0
1675 | 1675 | 2019-03-11 19:00 | 4.4 | 0 | 0 | 0 | 0 | 0 | 0 | 0 | 0 | 0 | 0 | 0 | 0 | 0 | 0 | 0 | 0
1676 | 1676 | 2019-03-11 20:00 | 3.97 | 0 | 0 | 0 | 0 | 0 | 0 | 0 | 0 | 0 | 0 | 0 | 0 | 0 | 0 | 0 | 0
1677 | 1677 | 2019-03-11 21:00 | 3.53 | 0 | 0 | 0 | 0 | 0 | 0 | 0 | 0 | 0 | 0 | 0 | 0 | 0 | 0 | 0 | 0
1678 | 1678 | 2019-03-11 22:00 | 3.56 | 0 | 0 | 0 | 0 | 0 | 0 | 0 | 0 | 0 | 0 | 0 | 0 | 0 | 0 | 0 | 0
1679 | 1679 | 2019-03-11 23:00 | 3.6 | 0 | 0 | 0 | 0 | 0 | 0 | 0 | 0 | 0 | 0 | 0 | 0 | 0 | 0 | 0 | 0
1680 | 1680 | 2019-03-12 | 3.63 | 0 | 0 | 0 | 0 | 0 | 0 | 0 | 0 | 0 | 0 | 0 | 0 | 0 | 0 | 0 | 0
1681 | 1681 | 2019-03-12 01:00 | 2.68 | 0 | 0 | 0 | 0 | 0 | 0 | 0 | 0 | 0 | 0 | 0 | 0 | 0 | 0 | 0 | 0
1682 | 1682 | 2019-03-12 02:00 | 1.73 | 0 | 0 | 0 | 0 | 0 | 0 | 0 | 0 | 0 | 0 | 0 | 0 | 0 | 0 | 0 | 0
1683 | 1683 | 2019-03-12 03:00 | 0.77 | 0 | 0 | 0 | 0 | 0 | 0 | 0 | 0 | 0 | 0 | 0 | 0 | 0 | 0 | 0 | 0
1684 | 1684 | 2019-03-12 04:00 | 0.96 | 0 | 0 | 0 | 0 | 0 | 0 | 0 | 0 | 0 | 0 | 0 | 0 | 0 | 0 | 0 | 0
1685 | 1685 | 2019-03-12 05:00 | 1.14 | 0 | 0 | 0 | 0 | 0 | 0 | 0 | 0 | 0 | 0 | 0 | 0 | 0 | 0 | 0 | 0
1686 | 1686 | 2019-03-12 06:00 | 1.33 | 0 | 0 | 0 | 0 | 0 | 0 | 0 | 0 | 0 | 0 | 0 | 0 | 0 | 0 | 0 | 0
1687 | 1687 | 2019-03-12 07:00 | 2.64 | 1.2 | 81 | 14.8148 | 101.125 | 1.37 | 92 | 14.8913 | 101.6471 | 1.22 | 83 | 14.6988 | 100.3331 | 0.88 | 60 | 14.6667 | 100.1138
1688 | 1688 | 2019-03-12 08:00 | 3.96 | 2.5 | 168 | 14.881 | 101.5765 | 2.56 | 172 | 14.8837 | 101.5954 | 2.57 | 173 | 14.8555 | 101.4027 | 2.16 | 146 | 14.7945 | 100.9865
1689 | 1689 | 2019-03-12 09:00 | 5.28 | 4.06 | 274 | 14.8175 | 101.1435 | 4.08 | 276 | 14.7826 | 100.9052 | 4.14 | 279 | 14.8387 | 101.2881 | 3.15 | 215 | 14.6512 | 100.0079
1690 | 1690 | 2019-03-12 10:00 | 6.1 | 5.11 | 348 | 14.6839 | 100.2315 | 5.12 | 349 | 14.6705 | 100.1398 | 5.25 | 357 | 14.7059 | 100.3814 | 5.01 | 341 | 14.6921 | 100.2872
1691 | 1691 | 2019-03-12 11:00 | 6.91 | 4.27 | 291 | 14.6735 | 100.1607 | 4.27 | 292 | 14.6233 | 99.8177 | 4.43 | 302 | 14.6689 | 100.1288 | 4.41 | 300 | 14.7 | 100.3413
1692 | 1692 | 2019-03-12 12:00 | 7.73 | 2.81 | 192 | 14.6354 | 99.9005 | 2.81 | 192 | 14.6354 | 99.9005 | 2.92 | 200 | 14.6 | 99.6587 | 2.92 | 199 | 14.6734 | 100.1595
1693 | 1693 | 2019-03-12 13:00 | 7.97 | 4.5 | 309 | 14.5631 | 99.4069 | 4.51 | 309 | 14.5955 | 99.6278 | 4.66 | 319 | 14.6082 | 99.7143 | 4.6 | 315 | 14.6032 | 99.6804
1694 | 1694 | 2019-03-12 14:00 | 8.21 | 5.47 | 376 | 14.5479 | 99.3029 | 5.5 | 378 | 14.5503 | 99.3192 | 5.5 | 378 | 14.5503 | 99.3192 | 4.23 | 294 | 14.3878 | 98.2099
1695 | 1695 | 2019-03-12 15:00 | 8.45 | 3.64 | 249 | 14.6185 | 99.7848 | 3.7 | 252 | 14.6825 | 100.2221 | 3.61 | 246 | 14.6748 | 100.1693 | 2.12 | 148 | 14.3243 | 97.777
1696 | 1696 | 2019-03-12 16:00 | 7.61 | 1.7 | 116 | 14.6552 | 100.0353 | 1.82 | 124 | 14.6774 | 100.1872 | 1.69 | 116 | 14.569 | 99.4469 | 1.12 | 78 | 14.359 | 98.0135
1697 | 1697 | 2019-03-12 17:00 | 6.77 | 0.09 | 7 | 12.8571 | 87.7621 | 0.14 | 10 | 14 | 95.5631 | 0.11 | 7 | 15.7143 | 107.2647 | 0.11 | 7 | 15.7143 | 107.2647
1698 | 1698 | 2019-03-12 18:00 | 5.93 | 0 | 0 | 0 | 0 | 0 | 0 | 0 | 0 | 0 | 0 | 0 | 0 | 0 | 0 | 0 | 0
1699 | 1699 | 2019-03-12 19:00 | 5.17 | 0 | 0 | 0 | 0 | 0 | 0 | 0 | 0 | 0 | 0 | 0 | 0 | 0 | 0 | 0 | 0
1700 | 1700 | 2019-03-12 20:00 | 4.41 | 0 | 0 | 0 | 0 | 0 | 0 | 0 | 0 | 0 | 0 | 0 | 0 | 0 | 0 | 0 | 0
1701 | 1701 | 2019-03-12 21:00 | 3.64 | 0 | 0 | 0 | 0 | 0 | 0 | 0 | 0 | 0 | 0 | 0 | 0 | 0 | 0 | 0 | 0
1702 | 1702 | 2019-03-12 22:00 | 2.83 | 0 | 0 | 0 | 0 | 0 | 0 | 0 | 0 | 0 | 0 | 0 | 0 | 0 | 0 | 0 | 0
1703 | 1703 | 2019-03-12 23:00 | 2.02 | 0 | 0 | 0 | 0 | 0 | 0 | 0 | 0 | 0 | 0 | 0 | 0 | 0 | 0 | 0 | 0
1704 | 1704 | 2019-03-13 | 1.21 | 0 | 0 | 0 | 0 | 0 | 0 | 0 | 0 | 0 | 0 | 0 | 0 | 0 | 0 | 0 | 0
1705 | 1705 | 2019-03-13 01:00 | 0.84 | 0 | 0 | 0 | 0 | 0 | 0 | 0 | 0 | 0 | 0 | 0 | 0 | 0 | 0 | 0 | 0
1706 | 1706 | 2019-03-13 02:00 | 0.47 | 0 | 0 | 0 | 0 | 0 | 0 | 0 | 0 | 0 | 0 | 0 | 0 | 0 | 0 | 0 | 0
1707 | 1707 | 2019-03-13 03:00 | 0.09 | 0 | 0 | 0 | 0 | 0 | 0 | 0 | 0 | 0 | 0 | 0 | 0 | 0 | 0 | 0 | 0
1708 | 1708 | 2019-03-13 04:00 | -0.28 | 0 | 0 | 0 | 0 | 0 | 0 | 0 | 0 | 0 | 0 | 0 | 0 | 0 | 0 | 0 | 0
1709 | 1709 | 2019-03-13 05:00 | -0.66 | 0 | 0 | 0 | 0 | 0 | 0 | 0 | 0 | 0 | 0 | 0 | 0 | 0 | 0 | 0 | 0
1710 | 1710 | 2019-03-13 06:00 | -1.04 | 0 | 0 | 0 | 0 | 0 | 0 | 0 | 0 | 0 | 0 | 0 | 0 | 0 | 0 | 0 | 0
1711 | 1711 | 2019-03-13 07:00 | 0.78 | 1.33 | 89 | 14.9438 | 102.0056 | 1.52 | 101 | 15.0495 | 102.727 | 1.34 | 90 | 14.8889 | 101.6306 | 0.89 | 60 | 14.8333 | 101.2514
1712 | 1712 | 2019-03-13 08:00 | 2.61 | 3.54 | 236 | 15 | 102.3891 | 3.63 | 242 | 15 | 102.3891 | 3.41 | 228 | 14.9561 | 102.0897 | 1.62 | 111 | 14.5946 | 99.6218
1713 | 1713 | 2019-03-13 09:00 | 4.44 | 5.53 | 375 | 14.7467 | 100.6598 | 5.57 | 377 | 14.7745 | 100.8501 | 5.43 | 368 | 14.7554 | 100.7197 | 2.46 | 172 | 14.3023 | 97.6268
1714 | 1714 | 2019-03-13 10:00 | 5.66 | 7.41 | 512 | 14.4727 | 98.7895 | 7.42 | 513 | 14.4639 | 98.7299 | 7.43 | 513 | 14.4834 | 98.863 | 6.6 | 458 | 14.4105 | 98.3651
1715 | 1715 | 2019-03-13 11:00 | 6.88 | 8.11 | 568 | 14.2782 | 97.4619 | 8.11 | 569 | 14.2531 | 97.2906 | 8.34 | 584 | 14.2808 | 97.48 | 8.24 | 577 | 14.2808 | 97.4796
1716 | 1716 | 2019-03-13 12:00 | 8.11 | 5.63 | 390 | 14.4359 | 98.5385 | 5.63 | 390 | 14.4359 | 98.5385 | 5.85 | 405 | 14.4444 | 98.5969 | 5.84 | 404 | 14.4554 | 98.672
1717 | 1717 | 2019-03-13 13:00 | 8.32 | 7.57 | 530 | 14.283 | 97.495 | 7.58 | 531 | 14.275 | 97.44 | 7.69 | 538 | 14.2937 | 97.5678 | 7.34 | 515 | 14.2524 | 97.2862
1718 | 1718 | 2019-03-13 14:00 | 8.54 | 5.75 | 397 | 14.4836 | 98.8643 | 5.78 | 398 | 14.5226 | 99.1305 | 5.71 | 394 | 14.4924 | 98.9241 | 4.03 | 282 | 14.2908 | 97.548
1719 | 1719 | 2019-03-13 15:00 | 8.76 | 3.91 | 267 | 14.6442 | 99.9604 | 3.97 | 271 | 14.6494 | 99.9962 | 3.77 | 258 | 14.6124 | 99.7434 | 1.59 | 112 | 14.1964 | 96.9039
1720 | 1720 | 2019-03-13 16:00 | 7.25 | 1.79 | 122 | 14.6721 | 100.1511 | 1.92 | 131 | 14.6565 | 100.0443 | 1.77 | 121 | 14.6281 | 99.8505 | 1.07 | 74 | 14.4595 | 98.6994
1721 | 1721 | 2019-03-13 17:00 | 5.74 | 0.14 | 10 | 14 | 95.5631 | 0.2 | 14 | 14.2857 | 97.5134 | 0.15 | 11 | 13.6364 | 93.081 | 0.13 | 9 | 14.4444 | 98.5969
1722 | 1722 | 2019-03-13 18:00 | 4.22 | 0 | 0 | 0 | 0 | 0 | 0 | 0 | 0 | 0 | 0 | 0 | 0 | 0 | 0 | 0 | 0
1723 | 1723 | 2019-03-13 19:00 | 3.36 | 0 | 0 | 0 | 0 | 0 | 0 | 0 | 0 | 0 | 0 | 0 | 0 | 0 | 0 | 0 | 0
1724 | 1724 | 2019-03-13 20:00 | 2.49 | 0 | 0 | 0 | 0 | 0 | 0 | 0 | 0 | 0 | 0 | 0 | 0 | 0 | 0 | 0 | 0
1725 | 1725 | 2019-03-13 21:00 | 1.62 | 0 | 0 | 0 | 0 | 0 | 0 | 0 | 0 | 0 | 0 | 0 | 0 | 0 | 0 | 0 | 0
1726 | 1726 | 2019-03-13 22:00 | 1.47 | 0 | 0 | 0 | 0 | 0 | 0 | 0 | 0 | 0 | 0 | 0 | 0 | 0 | 0 | 0 | 0
1727 | 1727 | 2019-03-13 23:00 | 1.33 | 0 | 0 | 0 | 0 | 0 | 0 | 0 | 0 | 0 | 0 | 0 | 0 | 0 | 0 | 0 | 0
1728 | 1728 | 2019-03-14 | 1.18 | 0 | 0 | 0 | 0 | 0 | 0 | 0 | 0 | 0 | 0 | 0 | 0 | 0 | 0 | 0 | 0
1729 | 1729 | 2019-03-14 01:00 | 0.79 | 0 | 0 | 0 | 0 | 0 | 0 | 0 | 0 | 0 | 0 | 0 | 0 | 0 | 0 | 0 | 0
1730 | 1730 | 2019-03-14 02:00 | 0.4 | 0 | 0 | 0 | 0 | 0 | 0 | 0 | 0 | 0 | 0 | 0 | 0 | 0 | 0 | 0 | 0
1731 | 1731 | 2019-03-14 03:00 | 0 | 0 | 0 | 0 | 0 | 0 | 0 | 0 | 0 | 0 | 0 | 0 | 0 | 0 | 0 | 0 | 0
1732 | 1732 | 2019-03-14 04:00 | 0.26 | 0 | 0 | 0 | 0 | 0 | 0 | 0 | 0 | 0 | 0 | 0 | 0 | 0 | 0 | 0 | 0
1733 | 1733 | 2019-03-14 05:00 | 0.51 | 0 | 0 | 0 | 0 | 0 | 0 | 0 | 0 | 0 | 0 | 0 | 0 | 0 | 0 | 0 | 0
1734 | 1734 | 2019-03-14 06:00 | 0.77 | 0 | 0 | 0 | 0 | 0 | 0 | 0 | 0 | 0 | 0 | 0 | 0 | 0 | 0 | 0 | 0
1735 | 1735 | 2019-03-14 07:00 | 1.88 | 1.38 | 93 | 14.8387 | 101.2881 | 1.57 | 105 | 14.9524 | 102.064 | 1.38 | 93 | 14.8387 | 101.2881 | 0.82 | 56 | 14.6429 | 99.9512
1736 | 1736 | 2019-03-14 08:00 | 2.99 | 3.62 | 241 | 15.0207 | 102.5307 | 3.71 | 247 | 15.0202 | 102.5273 | 3.44 | 230 | 14.9565 | 102.0923 | 1.41 | 97 | 14.5361 | 99.2224
1737 | 1737 | 2019-03-14 09:00 | 4.1 | 5.82 | 391 | 14.8849 | 101.6035 | 5.85 | 393 | 14.8855 | 101.6075 | 5.68 | 382 | 14.8691 | 101.4956 | 2.39 | 166 | 14.3976 | 98.2771
1738 | 1738 | 2019-03-14 10:00 | 5.32 | 7.52 | 514 | 14.6304 | 99.8659 | 7.53 | 514 | 14.6498 | 99.9987 | 7.52 | 514 | 14.6304 | 99.8659 | 6.67 | 458 | 14.5633 | 99.4083
1739 | 1739 | 2019-03-14 11:00 | 6.54 | 8.42 | 583 | 14.4425 | 98.5839 | 8.42 | 584 | 14.4178 | 98.4151 | 8.66 | 600 | 14.4333 | 98.521 | 8.56 | 593 | 14.4351 | 98.5329
1740 | 1740 | 2019-03-14 12:00 | 7.77 | 6.02 | 414 | 14.5411 | 99.2564 | 6.02 | 414 | 14.5411 | 99.2564 | 6.24 | 428 | 14.5794 | 99.5184 | 6.22 | 427 | 14.5667 | 99.4317
1741 | 1741 | 2019-03-14 13:00 | 8.25 | 7.82 | 542 | 14.428 | 98.4849 | 7.83 | 543 | 14.4199 | 98.4293 | 7.93 | 550 | 14.4182 | 98.4176 | 7.56 | 525 | 14.4 | 98.2935
1742 | 1742 | 2019-03-14 14:00 | 8.74 | 6.17 | 423 | 14.5863 | 99.5651 | 6.19 | 425 | 14.5647 | 99.4178 | 6.06 | 416 | 14.5673 | 99.4355 | 3.98 | 278 | 14.3165 | 97.7239
1743 | 1743 | 2019-03-14 15:00 | 9.22 | 4.05 | 276 | 14.6739 | 100.1632 | 4.11 | 280 | 14.6786 | 100.195 | 3.89 | 265 | 14.6792 | 100.1996 | 1.53 | 108 | 14.1667 | 96.7008
1744 | 1744 | 2019-03-14 16:00 | 8.09 | 1.85 | 127 | 14.5669 | 99.433 | 1.98 | 135 | 14.6667 | 100.1138 | 1.82 | 125 | 14.56 | 99.3857 | 1.07 | 75 | 14.2667 | 97.3834
1745 | 1745 | 2019-03-14 17:00 | 6.95 | 0.17 | 12 | 14.1667 | 96.7008 | 0.26 | 18 | 14.4444 | 98.5969 | 0.19 | 13 | 14.6154 | 99.7637 | 0.17 | 12 | 14.1667 | 96.7008
1746 | 1746 | 2019-03-14 18:00 | 5.81 | 0 | 0 | 0 | 0 | 0 | 0 | 0 | 0 | 0 | 0 | 0 | 0 | 0 | 0 | 0 | 0
1747 | 1747 | 2019-03-14 19:00 | 4.99 | 0 | 0 | 0 | 0 | 0 | 0 | 0 | 0 | 0 | 0 | 0 | 0 | 0 | 0 | 0 | 0
1748 | 1748 | 2019-03-14 20:00 | 4.16 | 0 | 0 | 0 | 0 | 0 | 0 | 0 | 0 | 0 | 0 | 0 | 0 | 0 | 0 | 0 | 0
1749 | 1749 | 2019-03-14 21:00 | 3.33 | 0 | 0 | 0 | 0 | 0 | 0 | 0 | 0 | 0 | 0 | 0 | 0 | 0 | 0 | 0 | 0
1750 | 1750 | 2019-03-14 22:00 | 2.83 | 0 | 0 | 0 | 0 | 0 | 0 | 0 | 0 | 0 | 0 | 0 | 0 | 0 | 0 | 0 | 0
1751 | 1751 | 2019-03-14 23:00 | 2.33 | 0 | 0 | 0 | 0 | 0 | 0 | 0 | 0 | 0 | 0 | 0 | 0 | 0 | 0 | 0 | 0
1752 | 1752 | 2019-03-15 | 1.83 | 0 | 0 | 0 | 0 | 0 | 0 | 0 | 0 | 0 | 0 | 0 | 0 | 0 | 0 | 0 | 0
1753 | 1753 | 2019-03-15 01:00 | 1.23 | 0 | 0 | 0 | 0 | 0 | 0 | 0 | 0 | 0 | 0 | 0 | 0 | 0 | 0 | 0 | 0
1754 | 1754 | 2019-03-15 02:00 | 0.64 | 0 | 0 | 0 | 0 | 0 | 0 | 0 | 0 | 0 | 0 | 0 | 0 | 0 | 0 | 0 | 0
1755 | 1755 | 2019-03-15 03:00 | 0.04 | 0 | 0 | 0 | 0 | 0 | 0 | 0 | 0 | 0 | 0 | 0 | 0 | 0 | 0 | 0 | 0
1756 | 1756 | 2019-03-15 04:00 | 0.14 | 0 | 0 | 0 | 0 | 0 | 0 | 0 | 0 | 0 | 0 | 0 | 0 | 0 | 0 | 0 | 0
1757 | 1757 | 2019-03-15 05:00 | 0.24 | 0 | 0 | 0 | 0 | 0 | 0 | 0 | 0 | 0 | 0 | 0 | 0 | 0 | 0 | 0 | 0
1758 | 1758 | 2019-03-15 06:00 | 0.34 | 0 | 0 | 0 | 0 | 0 | 0 | 0 | 0 | 0 | 0 | 0 | 0 | 0 | 0 | 0 | 0
1759 | 1759 | 2019-03-15 07:00 | 1.18 | 1.46 | 97 | 15.0515 | 102.7409 | 1.66 | 110 | 15.0909 | 103.0096 | 1.46 | 98 | 14.898 | 101.6926 | 0.89 | 60 | 14.8333 | 101.2514
1760 | 1760 | 2019-03-15 08:00 | 2.03 | 3.74 | 248 | 15.0806 | 102.9396 | 3.84 | 254 | 15.1181 | 103.1953 | 3.59 | 238 | 15.084 | 102.9627 | 1.63 | 111 | 14.6847 | 100.2368
1761 | 1761 | 2019-03-15 09:00 | 2.87 | 5.91 | 395 | 14.962 | 102.1299 | 5.94 | 398 | 14.9246 | 101.8746 | 5.78 | 387 | 14.9354 | 101.9481 | 2.62 | 180 | 14.5556 | 99.3553
1762 | 1762 | 2019-03-15 10:00 | 4.13 | 7.52 | 511 | 14.7162 | 100.4522 | 7.53 | 512 | 14.707 | 100.3893 | 7.54 | 513 | 14.6979 | 100.3267 | 6.75 | 461 | 14.6421 | 99.946
1763 | 1763 | 2019-03-15 11:00 | 5.39 | 8.41 | 581 | 14.475 | 98.8058 | 8.41 | 581 | 14.475 | 98.8058 | 8.66 | 597 | 14.5059 | 99.0161 | 8.57 | 591 | 14.5008 | 98.9819
1764 | 1764 | 2019-03-15 12:00 | 6.65 | 6.64 | 456 | 14.5614 | 99.3952 | 6.64 | 456 | 14.5614 | 99.3952 | 6.88 | 473 | 14.5455 | 99.2864 | 6.86 | 471 | 14.5648 | 99.4181
1765 | 1765 | 2019-03-15 13:00 | 7.1 | 7.84 | 543 | 14.4383 | 98.555 | 7.85 | 543 | 14.4567 | 98.6807 | 7.95 | 550 | 14.4545 | 98.6658 | 7.59 | 526 | 14.4297 | 98.496
1766 | 1766 | 2019-03-15 14:00 | 7.56 | 6.03 | 413 | 14.6005 | 99.662 | 6.05 | 414 | 14.6135 | 99.751 | 5.96 | 408 | 14.6078 | 99.7122 | 4.13 | 287 | 14.3902 | 98.2269
1767 | 1767 | 2019-03-15 15:00 | 8.01 | 3.99 | 272 | 14.6691 | 100.1305 | 4.05 | 276 | 14.6739 | 100.1632 | 3.86 | 263 | 14.6768 | 100.183 | 1.66 | 117 | 14.188 | 96.8466
1768 | 1768 | 2019-03-15 16:00 | 6.81 | 1.84 | 126 | 14.6032 | 99.6804 | 1.97 | 134 | 14.7015 | 100.3515 | 1.84 | 125 | 14.72 | 100.4778 | 1.23 | 85 | 14.4706 | 98.7753
1769 | 1769 | 2019-03-15 17:00 | 5.6 | 0.2 | 14 | 14.2857 | 97.5134 | 0.3 | 21 | 14.2857 | 97.5134 | 0.21 | 15 | 14 | 95.5631 | 0.19 | 13 | 14.6154 | 99.7637
1770 | 1770 | 2019-03-15 18:00 | 4.39 | 0 | 0 | 0 | 0 | 0 | 0 | 0 | 0 | 0 | 0 | 0 | 0 | 0 | 0 | 0 | 0
1771 | 1771 | 2019-03-15 19:00 | 3.54 | 0 | 0 | 0 | 0 | 0 | 0 | 0 | 0 | 0 | 0 | 0 | 0 | 0 | 0 | 0 | 0
1772 | 1772 | 2019-03-15 20:00 | 2.69 | 0 | 0 | 0 | 0 | 0 | 0 | 0 | 0 | 0 | 0 | 0 | 0 | 0 | 0 | 0 | 0
1773 | 1773 | 2019-03-15 21:00 | 1.84 | 0 | 0 | 0 | 0 | 0 | 0 | 0 | 0 | 0 | 0 | 0 | 0 | 0 | 0 | 0 | 0
1774 | 1774 | 2019-03-15 22:00 | 1.25 | 0 | 0 | 0 | 0 | 0 | 0 | 0 | 0 | 0 | 0 | 0 | 0 | 0 | 0 | 0 | 0
1775 | 1775 | 2019-03-15 23:00 | 0.66 | 0 | 0 | 0 | 0 | 0 | 0 | 0 | 0 | 0 | 0 | 0 | 0 | 0 | 0 | 0 | 0
1776 | 1776 | 2019-03-16 | 0.07 | 0 | 0 | 0 | 0 | 0 | 0 | 0 | 0 | 0 | 0 | 0 | 0 | 0 | 0 | 0 | 0
1777 | 1777 | 2019-03-16 01:00 | -0.12 | 0 | 0 | 0 | 0 | 0 | 0 | 0 | 0 | 0 | 0 | 0 | 0 | 0 | 0 | 0 | 0
1778 | 1778 | 2019-03-16 02:00 | -0.31 | 0 | 0 | 0 | 0 | 0 | 0 | 0 | 0 | 0 | 0 | 0 | 0 | 0 | 0 | 0 | 0
1779 | 1779 | 2019-03-16 03:00 | -0.5 | 0 | 0 | 0 | 0 | 0 | 0 | 0 | 0 | 0 | 0 | 0 | 0 | 0 | 0 | 0 | 0
1780 | 1780 | 2019-03-16 04:00 | -0.62 | 0 | 0 | 0 | 0 | 0 | 0 | 0 | 0 | 0 | 0 | 0 | 0 | 0 | 0 | 0 | 0
1781 | 1781 | 2019-03-16 05:00 | -0.74 | 0 | 0 | 0 | 0 | 0 | 0 | 0 | 0 | 0 | 0 | 0 | 0 | 0 | 0 | 0 | 0
1782 | 1782 | 2019-03-16 06:00 | -0.86 | 0.02 | 1 | 20 | 136.5188 | 0.05 | 4 | 12.5 | 85.3242 | 0.07 | 4 | 17.5 | 119.4539 | 0.07 | 4 | 17.5 | 119.4539
1783 | 1783 | 2019-03-16 07:00 | 1.13 | 0.43 | 29 | 14.8276 | 101.2122 | 0.48 | 33 | 14.5455 | 99.2864 | 0.45 | 31 | 14.5161 | 99.0862 | 0.43 | 30 | 14.3333 | 97.8385
1784 | 1784 | 2019-03-16 08:00 | 3.13 | 2.65 | 178 | 14.8876 | 101.6221 | 2.72 | 183 | 14.8634 | 101.4566 | 2.74 | 184 | 14.8913 | 101.6471 | 2.37 | 160 | 14.8125 | 101.1092
1785 | 1785 | 2019-03-16 09:00 | 5.13 | 3.27 | 221 | 14.7964 | 100.9992 | 3.29 | 223 | 14.7534 | 100.7056 | 3.38 | 229 | 14.7598 | 100.7497 | 3.05 | 207 | 14.7343 | 100.5754
1786 | 1786 | 2019-03-16 10:00 | 6.03 | 1.03 | 71 | 14.507 | 99.0242 | 1.04 | 71 | 14.6479 | 99.9856 | 1.08 | 74 | 14.5946 | 99.6218 | 1.08 | 74 | 14.5946 | 99.6218
1787 | 1787 | 2019-03-16 11:00 | 6.93 | 1.49 | 102 | 14.6078 | 99.7122 | 1.49 | 102 | 14.6078 | 99.7122 | 1.55 | 106 | 14.6226 | 99.8133 | 1.55 | 106 | 14.6226 | 99.8133
1788 | 1788 | 2019-03-16 12:00 | 7.83 | 1.39 | 96 | 14.4792 | 98.8339 | 1.39 | 96 | 14.4792 | 98.8339 | 1.45 | 100 | 14.5 | 98.9761 | 1.45 | 100 | 14.5 | 98.9761
1789 | 1789 | 2019-03-16 13:00 | 7.53 | 0.78 | 54 | 14.4444 | 98.5969 | 0.78 | 54 | 14.4444 | 98.5969 | 0.81 | 56 | 14.4643 | 98.7323 | 0.81 | 56 | 14.4643 | 98.7323
1790 | 1790 | 2019-03-16 14:00 | 7.24 | 1.77 | 121 | 14.6281 | 99.8505 | 1.77 | 121 | 14.6281 | 99.8505 | 1.85 | 126 | 14.6825 | 100.2221 | 1.84 | 126 | 14.6032 | 99.6804
1791 | 1791 | 2019-03-16 15:00 | 6.95 | 0.64 | 45 | 14.2222 | 97.08 | 0.65 | 45 | 14.4444 | 98.5969 | 0.67 | 47 | 14.2553 | 97.3059 | 0.67 | 47 | 14.2553 | 97.3059
1792 | 1792 | 2019-03-16 16:00 | 6.65 | 1.13 | 78 | 14.4872 | 98.8886 | 1.21 | 83 | 14.5783 | 99.5107 | 1.18 | 81 | 14.5679 | 99.4396 | 1.09 | 75 | 14.5333 | 99.2036
1793 | 1793 | 2019-03-16 17:00 | 6.34 | 0.22 | 15 | 14.6667 | 100.1138 | 0.32 | 23 | 13.913 | 94.9696 | 0.23 | 16 | 14.375 | 98.1229 | 0.19 | 13 | 14.6154 | 99.7637
1794 | 1794 | 2019-03-16 18:00 | 6.03 | 0 | 0 | 0 | 0 | 0 | 0 | 0 | 0 | 0 | 0 | 0 | 0 | 0 | 0 | 0 | 0
1795 | 1795 | 2019-03-16 19:00 | 5.53 | 0 | 0 | 0 | 0 | 0 | 0 | 0 | 0 | 0 | 0 | 0 | 0 | 0 | 0 | 0 | 0
1796 | 1796 | 2019-03-16 20:00 | 5.03 | 0 | 0 | 0 | 0 | 0 | 0 | 0 | 0 | 0 | 0 | 0 | 0 | 0 | 0 | 0 | 0
1797 | 1797 | 2019-03-16 21:00 | 4.53 | 0 | 0 | 0 | 0 | 0 | 0 | 0 | 0 | 0 | 0 | 0 | 0 | 0 | 0 | 0 | 0
1798 | 1798 | 2019-03-16 22:00 | 4.21 | 0 | 0 | 0 | 0 | 0 | 0 | 0 | 0 | 0 | 0 | 0 | 0 | 0 | 0 | 0 | 0
1799 | 1799 | 2019-03-16 23:00 | 3.9 | 0 | 0 | 0 | 0 | 0 | 0 | 0 | 0 | 0 | 0 | 0 | 0 | 0 | 0 | 0 | 0
1800 | 1800 | 2019-03-17 | 3.58 | 0 | 0 | 0 | 0 | 0 | 0 | 0 | 0 | 0 | 0 | 0 | 0 | 0 | 0 | 0 | 0
1801 | 1801 | 2019-03-17 01:00 | 3.18 | 0 | 0 | 0 | 0 | 0 | 0 | 0 | 0 | 0 | 0 | 0 | 0 | 0 | 0 | 0 | 0
1802 | 1802 | 2019-03-17 02:00 | 2.78 | 0 | 0 | 0 | 0 | 0 | 0 | 0 | 0 | 0 | 0 | 0 | 0 | 0 | 0 | 0 | 0
1803 | 1803 | 2019-03-17 03:00 | 2.38 | 0 | 0 | 0 | 0 | 0 | 0 | 0 | 0 | 0 | 0 | 0 | 0 | 0 | 0 | 0 | 0
1804 | 1804 | 2019-03-17 04:00 | 2.38 | 0 | 0 | 0 | 0 | 0 | 0 | 0 | 0 | 0 | 0 | 0 | 0 | 0 | 0 | 0 | 0
1805 | 1805 | 2019-03-17 05:00 | 2.37 | 0 | 0 | 0 | 0 | 0 | 0 | 0 | 0 | 0 | 0 | 0 | 0 | 0 | 0 | 0 | 0
1806 | 1806 | 2019-03-17 06:00 | 2.36 | 0.08 | 6 | 13.3333 | 91.0125 | 0.19 | 13 | 14.6154 | 99.7637 | 0.19 | 13 | 14.6154 | 99.7637 | 0.18 | 13 | 13.8462 | 94.513
1807 | 1807 | 2019-03-17 07:00 | 2.81 | 1.04 | 71 | 14.6479 | 99.9856 | 1.18 | 80 | 14.75 | 100.6826 | 1.1 | 75 | 14.6667 | 100.1138 | 1.03 | 70 | 14.7143 | 100.4388
1808 | 1808 | 2019-03-17 08:00 | 3.27 | 3.93 | 260 | 15.1154 | 103.1767 | 4.03 | 267 | 15.0936 | 103.0282 | 3.73 | 248 | 15.0403 | 102.6643 | 1.51 | 103 | 14.6602 | 100.0696
1809 | 1809 | 2019-03-17 09:00 | 3.72 | 6.23 | 415 | 15.012 | 102.4713 | 6.27 | 418 | 15 | 102.3891 | 6.08 | 406 | 14.9754 | 102.221 | 2.8 | 192 | 14.5833 | 99.5449
1810 | 1810 | 2019-03-17 10:00 | 4.82 | 2.93 | 196 | 14.949 | 102.0408 | 2.93 | 197 | 14.8731 | 101.5228 | 3.04 | 204 | 14.902 | 101.7199 | 3.01 | 202 | 14.901 | 101.7132
1811 | 1811 | 2019-03-17 11:00 | 5.92 | 6.98 | 473 | 14.7569 | 100.7295 | 6.98 | 473 | 14.7569 | 100.7295 | 7.23 | 490 | 14.7551 | 100.7174 | 7.2 | 488 | 14.7541 | 100.7106
1812 | 1812 | 2019-03-17 12:00 | 7.03 | 1.35 | 92 | 14.6739 | 100.1632 | 1.35 | 92 | 14.6739 | 100.1632 | 1.4 | 96 | 14.5833 | 99.5449 | 1.4 | 96 | 14.5833 | 99.5449
1813 | 1813 | 2019-03-17 13:00 | 7.2 | 3.69 | 250 | 14.76 | 100.7509 | 3.69 | 250 | 14.76 | 100.7509 | 3.82 | 258 | 14.8062 | 101.0662 | 3.8 | 257 | 14.786 | 100.9283
1814 | 1814 | 2019-03-17 14:00 | 7.38 | 5.22 | 353 | 14.7875 | 100.9388 | 5.24 | 355 | 14.7606 | 100.7547 | 5.2 | 352 | 14.7727 | 100.8377 | 3.86 | 264 | 14.6212 | 99.8035
1815 | 1815 | 2019-03-17 15:00 | 7.56 | 2.99 | 202 | 14.802 | 101.0374 | 3.03 | 205 | 14.7805 | 100.8907 | 3 | 203 | 14.7783 | 100.8759 | 2.06 | 142 | 14.507 | 99.0242
1816 | 1816 | 2019-03-17 16:00 | 6.91 | 2.03 | 138 | 14.7101 | 100.4105 | 2.18 | 147 | 14.8299 | 101.2282 | 2.02 | 137 | 14.7445 | 100.6452 | 1.3 | 90 | 14.4444 | 98.5969
1817 | 1817 | 2019-03-17 17:00 | 6.25 | 0.24 | 17 | 14.1176 | 96.3662 | 0.36 | 25 | 14.4 | 98.2935 | 0.25 | 18 | 13.8889 | 94.8047 | 0.22 | 16 | 13.75 | 93.8567
1818 | 1818 | 2019-03-17 18:00 | 5.59 | 0 | 0 | 0 | 0 | 0 | 0 | 0 | 0 | 0 | 0 | 0 | 0 | 0 | 0 | 0 | 0
1819 | 1819 | 2019-03-17 19:00 | 5.06 | 0 | 0 | 0 | 0 | 0 | 0 | 0 | 0 | 0 | 0 | 0 | 0 | 0 | 0 | 0 | 0
1820 | 1820 | 2019-03-17 20:00 | 4.53 | 0 | 0 | 0 | 0 | 0 | 0 | 0 | 0 | 0 | 0 | 0 | 0 | 0 | 0 | 0 | 0
1821 | 1821 | 2019-03-17 21:00 | 3.99 | 0 | 0 | 0 | 0 | 0 | 0 | 0 | 0 | 0 | 0 | 0 | 0 | 0 | 0 | 0 | 0
1822 | 1822 | 2019-03-17 22:00 | 3.75 | 0 | 0 | 0 | 0 | 0 | 0 | 0 | 0 | 0 | 0 | 0 | 0 | 0 | 0 | 0 | 0
1823 | 1823 | 2019-03-17 23:00 | 3.52 | 0 | 0 | 0 | 0 | 0 | 0 | 0 | 0 | 0 | 0 | 0 | 0 | 0 | 0 | 0 | 0
1824 | 1824 | 2019-03-18 | 3.28 | 0 | 0 | 0 | 0 | 0 | 0 | 0 | 0 | 0 | 0 | 0 | 0 | 0 | 0 | 0 | 0
1825 | 1825 | 2019-03-18 01:00 | 2.5 | 0 | 0 | 0 | 0 | 0 | 0 | 0 | 0 | 0 | 0 | 0 | 0 | 0 | 0 | 0 | 0
1826 | 1826 | 2019-03-18 02:00 | 1.73 | 0 | 0 | 0 | 0 | 0 | 0 | 0 | 0 | 0 | 0 | 0 | 0 | 0 | 0 | 0 | 0
1827 | 1827 | 2019-03-18 03:00 | 0.95 | 0 | 0 | 0 | 0 | 0 | 0 | 0 | 0 | 0 | 0 | 0 | 0 | 0 | 0 | 0 | 0
1828 | 1828 | 2019-03-18 04:00 | 0.8 | 0 | 0 | 0 | 0 | 0 | 0 | 0 | 0 | 0 | 0 | 0 | 0 | 0 | 0 | 0 | 0
1829 | 1829 | 2019-03-18 05:00 | 0.64 | 0 | 0 | 0 | 0 | 0 | 0 | 0 | 0 | 0 | 0 | 0 | 0 | 0 | 0 | 0 | 0
1830 | 1830 | 2019-03-18 06:00 | 0.48 | 0.15 | 10 | 15 | 102.3891 | 0.33 | 23 | 14.3478 | 97.9374 | 0.27 | 19 | 14.2105 | 97.0002 | 0.23 | 16 | 14.375 | 98.1229
1831 | 1831 | 2019-03-18 07:00 | 2.21 | 1.67 | 112 | 14.9107 | 101.7796 | 1.88 | 126 | 14.9206 | 101.8473 | 1.66 | 111 | 14.955 | 102.0816 | 0.91 | 62 | 14.6774 | 100.1872
1832 | 1832 | 2019-03-18 08:00 | 3.95 | 3.99 | 267 | 14.9438 | 102.0056 | 4.09 | 274 | 14.927 | 101.8908 | 3.8 | 255 | 14.902 | 101.7199 | 1.58 | 109 | 14.4954 | 98.9448
1833 | 1833 | 2019-03-18 09:00 | 5.68 | 6.17 | 421 | 14.6556 | 100.0381 | 6.21 | 423 | 14.6809 | 100.2106 | 6.01 | 411 | 14.6229 | 99.8148 | 2.74 | 193 | 14.1969 | 96.9071
1834 | 1834 | 2019-03-18 10:00 | 7.13 | 7.76 | 540 | 14.3704 | 98.0913 | 7.77 | 540 | 14.3889 | 98.2177 | 7.77 | 540 | 14.3889 | 98.2177 | 6.99 | 489 | 14.2945 | 97.5732
1835 | 1835 | 2019-03-18 11:00 | 8.57 | 8.68 | 614 | 14.1368 | 96.497 | 8.68 | 615 | 14.1138 | 96.3401 | 8.95 | 633 | 14.139 | 96.5121 | 8.87 | 628 | 14.1242 | 96.4109
1836 | 1836 | 2019-03-18 12:00 | 10.02 | 7.07 | 497 | 14.2254 | 97.1014 | 7.07 | 497 | 14.2254 | 97.1014 | 7.33 | 515 | 14.233 | 97.1536 | 7.32 | 514 | 14.2412 | 97.2099
1837 | 1837 | 2019-03-18 13:00 | 10.2 | 8 | 566 | 14.1343 | 96.4797 | 8.01 | 567 | 14.127 | 96.4299 | 8.11 | 574 | 14.1289 | 96.4431 | 7.77 | 551 | 14.1016 | 96.2569
1838 | 1838 | 2019-03-18 14:00 | 10.39 | 6.32 | 441 | 14.3311 | 97.823 | 6.34 | 442 | 14.3439 | 97.9105 | 6.2 | 433 | 14.3187 | 97.7386 | 4.12 | 293 | 14.0614 | 95.9825
1839 | 1839 | 2019-03-18 15:00 | 10.58 | 4.24 | 293 | 14.471 | 98.7781 | 4.31 | 297 | 14.5118 | 99.0565 | 4.07 | 282 | 14.4326 | 98.5162 | 1.6 | 115 | 13.913 | 94.9696
1840 | 1840 | 2019-03-18 16:00 | 8.75 | 2.08 | 143 | 14.5455 | 99.2864 | 2.23 | 153 | 14.5752 | 99.4892 | 2.06 | 141 | 14.6099 | 99.7265 | 1.26 | 88 | 14.3182 | 97.735
1841 | 1841 | 2019-03-18 17:00 | 6.92 | 0.27 | 19 | 14.2105 | 97.0002 | 0.41 | 29 | 14.1379 | 96.5046 | 0.29 | 21 | 13.8095 | 94.263 | 0.25 | 18 | 13.8889 | 94.8047
1842 | 1842 | 2019-03-18 18:00 | 5.08 | 0 | 0 | 0 | 0 | 0 | 0 | 0 | 0 | 0 | 0 | 0 | 0 | 0 | 0 | 0 | 0
1843 | 1843 | 2019-03-18 19:00 | 4.01 | 0 | 0 | 0 | 0 | 0 | 0 | 0 | 0 | 0 | 0 | 0 | 0 | 0 | 0 | 0 | 0
1844 | 1844 | 2019-03-18 20:00 | 2.94 | 0 | 0 | 0 | 0 | 0 | 0 | 0 | 0 | 0 | 0 | 0 | 0 | 0 | 0 | 0 | 0
1845 | 1845 | 2019-03-18 21:00 | 1.86 | 0 | 0 | 0 | 0 | 0 | 0 | 0 | 0 | 0 | 0 | 0 | 0 | 0 | 0 | 0 | 0
1846 | 1846 | 2019-03-18 22:00 | 1.4 | 0 | 0 | 0 | 0 | 0 | 0 | 0 | 0 | 0 | 0 | 0 | 0 | 0 | 0 | 0 | 0
1847 | 1847 | 2019-03-18 23:00 | 0.93 | 0 | 0 | 0 | 0 | 0 | 0 | 0 | 0 | 0 | 0 | 0 | 0 | 0 | 0 | 0 | 0
1848 | 1848 | 2019-03-19 | 0.47 | 0 | 0 | 0 | 0 | 0 | 0 | 0 | 0 | 0 | 0 | 0 | 0 | 0 | 0 | 0 | 0
1849 | 1849 | 2019-03-19 01:00 | 0.26 | 0 | 0 | 0 | 0 | 0 | 0 | 0 | 0 | 0 | 0 | 0 | 0 | 0 | 0 | 0 | 0
1850 | 1850 | 2019-03-19 02:00 | 0.06 | 0 | 0 | 0 | 0 | 0 | 0 | 0 | 0 | 0 | 0 | 0 | 0 | 0 | 0 | 0 | 0
1851 | 1851 | 2019-03-19 03:00 | -0.15 | 0 | 0 | 0 | 0 | 0 | 0 | 0 | 0 | 0 | 0 | 0 | 0 | 0 | 0 | 0 | 0
1852 | 1852 | 2019-03-19 04:00 | -0.5 | 0 | 0 | 0 | 0 | 0 | 0 | 0 | 0 | 0 | 0 | 0 | 0 | 0 | 0 | 0 | 0
1853 | 1853 | 2019-03-19 05:00 | -0.85 | 0 | 0 | 0 | 0 | 0 | 0 | 0 | 0 | 0 | 0 | 0 | 0 | 0 | 0 | 0 | 0
1854 | 1854 | 2019-03-19 06:00 | -1.2 | 0.15 | 10 | 15 | 102.3891 | 0.33 | 22 | 15 | 102.3891 | 0.23 | 15 | 15.3333 | 104.6644 | 0.22 | 15 | 14.6667 | 100.1138
1855 | 1855 | 2019-03-19 07:00 | 1.44 | 1.03 | 70 | 14.7143 | 100.4388 | 1.16 | 78 | 14.8718 | 101.514 | 1.09 | 74 | 14.7297 | 100.5442 | 1.03 | 70 | 14.7143 | 100.4388
1856 | 1856 | 2019-03-19 08:00 | 4.09 | 1.78 | 121 | 14.7107 | 100.4146 | 1.83 | 124 | 14.7581 | 100.7376 | 1.87 | 127 | 14.7244 | 100.5079 | 1.79 | 121 | 14.7934 | 100.9788
1857 | 1857 | 2019-03-19 09:00 | 6.74 | 1.17 | 81 | 14.4444 | 98.5969 | 1.18 | 81 | 14.5679 | 99.4396 | 1.23 | 85 | 14.4706 | 98.7753 | 1.23 | 85 | 14.4706 | 98.7753
1858 | 1858 | 2019-03-19 10:00 | 8.05 | 1.15 | 80 | 14.375 | 98.1229 | 1.16 | 80 | 14.5 | 98.9761 | 1.2 | 83 | 14.4578 | 98.6883 | 1.2 | 83 | 14.4578 | 98.6883
1859 | 1859 | 2019-03-19 11:00 | 9.36 | 1.21 | 84 | 14.4048 | 98.326 | 1.21 | 84 | 14.4048 | 98.326 | 1.26 | 88 | 14.3182 | 97.735 | 1.26 | 88 | 14.3182 | 97.735
1860 | 1860 | 2019-03-19 12:00 | 10.68 | 1.05 | 74 | 14.1892 | 96.8545 | 1.05 | 74 | 14.1892 | 96.8545 | 1.09 | 77 | 14.1558 | 96.6269 | 1.09 | 77 | 14.1558 | 96.6269
1861 | 1861 | 2019-03-19 13:00 | 10.52 | 0.87 | 61 | 14.2623 | 97.3536 | 0.87 | 61 | 14.2623 | 97.3536 | 0.91 | 64 | 14.2188 | 97.0563 | 0.91 | 64 | 14.2188 | 97.0563
1862 | 1862 | 2019-03-19 14:00 | 10.36 | 0.83 | 59 | 14.0678 | 96.0259 | 0.84 | 59 | 14.2373 | 97.1829 | 0.87 | 61 | 14.2623 | 97.3536 | 0.87 | 61 | 14.2623 | 97.3536
1863 | 1863 | 2019-03-19 15:00 | 10.2 | 0.77 | 54 | 14.2593 | 97.3328 | 0.78 | 55 | 14.1818 | 96.8042 | 0.81 | 57 | 14.2105 | 97.0002 | 0.81 | 57 | 14.2105 | 97.0002
1864 | 1864 | 2019-03-19 16:00 | 9.09 | 0.8 | 56 | 14.2857 | 97.5134 | 0.85 | 60 | 14.1667 | 96.7008 | 0.85 | 59 | 14.4068 | 98.3398 | 0.84 | 59 | 14.2373 | 97.1829
1865 | 1865 | 2019-03-19 17:00 | 7.98 | 0.11 | 7 | 15.7143 | 107.2647 | 0.16 | 11 | 14.5455 | 99.2864 | 0.11 | 8 | 13.75 | 93.8567 | 0.11 | 8 | 13.75 | 93.8567
1866 | 1866 | 2019-03-19 18:00 | 6.86 | 0 | 0 | 0 | 0 | 0 | 0 | 0 | 0 | 0 | 0 | 0 | 0 | 0 | 0 | 0 | 0
1867 | 1867 | 2019-03-19 19:00 | 5.97 | 0 | 0 | 0 | 0 | 0 | 0 | 0 | 0 | 0 | 0 | 0 | 0 | 0 | 0 | 0 | 0
1868 | 1868 | 2019-03-19 20:00 | 5.08 | 0 | 0 | 0 | 0 | 0 | 0 | 0 | 0 | 0 | 0 | 0 | 0 | 0 | 0 | 0 | 0
1869 | 1869 | 2019-03-19 21:00 | 4.18 | 0 | 0 | 0 | 0 | 0 | 0 | 0 | 0 | 0 | 0 | 0 | 0 | 0 | 0 | 0 | 0
1870 | 1870 | 2019-03-19 22:00 | 4.04 | 0 | 0 | 0 | 0 | 0 | 0 | 0 | 0 | 0 | 0 | 0 | 0 | 0 | 0 | 0 | 0
1871 | 1871 | 2019-03-19 23:00 | 3.91 | 0 | 0 | 0 | 0 | 0 | 0 | 0 | 0 | 0 | 0 | 0 | 0 | 0 | 0 | 0 | 0
1872 | 1872 | 2019-03-20 | 3.77 | 0 | 0 | 0 | 0 | 0 | 0 | 0 | 0 | 0 | 0 | 0 | 0 | 0 | 0 | 0 | 0
1873 | 1873 | 2019-03-20 01:00 | 3.42 | 0 | 0 | 0 | 0 | 0 | 0 | 0 | 0 | 0 | 0 | 0 | 0 | 0 | 0 | 0 | 0
1874 | 1874 | 2019-03-20 02:00 | 3.08 | 0 | 0 | 0 | 0 | 0 | 0 | 0 | 0 | 0 | 0 | 0 | 0 | 0 | 0 | 0 | 0
1875 | 1875 | 2019-03-20 03:00 | 2.73 | 0 | 0 | 0 | 0 | 0 | 0 | 0 | 0 | 0 | 0 | 0 | 0 | 0 | 0 | 0 | 0
1876 | 1876 | 2019-03-20 04:00 | 3.01 | 0 | 0 | 0 | 0 | 0 | 0 | 0 | 0 | 0 | 0 | 0 | 0 | 0 | 0 | 0 | 0
1877 | 1877 | 2019-03-20 05:00 | 3.28 | 0 | 0 | 0 | 0 | 0 | 0 | 0 | 0 | 0 | 0 | 0 | 0 | 0 | 0 | 0 | 0
1878 | 1878 | 2019-03-20 06:00 | 3.55 | 0.13 | 9 | 14.4444 | 98.5969 | 0.29 | 20 | 14.5 | 98.9761 | 0.18 | 13 | 13.8462 | 94.513 | 0.17 | 12 | 14.1667 | 96.7008
1879 | 1879 | 2019-03-20 07:00 | 4.02 | 0.89 | 61 | 14.5902 | 99.5916 | 1 | 68 | 14.7059 | 100.3814 | 0.94 | 64 | 14.6875 | 100.256 | 0.92 | 63 | 14.6032 | 99.6804
1880 | 1880 | 2019-03-20 08:00 | 4.5 | 1.16 | 79 | 14.6835 | 100.229 | 1.19 | 81 | 14.6914 | 100.2823 | 1.22 | 83 | 14.6988 | 100.3331 | 1.22 | 83 | 14.6988 | 100.3331
1881 | 1881 | 2019-03-20 09:00 | 4.97 | 1.12 | 76 | 14.7368 | 100.5928 | 1.12 | 77 | 14.5455 | 99.2864 | 1.17 | 80 | 14.625 | 99.8294 | 1.17 | 80 | 14.625 | 99.8294
1882 | 1882 | 2019-03-20 10:00 | 5.83 | 1.09 | 75 | 14.5333 | 99.2036 | 1.09 | 75 | 14.5333 | 99.2036 | 1.13 | 78 | 14.4872 | 98.8886 | 1.13 | 78 | 14.4872 | 98.8886
1883 | 1883 | 2019-03-20 11:00 | 6.68 | 1.3 | 90 | 14.4444 | 98.5969 | 1.3 | 90 | 14.4444 | 98.5969 | 1.35 | 93 | 14.5161 | 99.0862 | 1.35 | 93 | 14.5161 | 99.0862
1884 | 1884 | 2019-03-20 12:00 | 7.54 | 1.26 | 87 | 14.4828 | 98.8584 | 1.26 | 87 | 14.4828 | 98.8584 | 1.31 | 90 | 14.5556 | 99.3553 | 1.31 | 90 | 14.5556 | 99.3553
1885 | 1885 | 2019-03-20 13:00 | 7.61 | 3.01 | 206 | 14.6117 | 99.7382 | 3.01 | 206 | 14.6117 | 99.7382 | 3.13 | 214 | 14.6262 | 99.8373 | 3.12 | 213 | 14.6479 | 99.9856
1886 | 1886 | 2019-03-20 14:00 | 7.69 | 2.34 | 160 | 14.625 | 99.8294 | 2.35 | 161 | 14.5963 | 99.6333 | 2.43 | 167 | 14.5509 | 99.3235 | 2.38 | 163 | 14.6012 | 99.6671
1887 | 1887 | 2019-03-20 15:00 | 7.76 | 2.17 | 148 | 14.6622 | 100.083 | 2.2 | 151 | 14.5695 | 99.4508 | 2.25 | 154 | 14.6104 | 99.7296 | 2.09 | 143 | 14.6154 | 99.7637
1888 | 1888 | 2019-03-20 16:00 | 7.31 | 1.19 | 82 | 14.5122 | 99.0594 | 1.27 | 88 | 14.4318 | 98.5107 | 1.25 | 86 | 14.5349 | 99.2142 | 1.19 | 82 | 14.5122 | 99.0594
1889 | 1889 | 2019-03-20 17:00 | 6.86 | 0.23 | 16 | 14.375 | 98.1229 | 0.35 | 24 | 14.5833 | 99.5449 | 0.25 | 17 | 14.7059 | 100.3814 | 0.24 | 17 | 14.1176 | 96.3662
1890 | 1890 | 2019-03-20 18:00 | 6.41 | 0 | 0 | 0 | 0 | 0 | 0 | 0 | 0 | 0 | 0 | 0 | 0 | 0 | 0 | 0 | 0
1891 | 1891 | 2019-03-20 19:00 | 5.65 | 0 | 0 | 0 | 0 | 0 | 0 | 0 | 0 | 0 | 0 | 0 | 0 | 0 | 0 | 0 | 0
1892 | 1892 | 2019-03-20 20:00 | 4.89 | 0 | 0 | 0 | 0 | 0 | 0 | 0 | 0 | 0 | 0 | 0 | 0 | 0 | 0 | 0 | 0
1893 | 1893 | 2019-03-20 21:00 | 4.13 | 0 | 0 | 0 | 0 | 0 | 0 | 0 | 0 | 0 | 0 | 0 | 0 | 0 | 0 | 0 | 0
1894 | 1894 | 2019-03-20 22:00 | 3.95 | 0 | 0 | 0 | 0 | 0 | 0 | 0 | 0 | 0 | 0 | 0 | 0 | 0 | 0 | 0 | 0
1895 | 1895 | 2019-03-20 23:00 | 3.76 | 0 | 0 | 0 | 0 | 0 | 0 | 0 | 0 | 0 | 0 | 0 | 0 | 0 | 0 | 0 | 0
1896 | 1896 | 2019-03-21 | 3.58 | 0 | 0 | 0 | 0 | 0 | 0 | 0 | 0 | 0 | 0 | 0 | 0 | 0 | 0 | 0 | 0
1897 | 1897 | 2019-03-21 01:00 | 3.31 | 0 | 0 | 0 | 0 | 0 | 0 | 0 | 0 | 0 | 0 | 0 | 0 | 0 | 0 | 0 | 0
1898 | 1898 | 2019-03-21 02:00 | 3.04 | 0 | 0 | 0 | 0 | 0 | 0 | 0 | 0 | 0 | 0 | 0 | 0 | 0 | 0 | 0 | 0
1899 | 1899 | 2019-03-21 03:00 | 2.76 | 0 | 0 | 0 | 0 | 0 | 0 | 0 | 0 | 0 | 0 | 0 | 0 | 0 | 0 | 0 | 0
1900 | 1900 | 2019-03-21 04:00 | 2.79 | 0 | 0 | 0 | 0 | 0 | 0 | 0 | 0 | 0 | 0 | 0 | 0 | 0 | 0 | 0 | 0
1901 | 1901 | 2019-03-21 05:00 | 2.81 | 0 | 0 | 0 | 0 | 0 | 0 | 0 | 0 | 0 | 0 | 0 | 0 | 0 | 0 | 0 | 0
1902 | 1902 | 2019-03-21 06:00 | 2.84 | 0.23 | 16 | 14.375 | 98.1229 | 0.5 | 34 | 14.7059 | 100.3814 | 0.29 | 20 | 14.5 | 98.9761 | 0.28 | 19 | 14.7368 | 100.5928
1903 | 1903 | 2019-03-21 07:00 | 3.73 | 1.39 | 94 | 14.7872 | 100.9368 | 1.56 | 105 | 14.8571 | 101.4139 | 1.43 | 97 | 14.7423 | 100.6298 | 1.15 | 79 | 14.557 | 99.3649
1904 | 1904 | 2019-03-21 08:00 | 4.63 | 2.65 | 179 | 14.8045 | 101.0544 | 2.71 | 183 | 14.8087 | 101.0836 | 2.75 | 186 | 14.7849 | 100.9211 | 2.49 | 168 | 14.8214 | 101.1702
1905 | 1905 | 2019-03-21 09:00 | 5.52 | 1.21 | 83 | 14.5783 | 99.5107 | 1.21 | 83 | 14.5783 | 99.5107 | 1.26 | 86 | 14.6512 | 100.0079 | 1.25 | 86 | 14.5349 | 99.2142
1906 | 1906 | 2019-03-21 10:00 | 6.49 | 5.07 | 346 | 14.6532 | 100.0217 | 5.07 | 347 | 14.611 | 99.7335 | 5.23 | 357 | 14.6499 | 99.999 | 5.12 | 350 | 14.6286 | 99.8537
1907 | 1907 | 2019-03-21 11:00 | 7.45 | 4.92 | 338 | 14.5562 | 99.3598 | 4.92 | 338 | 14.5562 | 99.3598 | 5.11 | 350 | 14.6 | 99.6587 | 5.1 | 350 | 14.5714 | 99.4637
1908 | 1908 | 2019-03-21 12:00 | 8.42 | 1.95 | 134 | 14.5522 | 99.3327 | 1.95 | 134 | 14.5522 | 99.3327 | 2.02 | 139 | 14.5324 | 99.1971 | 2.02 | 139 | 14.5324 | 99.1971
1909 | 1909 | 2019-03-21 13:00 | 8.02 | 3.5 | 240 | 14.5833 | 99.5449 | 3.51 | 240 | 14.625 | 99.8294 | 3.64 | 249 | 14.6185 | 99.7848 | 3.63 | 248 | 14.6371 | 99.9119
1910 | 1910 | 2019-03-21 14:00 | 7.63 | 1.09 | 76 | 14.3421 | 97.8983 | 1.1 | 76 | 14.4737 | 98.7965 | 1.14 | 79 | 14.4304 | 98.5009 | 1.14 | 79 | 14.4304 | 98.5009
1911 | 1911 | 2019-03-21 15:00 | 7.24 | 1.83 | 125 | 14.64 | 99.9317 | 1.85 | 127 | 14.5669 | 99.433 | 1.92 | 131 | 14.6565 | 100.0443 | 1.92 | 131 | 14.6565 | 100.0443
1912 | 1912 | 2019-03-21 16:00 | 7.04 | 0.92 | 64 | 14.375 | 98.1229 | 0.99 | 68 | 14.5588 | 99.3776 | 0.98 | 68 | 14.4118 | 98.3738 | 0.98 | 68 | 14.4118 | 98.3738
1913 | 1913 | 2019-03-21 17:00 | 6.84 | 0.38 | 27 | 14.0741 | 96.0688 | 0.57 | 40 | 14.25 | 97.2696 | 0.41 | 29 | 14.1379 | 96.5046 | 0.39 | 27 | 14.4444 | 98.5969
1914 | 1914 | 2019-03-21 18:00 | 6.64 | 0 | 0 | 0 | 0 | 0 | 0 | 0 | 0 | 0 | 0 | 0 | 0 | 0 | 0 | 0 | 0
1915 | 1915 | 2019-03-21 19:00 | 6.3 | 0 | 0 | 0 | 0 | 0 | 0 | 0 | 0 | 0 | 0 | 0 | 0 | 0 | 0 | 0 | 0
1916 | 1916 | 2019-03-21 20:00 | 5.96 | 0 | 0 | 0 | 0 | 0 | 0 | 0 | 0 | 0 | 0 | 0 | 0 | 0 | 0 | 0 | 0
1917 | 1917 | 2019-03-21 21:00 | 5.62 | 0 | 0 | 0 | 0 | 0 | 0 | 0 | 0 | 0 | 0 | 0 | 0 | 0 | 0 | 0 | 0
1918 | 1918 | 2019-03-21 22:00 | 5.85 | 0 | 0 | 0 | 0 | 0 | 0 | 0 | 0 | 0 | 0 | 0 | 0 | 0 | 0 | 0 | 0
1919 | 1919 | 2019-03-21 23:00 | 6.09 | 0 | 0 | 0 | 0 | 0 | 0 | 0 | 0 | 0 | 0 | 0 | 0 | 0 | 0 | 0 | 0
1920 | 1920 | 2019-03-22 | 6.32 | 0 | 0 | 0 | 0 | 0 | 0 | 0 | 0 | 0 | 0 | 0 | 0 | 0 | 0 | 0 | 0
1921 | 1921 | 2019-03-22 01:00 | 5.91 | 0 | 0 | 0 | 0 | 0 | 0 | 0 | 0 | 0 | 0 | 0 | 0 | 0 | 0 | 0 | 0
1922 | 1922 | 2019-03-22 02:00 | 5.51 | 0 | 0 | 0 | 0 | 0 | 0 | 0 | 0 | 0 | 0 | 0 | 0 | 0 | 0 | 0 | 0
1923 | 1923 | 2019-03-22 03:00 | 5.1 | 0 | 0 | 0 | 0 | 0 | 0 | 0 | 0 | 0 | 0 | 0 | 0 | 0 | 0 | 0 | 0
1924 | 1924 | 2019-03-22 04:00 | 5.25 | 0 | 0 | 0 | 0 | 0 | 0 | 0 | 0 | 0 | 0 | 0 | 0 | 0 | 0 | 0 | 0
1925 | 1925 | 2019-03-22 05:00 | 5.39 | 0 | 0 | 0 | 0 | 0 | 0 | 0 | 0 | 0 | 0 | 0 | 0 | 0 | 0 | 0 | 0
1926 | 1926 | 2019-03-22 06:00 | 5.53 | 0.33 | 23 | 14.3478 | 97.9374 | 0.7 | 48 | 14.5833 | 99.5449 | 0.39 | 27 | 14.4444 | 98.5969 | 0.38 | 26 | 14.6154 | 99.7637
1927 | 1927 | 2019-03-22 07:00 | 5.83 | 1.48 | 101 | 14.6535 | 100.0237 | 1.66 | 113 | 14.6903 | 100.2748 | 1.57 | 107 | 14.6729 | 100.1563 | 1.48 | 101 | 14.6535 | 100.0237
1928 | 1928 | 2019-03-22 08:00 | 6.13 | 3.09 | 209 | 14.7847 | 100.9194 | 3.16 | 214 | 14.7664 | 100.7942 | 3.1 | 210 | 14.7619 | 100.7639 | 2.19 | 150 | 14.6 | 99.6587
1929 | 1929 | 2019-03-22 09:00 | 6.43 | 2.14 | 145 | 14.7586 | 100.7414 | 2.15 | 146 | 14.726 | 100.519 | 2.23 | 152 | 14.6711 | 100.1437 | 2.22 | 151 | 14.702 | 100.3549
1930 | 1930 | 2019-03-22 10:00 | 7.18 | 3.99 | 272 | 14.6691 | 100.1305 | 3.99 | 272 | 14.6691 | 100.1305 | 4.12 | 281 | 14.6619 | 100.0814 | 4.06 | 277 | 14.657 | 100.0481
1931 | 1931 | 2019-03-22 11:00 | 7.93 | 2.85 | 194 | 14.6907 | 100.278 | 2.85 | 195 | 14.6154 | 99.7637 | 2.96 | 202 | 14.6535 | 100.0237 | 2.96 | 202 | 14.6535 | 100.0237
1932 | 1932 | 2019-03-22 12:00 | 8.68 | 1.87 | 129 | 14.4961 | 98.9497 | 1.87 | 129 | 14.4961 | 98.9497 | 1.94 | 133 | 14.5865 | 99.5663 | 1.94 | 133 | 14.5865 | 99.5663
1933 | 1933 | 2019-03-22 13:00 | 8.76 | 1.44 | 99 | 14.5455 | 99.2864 | 1.44 | 99 | 14.5455 | 99.2864 | 1.5 | 103 | 14.5631 | 99.4069 | 1.5 | 103 | 14.5631 | 99.4069
1934 | 1934 | 2019-03-22 14:00 | 8.85 | 1.07 | 75 | 14.2667 | 97.3834 | 1.08 | 75 | 14.4 | 98.2935 | 1.12 | 78 | 14.359 | 98.0135 | 1.12 | 78 | 14.359 | 98.0135
1935 | 1935 | 2019-03-22 15:00 | 8.93 | 1.1 | 76 | 14.4737 | 98.7965 | 1.12 | 77 | 14.5455 | 99.2864 | 1.16 | 80 | 14.5 | 98.9761 | 1.16 | 80 | 14.5 | 98.9761
1936 | 1936 | 2019-03-22 16:00 | 8.28 | 1.26 | 87 | 14.4828 | 98.8584 | 1.34 | 93 | 14.4086 | 98.3522 | 1.32 | 91 | 14.5055 | 99.0136 | 1.26 | 87 | 14.4828 | 98.8584
1937 | 1937 | 2019-03-22 17:00 | 7.63 | 0.3 | 21 | 14.2857 | 97.5134 | 0.44 | 31 | 14.1935 | 96.8843 | 0.31 | 22 | 14.0909 | 96.1837 | 0.3 | 21 | 14.2857 | 97.5134
1938 | 1938 | 2019-03-22 18:00 | 6.97 | 0 | 0 | 0 | 0 | 0 | 0 | 0 | 0 | 0 | 0 | 0 | 0 | 0 | 0 | 0 | 0
1939 | 1939 | 2019-03-22 19:00 | 6.24 | 0 | 0 | 0 | 0 | 0 | 0 | 0 | 0 | 0 | 0 | 0 | 0 | 0 | 0 | 0 | 0
1940 | 1940 | 2019-03-22 20:00 | 5.51 | 0 | 0 | 0 | 0 | 0 | 0 | 0 | 0 | 0 | 0 | 0 | 0 | 0 | 0 | 0 | 0
1941 | 1941 | 2019-03-22 21:00 | 4.78 | 0 | 0 | 0 | 0 | 0 | 0 | 0 | 0 | 0 | 0 | 0 | 0 | 0 | 0 | 0 | 0
1942 | 1942 | 2019-03-22 22:00 | 4.73 | 0 | 0 | 0 | 0 | 0 | 0 | 0 | 0 | 0 | 0 | 0 | 0 | 0 | 0 | 0 | 0
1943 | 1943 | 2019-03-22 23:00 | 4.68 | 0 | 0 | 0 | 0 | 0 | 0 | 0 | 0 | 0 | 0 | 0 | 0 | 0 | 0 | 0 | 0
1944 | 1944 | 2019-03-23 | 4.63 | 0 | 0 | 0 | 0 | 0 | 0 | 0 | 0 | 0 | 0 | 0 | 0 | 0 | 0 | 0 | 0
1945 | 1945 | 2019-03-23 01:00 | 4.65 | 0 | 0 | 0 | 0 | 0 | 0 | 0 | 0 | 0 | 0 | 0 | 0 | 0 | 0 | 0 | 0
1946 | 1946 | 2019-03-23 02:00 | 4.68 | 0 | 0 | 0 | 0 | 0 | 0 | 0 | 0 | 0 | 0 | 0 | 0 | 0 | 0 | 0 | 0
1947 | 1947 | 2019-03-23 03:00 | 4.7 | 0 | 0 | 0 | 0 | 0 | 0 | 0 | 0 | 0 | 0 | 0 | 0 | 0 | 0 | 0 | 0
1948 | 1948 | 2019-03-23 04:00 | 4.56 | 0 | 0 | 0 | 0 | 0 | 0 | 0 | 0 | 0 | 0 | 0 | 0 | 0 | 0 | 0 | 0
1949 | 1949 | 2019-03-23 05:00 | 4.41 | 0 | 0 | 0 | 0 | 0 | 0 | 0 | 0 | 0 | 0 | 0 | 0 | 0 | 0 | 0 | 0
1950 | 1950 | 2019-03-23 06:00 | 4.26 | 0.34 | 24 | 14.1667 | 96.7008 | 0.71 | 48 | 14.7917 | 100.967 | 0.39 | 27 | 14.4444 | 98.5969 | 0.34 | 23 | 14.7826 | 100.9052
1951 | 1951 | 2019-03-23 07:00 | 5.05 | 2.12 | 143 | 14.8252 | 101.1957 | 2.36 | 159 | 14.8428 | 101.3158 | 2.1 | 142 | 14.7887 | 100.947 | 1.22 | 84 | 14.5238 | 99.1386
1952 | 1952 | 2019-03-23 08:00 | 5.85 | 3.93 | 266 | 14.7744 | 100.8494 | 4.02 | 271 | 14.8339 | 101.2556 | 3.84 | 260 | 14.7692 | 100.8139 | 2.15 | 149 | 14.4295 | 98.4951
1953 | 1953 | 2019-03-23 09:00 | 6.64 | 6.62 | 453 | 14.6137 | 99.7521 | 6.66 | 455 | 14.6374 | 99.9137 | 6.46 | 442 | 14.6154 | 99.7637 | 3.25 | 229 | 14.1921 | 96.8747
1954 | 1954 | 2019-03-23 10:00 | 7.61 | 6.66 | 459 | 14.5098 | 99.043 | 6.67 | 460 | 14.5 | 98.9761 | 6.85 | 472 | 14.5127 | 99.0629 | 6.67 | 460 | 14.5 | 98.9761
1955 | 1955 | 2019-03-23 11:00 | 8.58 | 4.58 | 314 | 14.586 | 99.5631 | 4.58 | 315 | 14.5397 | 99.247 | 4.75 | 326 | 14.5706 | 99.4577 | 4.75 | 325 | 14.6154 | 99.7637
1956 | 1956 | 2019-03-23 12:00 | 9.56 | 2.81 | 193 | 14.5596 | 99.3828 | 2.81 | 193 | 14.5596 | 99.3828 | 2.91 | 200 | 14.55 | 99.3174 | 2.91 | 200 | 14.55 | 99.3174
1957 | 1957 | 2019-03-23 13:00 | 9.58 | 4.25 | 293 | 14.5051 | 99.0111 | 4.26 | 293 | 14.5392 | 99.244 | 4.42 | 304 | 14.5395 | 99.2456 | 4.41 | 303 | 14.5545 | 99.3478
1958 | 1958 | 2019-03-23 14:00 | 9.61 | 2.45 | 169 | 14.497 | 98.9559 | 2.46 | 169 | 14.5562 | 99.3598 | 2.54 | 175 | 14.5143 | 99.0736 | 2.46 | 169 | 14.5562 | 99.3598
1959 | 1959 | 2019-03-23 15:00 | 9.63 | 2.79 | 192 | 14.5312 | 99.1894 | 2.83 | 195 | 14.5128 | 99.0636 | 2.89 | 199 | 14.5226 | 99.1305 | 2.64 | 182 | 14.5055 | 99.0136
1960 | 1960 | 2019-03-23 16:00 | 9 | 1.07 | 75 | 14.2667 | 97.3834 | 1.15 | 80 | 14.375 | 98.1229 | 1.14 | 79 | 14.4304 | 98.5009 | 1.14 | 79 | 14.4304 | 98.5009
1961 | 1961 | 2019-03-23 17:00 | 8.36 | 0.33 | 23 | 14.3478 | 97.9374 | 0.49 | 35 | 14 | 95.5631 | 0.35 | 25 | 14 | 95.5631 | 0.3 | 21 | 14.2857 | 97.5134
1962 | 1962 | 2019-03-23 18:00 | 7.72 | 0 | 0 | 0 | 0 | 0 | 0 | 0 | 0 | 0 | 0 | 0 | 0 | 0 | 0 | 0 | 0
1963 | 1963 | 2019-03-23 19:00 | 7.03 | 0 | 0 | 0 | 0 | 0 | 0 | 0 | 0 | 0 | 0 | 0 | 0 | 0 | 0 | 0 | 0
1964 | 1964 | 2019-03-23 20:00 | 6.33 | 0 | 0 | 0 | 0 | 0 | 0 | 0 | 0 | 0 | 0 | 0 | 0 | 0 | 0 | 0 | 0
1965 | 1965 | 2019-03-23 21:00 | 5.63 | 0 | 0 | 0 | 0 | 0 | 0 | 0 | 0 | 0 | 0 | 0 | 0 | 0 | 0 | 0 | 0
1966 | 1966 | 2019-03-23 22:00 | 5.73 | 0 | 0 | 0 | 0 | 0 | 0 | 0 | 0 | 0 | 0 | 0 | 0 | 0 | 0 | 0 | 0
1967 | 1967 | 2019-03-23 23:00 | 5.84 | 0 | 0 | 0 | 0 | 0 | 0 | 0 | 0 | 0 | 0 | 0 | 0 | 0 | 0 | 0 | 0
1968 | 1968 | 2019-03-24 | 5.94 | 0 | 0 | 0 | 0 | 0 | 0 | 0 | 0 | 0 | 0 | 0 | 0 | 0 | 0 | 0 | 0
1969 | 1969 | 2019-03-24 01:00 | 6.1 | 0 | 0 | 0 | 0 | 0 | 0 | 0 | 0 | 0 | 0 | 0 | 0 | 0 | 0 | 0 | 0
1970 | 1970 | 2019-03-24 02:00 | 6.27 | 0 | 0 | 0 | 0 | 0 | 0 | 0 | 0 | 0 | 0 | 0 | 0 | 0 | 0 | 0 | 0
1971 | 1971 | 2019-03-24 03:00 | 6.43 | 0 | 0 | 0 | 0 | 0 | 0 | 0 | 0 | 0 | 0 | 0 | 0 | 0 | 0 | 0 | 0
1972 | 1972 | 2019-03-24 04:00 | 6.43 | 0 | 0 | 0 | 0 | 0 | 0 | 0 | 0 | 0 | 0 | 0 | 0 | 0 | 0 | 0 | 0
1973 | 1973 | 2019-03-24 05:00 | 6.42 | 0 | 0 | 0 | 0 | 0 | 0 | 0 | 0 | 0 | 0 | 0 | 0 | 0 | 0 | 0 | 0
1974 | 1974 | 2019-03-24 06:00 | 6.41 | 0.33 | 23 | 14.3478 | 97.9374 | 0.67 | 47 | 14.2553 | 97.3059 | 0.36 | 25 | 14.4 | 98.2935 | 0.35 | 25 | 14 | 95.5631
1975 | 1975 | 2019-03-24 07:00 | 6.65 | 1.43 | 98 | 14.5918 | 99.603 | 1.59 | 109 | 14.5872 | 99.571 | 1.49 | 102 | 14.6078 | 99.7122 | 1.31 | 90 | 14.5556 | 99.3553
1976 | 1976 | 2019-03-24 08:00 | 6.9 | 2.29 | 156 | 14.6795 | 100.2013 | 2.34 | 159 | 14.717 | 100.4572 | 2.36 | 160 | 14.75 | 100.6826 | 2.03 | 138 | 14.7101 | 100.4105
1977 | 1977 | 2019-03-24 09:00 | 7.15 | 3.05 | 207 | 14.7343 | 100.5754 | 3.06 | 208 | 14.7115 | 100.4201 | 3.19 | 216 | 14.7685 | 100.809 | 3.18 | 216 | 14.7222 | 100.493
1978 | 1978 | 2019-03-24 10:00 | 7.66 | 1.41 | 97 | 14.5361 | 99.2224 | 1.41 | 97 | 14.5361 | 99.2224 | 1.46 | 101 | 14.4554 | 98.672 | 1.46 | 101 | 14.4554 | 98.672
1979 | 1979 | 2019-03-24 11:00 | 8.16 | 1 | 69 | 14.4928 | 98.9266 | 1 | 69 | 14.4928 | 98.9266 | 1.04 | 72 | 14.4444 | 98.5969 | 1.04 | 72 | 14.4444 | 98.5969
1980 | 1980 | 2019-03-24 12:00 | 8.67 | 1.28 | 89 | 14.382 | 98.1708 | 1.28 | 89 | 14.382 | 98.1708 | 1.33 | 92 | 14.4565 | 98.6793 | 1.33 | 92 | 14.4565 | 98.6793
1981 | 1981 | 2019-03-24 13:00 | 8.91 | 2.53 | 173 | 14.6243 | 99.8244 | 2.53 | 173 | 14.6243 | 99.8244 | 2.61 | 179 | 14.581 | 99.529 | 2.59 | 177 | 14.6328 | 99.8824
1982 | 1982 | 2019-03-24 14:00 | 9.15 | 2.24 | 154 | 14.5455 | 99.2864 | 2.25 | 155 | 14.5161 | 99.0862 | 2.34 | 161 | 14.5342 | 99.2093 | 2.34 | 161 | 14.5342 | 99.2093
1983 | 1983 | 2019-03-24 15:00 | 9.39 | 3.77 | 258 | 14.6124 | 99.7434 | 3.83 | 262 | 14.6183 | 99.7838 | 3.85 | 264 | 14.5833 | 99.5449 | 3.13 | 216 | 14.4907 | 98.9129
1984 | 1984 | 2019-03-24 16:00 | 8.86 | 2.73 | 187 | 14.5989 | 99.6514 | 2.92 | 200 | 14.6 | 99.6587 | 2.78 | 190 | 14.6316 | 99.8743 | 2.17 | 150 | 14.4667 | 98.7486
1985 | 1985 | 2019-03-24 17:00 | 8.32 | 0.28 | 20 | 14 | 95.5631 | 0.42 | 30 | 14 | 95.5631 | 0.3 | 22 | 13.6364 | 93.081 | 0.29 | 20 | 14.5 | 98.9761
1986 | 1986 | 2019-03-24 18:00 | 7.78 | 0 | 0 | 0 | 0 | 0 | 0 | 0 | 0 | 0 | 0 | 0 | 0 | 0 | 0 | 0 | 0
1987 | 1987 | 2019-03-24 19:00 | 7.04 | 0 | 0 | 0 | 0 | 0 | 0 | 0 | 0 | 0 | 0 | 0 | 0 | 0 | 0 | 0 | 0
1988 | 1988 | 2019-03-24 20:00 | 6.3 | 0 | 0 | 0 | 0 | 0 | 0 | 0 | 0 | 0 | 0 | 0 | 0 | 0 | 0 | 0 | 0
1989 | 1989 | 2019-03-24 21:00 | 5.56 | 0 | 0 | 0 | 0 | 0 | 0 | 0 | 0 | 0 | 0 | 0 | 0 | 0 | 0 | 0 | 0
1990 | 1990 | 2019-03-24 22:00 | 5.29 | 0 | 0 | 0 | 0 | 0 | 0 | 0 | 0 | 0 | 0 | 0 | 0 | 0 | 0 | 0 | 0
1991 | 1991 | 2019-03-24 23:00 | 5.01 | 0 | 0 | 0 | 0 | 0 | 0 | 0 | 0 | 0 | 0 | 0 | 0 | 0 | 0 | 0 | 0
1992 | 1992 | 2019-03-25 | 4.74 | 0 | 0 | 0 | 0 | 0 | 0 | 0 | 0 | 0 | 0 | 0 | 0 | 0 | 0 | 0 | 0
1993 | 1993 | 2019-03-25 01:00 | 4.85 | 0 | 0 | 0 | 0 | 0 | 0 | 0 | 0 | 0 | 0 | 0 | 0 | 0 | 0 | 0 | 0
1994 | 1994 | 2019-03-25 02:00 | 4.96 | 0 | 0 | 0 | 0 | 0 | 0 | 0 | 0 | 0 | 0 | 0 | 0 | 0 | 0 | 0 | 0
1995 | 1995 | 2019-03-25 03:00 | 5.07 | 0 | 0 | 0 | 0 | 0 | 0 | 0 | 0 | 0 | 0 | 0 | 0 | 0 | 0 | 0 | 0
1996 | 1996 | 2019-03-25 04:00 | 4.98 | 0 | 0 | 0 | 0 | 0 | 0 | 0 | 0 | 0 | 0 | 0 | 0 | 0 | 0 | 0 | 0
1997 | 1997 | 2019-03-25 05:00 | 4.89 | 0 | 0 | 0 | 0 | 0 | 0 | 0 | 0 | 0 | 0 | 0 | 0 | 0 | 0 | 0 | 0
1998 | 1998 | 2019-03-25 06:00 | 4.8 | 0.26 | 18 | 14.4444 | 98.5969 | 0.53 | 36 | 14.7222 | 100.493 | 0.28 | 20 | 14 | 95.5631 | 0.28 | 20 | 14 | 95.5631
1999 | 1999 | 2019-03-25 07:00 | 5.52 | 0.35 | 24 | 14.5833 | 99.5449 | 0.38 | 27 | 14.0741 | 96.0688 | 0.37 | 26 | 14.2308 | 97.1384 | 0.37 | 26 | 14.2308 | 97.1384
2000 | 2000 | 2019-03-25 08:00 | 6.25 | 0.71 | 49 | 14.4898 | 98.9065 | 0.72 | 50 | 14.4 | 98.2935 | 0.74 | 52 | 14.2308 | 97.1384 | 0.74 | 52 | 14.2308 | 97.1384
2001 | 2001 | 2019-03-25 09:00 | 6.97 | 1.06 | 73 | 14.5205 | 99.1164 | 1.06 | 73 | 14.5205 | 99.1164 | 1.1 | 76 | 14.4737 | 98.7965 | 1.1 | 76 | 14.4737 | 98.7965
2002 | 2002 | 2019-03-25 10:00 | 7.45 | 1.26 | 87 | 14.4828 | 98.8584 | 1.26 | 87 | 14.4828 | 98.8584 | 1.31 | 90 | 14.5556 | 99.3553 | 1.31 | 90 | 14.5556 | 99.3553
2003 | 2003 | 2019-03-25 11:00 | 7.92 | 2.16 | 148 | 14.5946 | 99.6218 | 2.16 | 148 | 14.5946 | 99.6218 | 2.24 | 153 | 14.6405 | 99.9353 | 2.24 | 153 | 14.6405 | 99.9353
2004 | 2004 | 2019-03-25 12:00 | 8.4 | 2.64 | 181 | 14.5856 | 99.5607 | 2.64 | 181 | 14.5856 | 99.5607 | 2.74 | 187 | 14.6524 | 100.0164 | 2.74 | 187 | 14.6524 | 100.0164
2005 | 2005 | 2019-03-25 13:00 | 8.68 | 2.26 | 155 | 14.5806 | 99.5266 | 2.26 | 155 | 14.5806 | 99.5266 | 2.35 | 161 | 14.5963 | 99.6333 | 2.35 | 161 | 14.5963 | 99.6333
2006 | 2006 | 2019-03-25 14:00 | 8.96 | 2.24 | 154 | 14.5455 | 99.2864 | 2.25 | 155 | 14.5161 | 99.0862 | 2.33 | 160 | 14.5625 | 99.4027 | 2.28 | 157 | 14.5223 | 99.1283
2007 | 2007 | 2019-03-25 15:00 | 9.24 | 2.04 | 141 | 14.4681 | 98.7583 | 2.07 | 143 | 14.4755 | 98.809 | 2.14 | 147 | 14.5578 | 99.3708 | 2.07 | 143 | 14.4755 | 98.809
2008 | 2008 | 2019-03-25 16:00 | 8.75 | 0.72 | 51 | 14.1176 | 96.3662 | 0.77 | 54 | 14.2593 | 97.3328 | 0.77 | 54 | 14.2593 | 97.3328 | 0.77 | 54 | 14.2593 | 97.3328
2009 | 2009 | 2019-03-25 17:00 | 8.25 | 0.19 | 14 | 13.5714 | 92.6377 | 0.28 | 20 | 14 | 95.5631 | 0.2 | 14 | 14.2857 | 97.5134 | 0.2 | 14 | 14.2857 | 97.5134
2010 | 2010 | 2019-03-25 18:00 | 7.75 | 0 | 0 | 0 | 0 | 0 | 0 | 0 | 0 | 0 | 0 | 0 | 0 | 0 | 0 | 0 | 0
2011 | 2011 | 2019-03-25 19:00 | 7.38 | 0 | 0 | 0 | 0 | 0 | 0 | 0 | 0 | 0 | 0 | 0 | 0 | 0 | 0 | 0 | 0
2012 | 2012 | 2019-03-25 20:00 | 7 | 0 | 0 | 0 | 0 | 0 | 0 | 0 | 0 | 0 | 0 | 0 | 0 | 0 | 0 | 0 | 0
2013 | 2013 | 2019-03-25 21:00 | 6.62 | 0 | 0 | 0 | 0 | 0 | 0 | 0 | 0 | 0 | 0 | 0 | 0 | 0 | 0 | 0 | 0
2014 | 2014 | 2019-03-25 22:00 | 6.55 | 0 | 0 | 0 | 0 | 0 | 0 | 0 | 0 | 0 | 0 | 0 | 0 | 0 | 0 | 0 | 0
2015 | 2015 | 2019-03-25 23:00 | 6.48 | 0 | 0 | 0 | 0 | 0 | 0 | 0 | 0 | 0 | 0 | 0 | 0 | 0 | 0 | 0 | 0
2016 | 2016 | 2019-03-26 | 6.41 | 0 | 0 | 0 | 0 | 0 | 0 | 0 | 0 | 0 | 0 | 0 | 0 | 0 | 0 | 0 | 0
2017 | 2017 | 2019-03-26 01:00 | 6.47 | 0 | 0 | 0 | 0 | 0 | 0 | 0 | 0 | 0 | 0 | 0 | 0 | 0 | 0 | 0 | 0
2018 | 2018 | 2019-03-26 02:00 | 6.53 | 0 | 0 | 0 | 0 | 0 | 0 | 0 | 0 | 0 | 0 | 0 | 0 | 0 | 0 | 0 | 0
2019 | 2019 | 2019-03-26 03:00 | 6.58 | 0 | 0 | 0 | 0 | 0 | 0 | 0 | 0 | 0 | 0 | 0 | 0 | 0 | 0 | 0 | 0
2020 | 2020 | 2019-03-26 04:00 | 6.52 | 0 | 0 | 0 | 0 | 0 | 0 | 0 | 0 | 0 | 0 | 0 | 0 | 0 | 0 | 0 | 0
2021 | 2021 | 2019-03-26 05:00 | 6.45 | 0 | 0 | 0 | 0 | 0 | 0 | 0 | 0 | 0 | 0 | 0 | 0 | 0 | 0 | 0 | 0
2022 | 2022 | 2019-03-26 06:00 | 6.39 | 0.08 | 6 | 13.3333 | 91.0125 | 0.16 | 12 | 13.3333 | 91.0125 | 0.09 | 6 | 15 | 102.3891 | 0.09 | 6 | 15 | 102.3891
2023 | 2023 | 2019-03-26 07:00 | 6.32 | 0.46 | 32 | 14.375 | 98.1229 | 0.51 | 36 | 14.1667 | 96.7008 | 0.49 | 34 | 14.4118 | 98.3738 | 0.49 | 34 | 14.4118 | 98.3738
2024 | 2024 | 2019-03-26 08:00 | 6.26 | 0.72 | 50 | 14.4 | 98.2935 | 0.74 | 51 | 14.5098 | 99.043 | 0.76 | 52 | 14.6154 | 99.7637 | 0.76 | 52 | 14.6154 | 99.7637
2025 | 2025 | 2019-03-26 09:00 | 6.19 | 1.69 | 115 | 14.6957 | 100.3116 | 1.7 | 116 | 14.6552 | 100.0353 | 1.77 | 120 | 14.75 | 100.6826 | 1.75 | 119 | 14.7059 | 100.3814
2026 | 2026 | 2019-03-26 10:00 | 6.16 | 1.13 | 77 | 14.6753 | 100.1729 | 1.13 | 77 | 14.6753 | 100.1729 | 1.17 | 80 | 14.625 | 99.8294 | 1.17 | 80 | 14.625 | 99.8294
2027 | 2027 | 2019-03-26 11:00 | 6.12 | 1.09 | 75 | 14.5333 | 99.2036 | 1.09 | 75 | 14.5333 | 99.2036 | 1.13 | 77 | 14.6753 | 100.1729 | 1.13 | 77 | 14.6753 | 100.1729
2028 | 2028 | 2019-03-26 12:00 | 6.09 | 0.75 | 52 | 14.4231 | 98.451 | 0.75 | 52 | 14.4231 | 98.451 | 0.77 | 54 | 14.2593 | 97.3328 | 0.77 | 54 | 14.2593 | 97.3328
2029 | 2029 | 2019-03-26 13:00 | 6.26 | 2.91 | 198 | 14.697 | 100.3206 | 2.92 | 198 | 14.7475 | 100.6654 | 3.02 | 205 | 14.7317 | 100.5577 | 3.01 | 204 | 14.7549 | 100.7161
2030 | 2030 | 2019-03-26 14:00 | 6.44 | 0.8 | 55 | 14.5455 | 99.2864 | 0.8 | 55 | 14.5455 | 99.2864 | 0.83 | 57 | 14.5614 | 99.3952 | 0.83 | 57 | 14.5614 | 99.3952
2031 | 2031 | 2019-03-26 15:00 | 6.62 | 1.74 | 119 | 14.6218 | 99.8078 | 1.76 | 120 | 14.6667 | 100.1138 | 1.81 | 124 | 14.5968 | 99.6367 | 1.74 | 119 | 14.6218 | 99.8078
2032 | 2032 | 2019-03-26 16:00 | 6.83 | 1.53 | 105 | 14.5714 | 99.4637 | 1.64 | 112 | 14.6429 | 99.9512 | 1.58 | 108 | 14.6296 | 99.861 | 1.35 | 92 | 14.6739 | 100.1632
2033 | 2033 | 2019-03-26 17:00 | 7.04 | 0.37 | 26 | 14.2308 | 97.1384 | 0.56 | 39 | 14.359 | 98.0135 | 0.4 | 28 | 14.2857 | 97.5134 | 0.39 | 28 | 13.9286 | 95.0756
2034 | 2034 | 2019-03-26 18:00 | 7.25 | 0 | 0 | 0 | 0 | 0 | 0 | 0 | 0 | 0 | 0 | 0 | 0 | 0 | 0 | 0 | 0
2035 | 2035 | 2019-03-26 19:00 | 6.9 | 0 | 0 | 0 | 0 | 0 | 0 | 0 | 0 | 0 | 0 | 0 | 0 | 0 | 0 | 0 | 0
2036 | 2036 | 2019-03-26 20:00 | 6.54 | 0 | 0 | 0 | 0 | 0 | 0 | 0 | 0 | 0 | 0 | 0 | 0 | 0 | 0 | 0 | 0
2037 | 2037 | 2019-03-26 21:00 | 6.18 | 0 | 0 | 0 | 0 | 0 | 0 | 0 | 0 | 0 | 0 | 0 | 0 | 0 | 0 | 0 | 0
2038 | 2038 | 2019-03-26 22:00 | 5.64 | 0 | 0 | 0 | 0 | 0 | 0 | 0 | 0 | 0 | 0 | 0 | 0 | 0 | 0 | 0 | 0
2039 | 2039 | 2019-03-26 23:00 | 5.09 | 0 | 0 | 0 | 0 | 0 | 0 | 0 | 0 | 0 | 0 | 0 | 0 | 0 | 0 | 0 | 0
2040 | 2040 | 2019-03-27 | 4.55 | 0 | 0 | 0 | 0 | 0 | 0 | 0 | 0 | 0 | 0 | 0 | 0 | 0 | 0 | 0 | 0
2041 | 2041 | 2019-03-27 01:00 | 3.92 | 0 | 0 | 0 | 0 | 0 | 0 | 0 | 0 | 0 | 0 | 0 | 0 | 0 | 0 | 0 | 0
2042 | 2042 | 2019-03-27 02:00 | 3.29 | 0 | 0 | 0 | 0 | 0 | 0 | 0 | 0 | 0 | 0 | 0 | 0 | 0 | 0 | 0 | 0
2043 | 2043 | 2019-03-27 03:00 | 2.66 | 0 | 0 | 0 | 0 | 0 | 0 | 0 | 0 | 0 | 0 | 0 | 0 | 0 | 0 | 0 | 0
2044 | 2044 | 2019-03-27 04:00 | 2.72 | 0 | 0 | 0 | 0 | 0 | 0 | 0 | 0 | 0 | 0 | 0 | 0 | 0 | 0 | 0 | 0
2045 | 2045 | 2019-03-27 05:00 | 2.77 | 0 | 0 | 0 | 0 | 0 | 0 | 0 | 0 | 0 | 0 | 0 | 0 | 0 | 0 | 0 | 0
2046 | 2046 | 2019-03-27 06:00 | 2.82 | 0.64 | 44 | 14.5455 | 99.2864 | 1.25 | 84 | 14.881 | 101.5765 | 0.69 | 47 | 14.6809 | 100.2106 | 0.62 | 43 | 14.4186 | 98.4205
2047 | 2047 | 2019-03-27 07:00 | 4.64 | 2.18 | 147 | 14.8299 | 101.2282 | 2.41 | 162 | 14.8765 | 101.5464 | 2.12 | 142 | 14.9296 | 101.9084 | 1 | 69 | 14.4928 | 98.9266
2048 | 2048 | 2019-03-27 08:00 | 6.46 | 4.83 | 325 | 14.8615 | 101.4439 | 4.93 | 332 | 14.8494 | 101.3611 | 4.51 | 304 | 14.8355 | 101.2664 | 1.31 | 93 | 14.086 | 96.1503
2049 | 2049 | 2019-03-27 09:00 | 8.28 | 7.16 | 490 | 14.6122 | 99.7423 | 7.2 | 492 | 14.6341 | 99.8918 | 6.91 | 474 | 14.5781 | 99.5089 | 3.22 | 228 | 14.1228 | 96.4014
2050 | 2050 | 2019-03-27 10:00 | 9.84 | 8.69 | 606 | 14.3399 | 97.8835 | 8.7 | 606 | 14.3564 | 97.9961 | 8.72 | 607 | 14.3657 | 98.0596 | 8.08 | 565 | 14.3009 | 97.617
2051 | 2051 | 2019-03-27 11:00 | 11.4 | 9.69 | 686 | 14.1254 | 96.4189 | 9.69 | 686 | 14.1254 | 96.4189 | 10.03 | 709 | 14.1467 | 96.5644 | 10 | 707 | 14.1443 | 96.5479
2052 | 2052 | 2019-03-27 12:00 | 12.96 | 7.38 | 518 | 14.2471 | 97.2499 | 7.38 | 518 | 14.2471 | 97.2499 | 7.66 | 537 | 14.2644 | 97.3681 | 7.66 | 537 | 14.2644 | 97.3681
2053 | 2053 | 2019-03-27 13:00 | 13.6 | 8.79 | 622 | 14.1318 | 96.463 | 8.8 | 623 | 14.1252 | 96.4178 | 8.92 | 631 | 14.1363 | 96.4935 | 8.61 | 610 | 14.1148 | 96.3464
2054 | 2054 | 2019-03-27 14:00 | 14.25 | 6.72 | 471 | 14.2675 | 97.3892 | 6.74 | 472 | 14.2797 | 97.4721 | 6.61 | 463 | 14.2765 | 97.4502 | 4.62 | 328 | 14.0854 | 96.1458
2055 | 2055 | 2019-03-27 15:00 | 14.9 | 4.82 | 336 | 14.3452 | 97.9197 | 4.89 | 340 | 14.3824 | 98.1731 | 4.55 | 317 | 14.3533 | 97.9748 | 1.31 | 96 | 13.6458 | 93.1456
2056 | 2056 | 2019-03-27 16:00 | 13.82 | 2.41 | 168 | 14.3452 | 97.9197 | 2.58 | 179 | 14.4134 | 98.385 | 2.35 | 164 | 14.3293 | 97.8107 | 1.34 | 95 | 14.1053 | 96.2817
2057 | 2057 | 2019-03-27 17:00 | 12.74 | 0.5 | 36 | 13.8889 | 94.8047 | 0.74 | 53 | 13.9623 | 95.3056 | 0.53 | 38 | 13.9474 | 95.2039 | 0.49 | 36 | 13.6111 | 92.9086
2058 | 2058 | 2019-03-27 18:00 | 11.66 | 0 | 0 | 0 | 0 | 0 | 0 | 0 | 0 | 0 | 0 | 0 | 0 | 0 | 0 | 0 | 0
2059 | 2059 | 2019-03-27 19:00 | 11.06 | 0 | 0 | 0 | 0 | 0 | 0 | 0 | 0 | 0 | 0 | 0 | 0 | 0 | 0 | 0 | 0
2060 | 2060 | 2019-03-27 20:00 | 10.45 | 0 | 0 | 0 | 0 | 0 | 0 | 0 | 0 | 0 | 0 | 0 | 0 | 0 | 0 | 0 | 0
2061 | 2061 | 2019-03-27 21:00 | 9.84 | 0 | 0 | 0 | 0 | 0 | 0 | 0 | 0 | 0 | 0 | 0 | 0 | 0 | 0 | 0 | 0
2062 | 2062 | 2019-03-27 22:00 | 9.97 | 0 | 0 | 0 | 0 | 0 | 0 | 0 | 0 | 0 | 0 | 0 | 0 | 0 | 0 | 0 | 0
2063 | 2063 | 2019-03-27 23:00 | 10.11 | 0 | 0 | 0 | 0 | 0 | 0 | 0 | 0 | 0 | 0 | 0 | 0 | 0 | 0 | 0 | 0
2064 | 2064 | 2019-03-28 | 10.24 | 0 | 0 | 0 | 0 | 0 | 0 | 0 | 0 | 0 | 0 | 0 | 0 | 0 | 0 | 0 | 0
2065 | 2065 | 2019-03-28 01:00 | 10.74 | 0 | 0 | 0 | 0 | 0 | 0 | 0 | 0 | 0 | 0 | 0 | 0 | 0 | 0 | 0 | 0
2066 | 2066 | 2019-03-28 02:00 | 11.24 | 0 | 0 | 0 | 0 | 0 | 0 | 0 | 0 | 0 | 0 | 0 | 0 | 0 | 0 | 0 | 0
2067 | 2067 | 2019-03-28 03:00 | 11.74 | 0 | 0 | 0 | 0 | 0 | 0 | 0 | 0 | 0 | 0 | 0 | 0 | 0 | 0 | 0 | 0
2068 | 2068 | 2019-03-28 04:00 | 11.08 | 0 | 0 | 0 | 0 | 0 | 0 | 0 | 0 | 0 | 0 | 0 | 0 | 0 | 0 | 0 | 0
2069 | 2069 | 2019-03-28 05:00 | 10.41 | 0 | 0 | 0 | 0 | 0 | 0 | 0 | 0 | 0 | 0 | 0 | 0 | 0 | 0 | 0 | 0
2070 | 2070 | 2019-03-28 06:00 | 9.75 | 0.25 | 18 | 13.8889 | 94.8047 | 0.49 | 35 | 14 | 95.5631 | 0.27 | 19 | 14.2105 | 97.0002 | 0.27 | 19 | 14.2105 | 97.0002
2071 | 2071 | 2019-03-28 07:00 | 9.1 | 0.42 | 30 | 14 | 95.5631 | 0.46 | 33 | 13.9394 | 95.1494 | 0.44 | 31 | 14.1935 | 96.8843 | 0.44 | 31 | 14.1935 | 96.8843
2072 | 2072 | 2019-03-28 08:00 | 8.46 | 2.31 | 158 | 14.6203 | 99.7969 | 2.36 | 161 | 14.6584 | 100.0572 | 2.39 | 163 | 14.6626 | 100.0858 | 2.1 | 144 | 14.5833 | 99.5449
2073 | 2073 | 2019-03-28 09:00 | 7.82 | 2 | 137 | 14.5985 | 99.6487 | 2.01 | 137 | 14.6715 | 100.147 | 2.08 | 142 | 14.6479 | 99.9856 | 2.08 | 142 | 14.6479 | 99.9856
2074 | 2074 | 2019-03-28 10:00 | 8.9 | 7.1 | 488 | 14.5492 | 99.3118 | 7.11 | 489 | 14.5399 | 99.2483 | 7.2 | 495 | 14.5455 | 99.2864 | 6.85 | 472 | 14.5127 | 99.0629
2075 | 2075 | 2019-03-28 11:00 | 9.98 | 6.76 | 466 | 14.5064 | 99.0201 | 6.76 | 467 | 14.4754 | 98.808 | 7.01 | 483 | 14.5135 | 99.068 | 7.01 | 483 | 14.5135 | 99.068
2076 | 2076 | 2019-03-28 12:00 | 11.07 | 2.4 | 166 | 14.4578 | 98.6883 | 2.4 | 166 | 14.4578 | 98.6883 | 2.49 | 172 | 14.4767 | 98.8174 | 2.49 | 172 | 14.4767 | 98.8174
2077 | 2077 | 2019-03-28 13:00 | 11.16 | 8.81 | 614 | 14.3485 | 97.9422 | 8.82 | 614 | 14.3648 | 98.0534 | 8.93 | 622 | 14.3569 | 97.9994 | 8.61 | 601 | 14.3261 | 97.7892
2078 | 2078 | 2019-03-28 14:00 | 11.26 | 7.4 | 511 | 14.4814 | 98.8492 | 7.43 | 512 | 14.5117 | 99.0561 | 7.22 | 499 | 14.4689 | 98.7641 | 4.75 | 334 | 14.2216 | 97.0755
2079 | 2079 | 2019-03-28 15:00 | 11.35 | 2.96 | 204 | 14.5098 | 99.043 | 3 | 207 | 14.4928 | 98.9266 | 2.97 | 204 | 14.5588 | 99.3776 | 2.05 | 143 | 14.3357 | 97.8544
2080 | 2080 | 2019-03-28 16:00 | 10.79 | 2.27 | 156 | 14.5513 | 99.3262 | 2.43 | 166 | 14.6386 | 99.9219 | 2.14 | 147 | 14.5578 | 99.3708 | 0.79 | 57 | 13.8596 | 94.6051
2081 | 2081 | 2019-03-28 17:00 | 10.23 | 0.62 | 44 | 14.0909 | 96.1837 | 0.92 | 64 | 14.375 | 98.1229 | 0.66 | 47 | 14.0426 | 95.8536 | 0.49 | 35 | 14 | 95.5631
2082 | 2082 | 2019-03-28 18:00 | 9.67 | 0 | 0 | 0 | 0 | 0 | 0 | 0 | 0 | 0 | 0 | 0 | 0 | 0 | 0 | 0 | 0
2083 | 2083 | 2019-03-28 19:00 | 9.04 | 0 | 0 | 0 | 0 | 0 | 0 | 0 | 0 | 0 | 0 | 0 | 0 | 0 | 0 | 0 | 0
2084 | 2084 | 2019-03-28 20:00 | 8.41 | 0 | 0 | 0 | 0 | 0 | 0 | 0 | 0 | 0 | 0 | 0 | 0 | 0 | 0 | 0 | 0
2085 | 2085 | 2019-03-28 21:00 | 7.78 | 0 | 0 | 0 | 0 | 0 | 0 | 0 | 0 | 0 | 0 | 0 | 0 | 0 | 0 | 0 | 0
2086 | 2086 | 2019-03-28 22:00 | 7.64 | 0 | 0 | 0 | 0 | 0 | 0 | 0 | 0 | 0 | 0 | 0 | 0 | 0 | 0 | 0 | 0
2087 | 2087 | 2019-03-28 23:00 | 7.49 | 0 | 0 | 0 | 0 | 0 | 0 | 0 | 0 | 0 | 0 | 0 | 0 | 0 | 0 | 0 | 0
2088 | 2088 | 2019-03-29 | 7.35 | 0 | 0 | 0 | 0 | 0 | 0 | 0 | 0 | 0 | 0 | 0 | 0 | 0 | 0 | 0 | 0
2089 | 2089 | 2019-03-29 01:00 | 7.43 | 0 | 0 | 0 | 0 | 0 | 0 | 0 | 0 | 0 | 0 | 0 | 0 | 0 | 0 | 0 | 0
2090 | 2090 | 2019-03-29 02:00 | 7.51 | 0 | 0 | 0 | 0 | 0 | 0 | 0 | 0 | 0 | 0 | 0 | 0 | 0 | 0 | 0 | 0
2091 | 2091 | 2019-03-29 03:00 | 7.59 | 0 | 0 | 0 | 0 | 0 | 0 | 0 | 0 | 0 | 0 | 0 | 0 | 0 | 0 | 0 | 0
2092 | 2092 | 2019-03-29 04:00 | 7.78 | 0 | 0 | 0 | 0 | 0 | 0 | 0 | 0 | 0 | 0 | 0 | 0 | 0 | 0 | 0 | 0
2093 | 2093 | 2019-03-29 05:00 | 7.96 | 0 | 0 | 0 | 0 | 0 | 0 | 0 | 0 | 0 | 0 | 0 | 0 | 0 | 0 | 0 | 0
2094 | 2094 | 2019-03-29 06:00 | 8.14 | 0.12 | 8 | 15 | 102.3891 | 0.22 | 16 | 13.75 | 93.8567 | 0.12 | 9 | 13.3333 | 91.0125 | 0.12 | 9 | 13.3333 | 91.0125
2095 | 2095 | 2019-03-29 07:00 | 8.54 | 1.73 | 118 | 14.661 | 100.0752 | 1.91 | 130 | 14.6923 | 100.2888 | 1.82 | 125 | 14.56 | 99.3857 | 1.72 | 118 | 14.5763 | 99.4967
2096 | 2096 | 2019-03-29 08:00 | 8.95 | 1.88 | 129 | 14.5736 | 99.4788 | 1.92 | 131 | 14.6565 | 100.0443 | 1.95 | 133 | 14.6617 | 100.0796 | 1.76 | 121 | 14.5455 | 99.2864
2097 | 2097 | 2019-03-29 09:00 | 9.36 | 2.8 | 190 | 14.7368 | 100.5928 | 2.81 | 191 | 14.712 | 100.4235 | 2.92 | 198 | 14.7475 | 100.6654 | 2.91 | 198 | 14.697 | 100.3206
2098 | 2098 | 2019-03-29 10:00 | 10.06 | 1.48 | 102 | 14.5098 | 99.043 | 1.48 | 102 | 14.5098 | 99.043 | 1.53 | 106 | 14.434 | 98.5253 | 1.53 | 106 | 14.434 | 98.5253
2099 | 2099 | 2019-03-29 11:00 | 10.76 | 0.89 | 62 | 14.3548 | 97.9852 | 0.89 | 62 | 14.3548 | 97.9852 | 0.92 | 64 | 14.375 | 98.1229 | 0.92 | 64 | 14.375 | 98.1229
2100 | 2100 | 2019-03-29 12:00 | 11.47 | 4.16 | 284 | 14.6479 | 99.9856 | 4.16 | 284 | 14.6479 | 99.9856 | 4.31 | 294 | 14.6599 | 100.0673 | 4.31 | 294 | 14.6599 | 100.0673
2101 | 2101 | 2019-03-29 13:00 | 10.97 | 4.11 | 281 | 14.6263 | 99.8385 | 4.12 | 281 | 14.6619 | 100.0814 | 4.25 | 289 | 14.7059 | 100.3814 | 4.21 | 287 | 14.669 | 100.1296
2102 | 2102 | 2019-03-29 14:00 | 10.47 | 7.67 | 524 | 14.6374 | 99.914 | 7.69 | 525 | 14.6476 | 99.9837 | 7.6 | 519 | 14.6435 | 99.9559 | 5.64 | 390 | 14.4615 | 98.7136
2103 | 2103 | 2019-03-29 15:00 | 9.97 | 3.22 | 219 | 14.7032 | 100.3631 | 3.27 | 223 | 14.6637 | 100.0934 | 3.15 | 215 | 14.6512 | 100.0079 | 1.7 | 118 | 14.4068 | 98.3398
2104 | 2104 | 2019-03-29 16:00 | 9.65 | 2.04 | 140 | 14.5714 | 99.4637 | 2.18 | 149 | 14.6309 | 99.8694 | 2.1 | 144 | 14.5833 | 99.5449 | 1.76 | 122 | 14.4262 | 98.4726
2105 | 2105 | 2019-03-29 17:00 | 9.33 | 0.67 | 47 | 14.2553 | 97.3059 | 1 | 69 | 14.4928 | 98.9266 | 0.71 | 50 | 14.2 | 96.9283 | 0.67 | 47 | 14.2553 | 97.3059
2106 | 2106 | 2019-03-29 18:00 | 9.01 | 0 | 0 | 0 | 0 | 0 | 0 | 0 | 0 | 0 | 0 | 0 | 0 | 0 | 0 | 0 | 0
2107 | 2107 | 2019-03-29 19:00 | 8.77 | 0 | 0 | 0 | 0 | 0 | 0 | 0 | 0 | 0 | 0 | 0 | 0 | 0 | 0 | 0 | 0
2108 | 2108 | 2019-03-29 20:00 | 8.53 | 0 | 0 | 0 | 0 | 0 | 0 | 0 | 0 | 0 | 0 | 0 | 0 | 0 | 0 | 0 | 0
2109 | 2109 | 2019-03-29 21:00 | 8.29 | 0 | 0 | 0 | 0 | 0 | 0 | 0 | 0 | 0 | 0 | 0 | 0 | 0 | 0 | 0 | 0
2110 | 2110 | 2019-03-29 22:00 | 7.77 | 0 | 0 | 0 | 0 | 0 | 0 | 0 | 0 | 0 | 0 | 0 | 0 | 0 | 0 | 0 | 0
2111 | 2111 | 2019-03-29 23:00 | 7.26 | 0 | 0 | 0 | 0 | 0 | 0 | 0 | 0 | 0 | 0 | 0 | 0 | 0 | 0 | 0 | 0
2112 | 2112 | 2019-03-30 | 6.74 | 0 | 0 | 0 | 0 | 0 | 0 | 0 | 0 | 0 | 0 | 0 | 0 | 0 | 0 | 0 | 0
2113 | 2113 | 2019-03-30 01:00 | 6.38 | 0 | 0 | 0 | 0 | 0 | 0 | 0 | 0 | 0 | 0 | 0 | 0 | 0 | 0 | 0 | 0
2114 | 2114 | 2019-03-30 02:00 | 6.02 | 0 | 0 | 0 | 0 | 0 | 0 | 0 | 0 | 0 | 0 | 0 | 0 | 0 | 0 | 0 | 0
2115 | 2115 | 2019-03-30 03:00 | 5.66 | 0 | 0 | 0 | 0 | 0 | 0 | 0 | 0 | 0 | 0 | 0 | 0 | 0 | 0 | 0 | 0
2116 | 2116 | 2019-03-30 04:00 | 5.69 | 0 | 0 | 0 | 0 | 0 | 0 | 0 | 0 | 0 | 0 | 0 | 0 | 0 | 0 | 0 | 0
2117 | 2117 | 2019-03-30 05:00 | 5.72 | 0 | 0 | 0 | 0 | 0 | 0 | 0 | 0 | 0 | 0 | 0 | 0 | 0 | 0 | 0 | 0
2118 | 2118 | 2019-03-30 06:00 | 5.75 | 0.75 | 52 | 14.4231 | 98.451 | 1.41 | 95 | 14.8421 | 101.3113 | 0.79 | 55 | 14.3636 | 98.0453 | 0.79 | 55 | 14.3636 | 98.0453
2119 | 2119 | 2019-03-30 07:00 | 6.25 | 1.52 | 103 | 14.7573 | 100.7323 | 1.67 | 114 | 14.6491 | 99.994 | 1.59 | 108 | 14.7222 | 100.493 | 1.43 | 98 | 14.5918 | 99.603
2120 | 2120 | 2019-03-30 08:00 | 6.75 | 2.41 | 163 | 14.7853 | 100.9234 | 2.46 | 166 | 14.8193 | 101.1555 | 2.48 | 167 | 14.8503 | 101.3672 | 2.14 | 145 | 14.7586 | 100.7414
2121 | 2121 | 2019-03-30 09:00 | 7.25 | 3.03 | 205 | 14.7805 | 100.8907 | 3.05 | 206 | 14.8058 | 101.0637 | 3.16 | 214 | 14.7664 | 100.7942 | 3.16 | 214 | 14.7664 | 100.7942
2122 | 2122 | 2019-03-30 10:00 | 8.13 | 1.26 | 87 | 14.4828 | 98.8584 | 1.26 | 87 | 14.4828 | 98.8584 | 1.31 | 90 | 14.5556 | 99.3553 | 1.31 | 90 | 14.5556 | 99.3553
2123 | 2123 | 2019-03-30 11:00 | 9.01 | 3.68 | 251 | 14.6614 | 100.0775 | 3.68 | 251 | 14.6614 | 100.0775 | 3.82 | 260 | 14.6923 | 100.2888 | 3.82 | 260 | 14.6923 | 100.2888
2124 | 2124 | 2019-03-30 12:00 | 9.89 | 6.82 | 468 | 14.5726 | 99.472 | 6.82 | 468 | 14.5726 | 99.472 | 7.08 | 485 | 14.5979 | 99.6446 | 7.08 | 485 | 14.5979 | 99.6446
2125 | 2125 | 2019-03-30 13:00 | 9.95 | 2.51 | 172 | 14.593 | 99.6111 | 2.51 | 172 | 14.593 | 99.6111 | 2.59 | 177 | 14.6328 | 99.8824 | 2.58 | 176 | 14.6591 | 100.0621
2126 | 2126 | 2019-03-30 14:00 | 10.01 | 6.37 | 436 | 14.6101 | 99.7276 | 6.4 | 438 | 14.6119 | 99.7397 | 6.33 | 434 | 14.5853 | 99.558 | 4.8 | 333 | 14.4144 | 98.3919
2127 | 2127 | 2019-03-30 15:00 | 10.07 | 4.54 | 310 | 14.6452 | 99.967 | 4.61 | 314 | 14.6815 | 100.2152 | 4.56 | 312 | 14.6154 | 99.7637 | 3.29 | 227 | 14.4934 | 98.931
2128 | 2128 | 2019-03-30 16:00 | 9.45 | 3.04 | 208 | 14.6154 | 99.7637 | 3.25 | 222 | 14.6396 | 99.9293 | 3.2 | 219 | 14.6119 | 99.7397 | 3.1 | 212 | 14.6226 | 99.8133
2129 | 2129 | 2019-03-30 17:00 | 8.82 | 0.72 | 50 | 14.4 | 98.2935 | 1.07 | 74 | 14.4595 | 98.6994 | 0.77 | 54 | 14.2593 | 97.3328 | 0.62 | 43 | 14.4186 | 98.4205
2130 | 2130 | 2019-03-30 18:00 | 8.19 | 0 | 0 | 0 | 0 | 0 | 0 | 0 | 0 | 0 | 0 | 0 | 0 | 0 | 0 | 0 | 0
2131 | 2131 | 2019-03-30 19:00 | 7.86 | 0 | 0 | 0 | 0 | 0 | 0 | 0 | 0 | 0 | 0 | 0 | 0 | 0 | 0 | 0 | 0
2132 | 2132 | 2019-03-30 20:00 | 7.52 | 0 | 0 | 0 | 0 | 0 | 0 | 0 | 0 | 0 | 0 | 0 | 0 | 0 | 0 | 0 | 0
2133 | 2133 | 2019-03-30 21:00 | 7.18 | 0 | 0 | 0 | 0 | 0 | 0 | 0 | 0 | 0 | 0 | 0 | 0 | 0 | 0 | 0 | 0
2134 | 2134 | 2019-03-30 22:00 | 7.44 | 0 | 0 | 0 | 0 | 0 | 0 | 0 | 0 | 0 | 0 | 0 | 0 | 0 | 0 | 0 | 0
2135 | 2135 | 2019-03-30 23:00 | 7.7 | 0 | 0 | 0 | 0 | 0 | 0 | 0 | 0 | 0 | 0 | 0 | 0 | 0 | 0 | 0 | 0
2136 | 2136 | 2019-03-31 | 7.96 | 0 | 0 | 0 | 0 | 0 | 0 | 0 | 0 | 0 | 0 | 0 | 0 | 0 | 0 | 0 | 0
2137 | 2137 | 2019-03-31 01:00 | 8.43 | 0 | 0 | 0 | 0 | 0 | 0 | 0 | 0 | 0 | 0 | 0 | 0 | 0 | 0 | 0 | 0
2138 | 2138 | 2019-03-31 02:00 | 8.9 | 0 | 0 | 0 | 0 | 0 | 0 | 0 | 0 | 0 | 0 | 0 | 0 | 0 | 0 | 0 | 0
2139 | 2139 | 2019-03-31 03:00 | 9.37 | 0 | 0 | 0 | 0 | 0 | 0 | 0 | 0 | 0 | 0 | 0 | 0 | 0 | 0 | 0 | 0
2140 | 2140 | 2019-03-31 04:00 | 9.19 | 0 | 0 | 0 | 0 | 0 | 0 | 0 | 0 | 0 | 0 | 0 | 0 | 0 | 0 | 0 | 0
2141 | 2141 | 2019-03-31 05:00 | 9.01 | 0 | 0 | 0 | 0 | 0 | 0 | 0 | 0 | 0 | 0 | 0 | 0 | 0 | 0 | 0 | 0
2142 | 2142 | 2019-03-31 06:00 | 8.83 | 0.61 | 43 | 14.186 | 96.8331 | 1.14 | 79 | 14.4304 | 98.5009 | 0.65 | 46 | 14.1304 | 96.4535 | 0.64 | 45 | 14.2222 | 97.08
2143 | 2143 | 2019-03-31 07:00 | 8.9 | 2.44 | 167 | 14.6108 | 99.7323 | 2.68 | 183 | 14.6448 | 99.9646 | 2.48 | 169 | 14.6746 | 100.1676 | 1.86 | 128 | 14.5312 | 99.1894
2144 | 2144 | 2019-03-31 08:00 | 8.98 | 3.74 | 255 | 14.6667 | 100.1138 | 3.81 | 260 | 14.6538 | 100.0263 | 3.74 | 255 | 14.6667 | 100.1138 | 2.63 | 182 | 14.4505 | 98.6386
2145 | 2145 | 2019-03-31 09:00 | 9.06 | 5.4 | 370 | 14.5946 | 99.6218 | 5.43 | 372 | 14.5968 | 99.6367 | 5.46 | 374 | 14.5989 | 99.6514 | 4.41 | 305 | 14.459 | 98.6964
2146 | 2146 | 2019-03-31 10:00 | 9.41 | 5.5 | 378 | 14.5503 | 99.3192 | 5.51 | 378 | 14.5767 | 99.4998 | 5.64 | 388 | 14.5361 | 99.2224 | 5.52 | 379 | 14.5646 | 99.4174
2147 | 2147 | 2019-03-31 11:00 | 9.76 | 5.96 | 411 | 14.5012 | 98.9844 | 5.96 | 411 | 14.5012 | 98.9844 | 6.17 | 425 | 14.5176 | 99.0966 | 6.17 | 425 | 14.5176 | 99.0966
2148 | 2148 | 2019-03-31 12:00 | 10.12 | 3.94 | 271 | 14.5387 | 99.2406 | 3.94 | 271 | 14.5387 | 99.2406 | 4.09 | 280 | 14.6071 | 99.7075 | 4.09 | 280 | 14.6071 | 99.7075
2149 | 2149 | 2019-03-31 13:00 | 10.39 | 6.01 | 416 | 14.4471 | 98.6151 | 6.01 | 416 | 14.4471 | 98.6151 | 6.18 | 427 | 14.4731 | 98.7923 | 6.1 | 422 | 14.455 | 98.6688
2150 | 2150 | 2019-03-31 14:00 | 10.67 | 6.4 | 444 | 14.4144 | 98.3919 | 6.42 | 445 | 14.427 | 98.4776 | 6.41 | 444 | 14.4369 | 98.5456 | 5.12 | 358 | 14.3017 | 97.6224
2151 | 2151 | 2019-03-31 15:00 | 10.95 | 3.32 | 229 | 14.4978 | 98.9612 | 3.37 | 232 | 14.5259 | 99.1526 | 3.38 | 233 | 14.5064 | 99.0201 | 2.77 | 193 | 14.3523 | 97.9681
2152 | 2152 | 2019-03-31 16:00 | 10.38 | 0.81 | 57 | 14.2105 | 97.0002 | 0.86 | 61 | 14.0984 | 96.2345 | 0.86 | 60 | 14.3333 | 97.8385 | 0.86 | 60 | 14.3333 | 97.8385
2153 | 2153 | 2019-03-31 17:00 | 9.81 | 0.51 | 36 | 14.1667 | 96.7008 | 0.76 | 53 | 14.3396 | 97.8814 | 0.54 | 38 | 14.2105 | 97.0002 | 0.53 | 37 | 14.3243 | 97.777
2154 | 2154 | 2019-03-31 18:00 | 9.23 | 0 | 0 | 0 | 0 | 0 | 0 | 0 | 0 | 0 | 0 | 0 | 0 | 0 | 0 | 0 | 0
2155 | 2155 | 2019-03-31 19:00 | 8.78 | 0 | 0 | 0 | 0 | 0 | 0 | 0 | 0 | 0 | 0 | 0 | 0 | 0 | 0 | 0 | 0
2156 | 2156 | 2019-03-31 20:00 | 8.32 | 0 | 0 | 0 | 0 | 0 | 0 | 0 | 0 | 0 | 0 | 0 | 0 | 0 | 0 | 0 | 0
2157 | 2157 | 2019-03-31 21:00 | 7.86 | 0 | 0 | 0 | 0 | 0 | 0 | 0 | 0 | 0 | 0 | 0 | 0 | 0 | 0 | 0 | 0
2158 | 2158 | 2019-03-31 22:00 | 7.63 | 0 | 0 | 0 | 0 | 0 | 0 | 0 | 0 | 0 | 0 | 0 | 0 | 0 | 0 | 0 | 0
2159 | 2159 | 2019-03-31 23:00 | 7.41 | 0 | 0 | 0 | 0 | 0 | 0 | 0 | 0 | 0 | 0 | 0 | 0 | 0 | 0 | 0 | 0
2160 | 2160 | 2019-04-01 | 7.18 | 0 | 0 | 0 | 0 | 0 | 0 | 0 | 0 | 0 | 0 | 0 | 0 | 0 | 0 | 0 | 0
2161 | 2161 | 2019-04-01 01:00 | 6.94 | 0 | 0 | 0 | 0 | 0 | 0 | 0 | 0 | 0 | 0 | 0 | 0 | 0 | 0 | 0 | 0
2162 | 2162 | 2019-04-01 02:00 | 6.7 | 0 | 0 | 0 | 0 | 0 | 0 | 0 | 0 | 0 | 0 | 0 | 0 | 0 | 0 | 0 | 0
2163 | 2163 | 2019-04-01 03:00 | 6.45 | 0 | 0 | 0 | 0 | 0 | 0 | 0 | 0 | 0 | 0 | 0 | 0 | 0 | 0 | 0 | 0
2164 | 2164 | 2019-04-01 04:00 | 6.65 | 0 | 0 | 0 | 0 | 0 | 0 | 0 | 0 | 0 | 0 | 0 | 0 | 0 | 0 | 0 | 0
2165 | 2165 | 2019-04-01 05:00 | 6.84 | 0 | 0 | 0 | 0 | 0 | 0 | 0 | 0 | 0 | 0 | 0 | 0 | 0 | 0 | 0 | 0
2166 | 2166 | 2019-04-01 06:00 | 7.04 | 0.3 | 21 | 14.2857 | 97.5134 | 0.55 | 38 | 14.4737 | 98.7965 | 0.32 | 23 | 13.913 | 94.9696 | 0.31 | 22 | 14.0909 | 96.1837
2167 | 2167 | 2019-04-01 07:00 | 7.56 | 0.33 | 23 | 14.3478 | 97.9374 | 0.36 | 26 | 13.8462 | 94.513 | 0.35 | 25 | 14 | 95.5631 | 0.35 | 25 | 14 | 95.5631
2168 | 2168 | 2019-04-01 08:00 | 8.08 | 1.48 | 102 | 14.5098 | 99.043 | 1.51 | 104 | 14.5192 | 99.1074 | 1.55 | 107 | 14.486 | 98.8804 | 1.54 | 106 | 14.5283 | 99.1693
2169 | 2169 | 2019-04-01 09:00 | 8.6 | 3.89 | 267 | 14.5693 | 99.4491 | 3.9 | 268 | 14.5522 | 99.3327 | 4 | 274 | 14.5985 | 99.6487 | 3.69 | 254 | 14.5276 | 99.1642
2170 | 2170 | 2019-04-01 10:00 | 9.13 | 5.24 | 362 | 14.4751 | 98.8064 | 5.25 | 362 | 14.5028 | 98.995 | 5.39 | 372 | 14.4892 | 98.9027 | 5.3 | 365 | 14.5205 | 99.1164
2171 | 2171 | 2019-04-01 11:00 | 9.66 | 5.76 | 399 | 14.4361 | 98.5399 | 5.76 | 399 | 14.4361 | 98.5399 | 5.97 | 413 | 14.4552 | 98.6703 | 5.97 | 413 | 14.4552 | 98.6703
2172 | 2172 | 2019-04-01 12:00 | 10.2 | 3.34 | 230 | 14.5217 | 99.1245 | 3.34 | 230 | 14.5217 | 99.1245 | 3.46 | 238 | 14.5378 | 99.2342 | 3.46 | 238 | 14.5378 | 99.2342
2173 | 2173 | 2019-04-01 13:00 | 10.08 | 3.81 | 263 | 14.4867 | 98.8853 | 3.82 | 263 | 14.5247 | 99.1448 | 3.95 | 272 | 14.5221 | 99.1267 | 3.94 | 271 | 14.5387 | 99.2406
2174 | 2174 | 2019-04-01 14:00 | 9.97 | 3.26 | 224 | 14.5536 | 99.3418 | 3.27 | 225 | 14.5333 | 99.2036 | 3.37 | 232 | 14.5259 | 99.1526 | 3.26 | 224 | 14.5536 | 99.3418
2175 | 2175 | 2019-04-01 15:00 | 9.85 | 3.2 | 220 | 14.5455 | 99.2864 | 3.25 | 223 | 14.574 | 99.4812 | 3.27 | 224 | 14.5982 | 99.6465 | 2.71 | 187 | 14.492 | 98.9214
2176 | 2176 | 2019-04-01 16:00 | 9.35 | 1.24 | 86 | 14.4186 | 98.4205 | 1.32 | 92 | 14.3478 | 97.9374 | 1.31 | 91 | 14.3956 | 98.2635 | 1.3 | 90 | 14.4444 | 98.5969
2177 | 2177 | 2019-04-01 17:00 | 8.85 | 0.39 | 27 | 14.4444 | 98.5969 | 0.57 | 40 | 14.25 | 97.2696 | 0.41 | 29 | 14.1379 | 96.5046 | 0.4 | 29 | 13.7931 | 94.1509
2178 | 2178 | 2019-04-01 18:00 | 8.34 | 0 | 0 | 0 | 0 | 0 | 0 | 0 | 0 | 0 | 0 | 0 | 0 | 0 | 0 | 0 | 0
2179 | 2179 | 2019-04-01 19:00 | 7.88 | 0 | 0 | 0 | 0 | 0 | 0 | 0 | 0 | 0 | 0 | 0 | 0 | 0 | 0 | 0 | 0
2180 | 2180 | 2019-04-01 20:00 | 7.42 | 0 | 0 | 0 | 0 | 0 | 0 | 0 | 0 | 0 | 0 | 0 | 0 | 0 | 0 | 0 | 0
2181 | 2181 | 2019-04-01 21:00 | 6.96 | 0 | 0 | 0 | 0 | 0 | 0 | 0 | 0 | 0 | 0 | 0 | 0 | 0 | 0 | 0 | 0
2182 | 2182 | 2019-04-01 22:00 | 6.82 | 0 | 0 | 0 | 0 | 0 | 0 | 0 | 0 | 0 | 0 | 0 | 0 | 0 | 0 | 0 | 0
2183 | 2183 | 2019-04-01 23:00 | 6.69 | 0 | 0 | 0 | 0 | 0 | 0 | 0 | 0 | 0 | 0 | 0 | 0 | 0 | 0 | 0 | 0
2184 | 2184 | 2019-04-02 | 6.55 | 0 | 0 | 0 | 0 | 0 | 0 | 0 | 0 | 0 | 0 | 0 | 0 | 0 | 0 | 0 | 0
2185 | 2185 | 2019-04-02 01:00 | 5.82 | 0 | 0 | 0 | 0 | 0 | 0 | 0 | 0 | 0 | 0 | 0 | 0 | 0 | 0 | 0 | 0
2186 | 2186 | 2019-04-02 02:00 | 5.1 | 0 | 0 | 0 | 0 | 0 | 0 | 0 | 0 | 0 | 0 | 0 | 0 | 0 | 0 | 0 | 0
2187 | 2187 | 2019-04-02 03:00 | 4.38 | 0 | 0 | 0 | 0 | 0 | 0 | 0 | 0 | 0 | 0 | 0 | 0 | 0 | 0 | 0 | 0
2188 | 2188 | 2019-04-02 04:00 | 4.38 | 0 | 0 | 0 | 0 | 0 | 0 | 0 | 0 | 0 | 0 | 0 | 0 | 0 | 0 | 0 | 0
2189 | 2189 | 2019-04-02 05:00 | 4.37 | 0 | 0 | 0 | 0 | 0 | 0 | 0 | 0 | 0 | 0 | 0 | 0 | 0 | 0 | 0 | 0
2190 | 2190 | 2019-04-02 06:00 | 4.37 | 0.78 | 53 | 14.717 | 100.4572 | 1.41 | 95 | 14.8421 | 101.3113 | 0.84 | 58 | 14.4828 | 98.8584 | 0.72 | 50 | 14.4 | 98.2935
2191 | 2191 | 2019-04-02 07:00 | 5.32 | 2.61 | 176 | 14.8295 | 101.2256 | 2.86 | 192 | 14.8958 | 101.678 | 2.55 | 172 | 14.8256 | 101.1985 | 1.4 | 97 | 14.433 | 98.5187
2192 | 2192 | 2019-04-02 08:00 | 6.27 | 5.03 | 340 | 14.7941 | 100.9837 | 5.13 | 347 | 14.7839 | 100.9137 | 4.78 | 324 | 14.7531 | 100.7037 | 1.94 | 136 | 14.2647 | 97.37
2193 | 2193 | 2019-04-02 09:00 | 7.22 | 7.27 | 499 | 14.5691 | 99.448 | 7.3 | 502 | 14.5418 | 99.2617 | 7.11 | 489 | 14.5399 | 99.2483 | 4.26 | 299 | 14.2475 | 97.2525
2194 | 2194 | 2019-04-02 10:00 | 8.16 | 8.85 | 620 | 14.2742 | 97.4348 | 8.86 | 621 | 14.2673 | 97.3878 | 8.94 | 626 | 14.2812 | 97.4823 | 8.49 | 596 | 14.245 | 97.2353
2195 | 2195 | 2019-04-02 11:00 | 9.1 | 9.41 | 668 | 14.0868 | 96.1558 | 9.41 | 668 | 14.0868 | 96.1558 | 9.76 | 692 | 14.104 | 96.2734 | 9.75 | 692 | 14.0896 | 96.1747
2196 | 2196 | 2019-04-02 12:00 | 10.04 | 8.05 | 568 | 14.1725 | 96.7409 | 8.05 | 568 | 14.1725 | 96.7409 | 8.36 | 589 | 14.1935 | 96.8843 | 8.36 | 589 | 14.1935 | 96.8843
2197 | 2197 | 2019-04-02 13:00 | 10.51 | 7.48 | 526 | 14.2205 | 97.0685 | 7.49 | 527 | 14.2125 | 97.0138 | 7.65 | 538 | 14.2193 | 97.0603 | 7.5 | 527 | 14.2315 | 97.1433
2198 | 2198 | 2019-04-02 14:00 | 10.97 | 6.06 | 422 | 14.3602 | 98.0218 | 6.08 | 424 | 14.3396 | 97.8814 | 6.09 | 424 | 14.3632 | 98.0424 | 4.99 | 351 | 14.2165 | 97.0411
2199 | 2199 | 2019-04-02 15:00 | 11.43 | 4.42 | 306 | 14.4444 | 98.5969 | 4.48 | 310 | 14.4516 | 98.6458 | 4.35 | 301 | 14.4518 | 98.6473 | 2.6 | 184 | 14.1304 | 96.4535
2200 | 2200 | 2019-04-02 16:00 | 10.51 | 2.34 | 162 | 14.4444 | 98.5969 | 2.5 | 172 | 14.5349 | 99.2142 | 2.37 | 163 | 14.5399 | 99.2483 | 1.82 | 127 | 14.3307 | 97.8205
2201 | 2201 | 2019-04-02 17:00 | 9.59 | 0.8 | 56 | 14.2857 | 97.5134 | 1.19 | 82 | 14.5122 | 99.0594 | 0.85 | 60 | 14.1667 | 96.7008 | 0.74 | 52 | 14.2308 | 97.1384
2202 | 2202 | 2019-04-02 18:00 | 8.67 | 0 | 0 | 0 | 0 | 0 | 0 | 0 | 0 | 0 | 0 | 0 | 0 | 0 | 0 | 0 | 0
2203 | 2203 | 2019-04-02 19:00 | 7.81 | 0 | 0 | 0 | 0 | 0 | 0 | 0 | 0 | 0 | 0 | 0 | 0 | 0 | 0 | 0 | 0
2204 | 2204 | 2019-04-02 20:00 | 6.95 | 0 | 0 | 0 | 0 | 0 | 0 | 0 | 0 | 0 | 0 | 0 | 0 | 0 | 0 | 0 | 0
2205 | 2205 | 2019-04-02 21:00 | 6.09 | 0 | 0 | 0 | 0 | 0 | 0 | 0 | 0 | 0 | 0 | 0 | 0 | 0 | 0 | 0 | 0
2206 | 2206 | 2019-04-02 22:00 | 5.59 | 0 | 0 | 0 | 0 | 0 | 0 | 0 | 0 | 0 | 0 | 0 | 0 | 0 | 0 | 0 | 0
2207 | 2207 | 2019-04-02 23:00 | 5.09 | 0 | 0 | 0 | 0 | 0 | 0 | 0 | 0 | 0 | 0 | 0 | 0 | 0 | 0 | 0 | 0
2208 | 2208 | 2019-04-03 | 4.58 | 0 | 0 | 0 | 0 | 0 | 0 | 0 | 0 | 0 | 0 | 0 | 0 | 0 | 0 | 0 | 0
2209 | 2209 | 2019-04-03 01:00 | 3.72 | 0 | 0 | 0 | 0 | 0 | 0 | 0 | 0 | 0 | 0 | 0 | 0 | 0 | 0 | 0 | 0
2210 | 2210 | 2019-04-03 02:00 | 2.86 | 0 | 0 | 0 | 0 | 0 | 0 | 0 | 0 | 0 | 0 | 0 | 0 | 0 | 0 | 0 | 0
2211 | 2211 | 2019-04-03 03:00 | 2 | 0 | 0 | 0 | 0 | 0 | 0 | 0 | 0 | 0 | 0 | 0 | 0 | 0 | 0 | 0 | 0
2212 | 2212 | 2019-04-03 04:00 | 2.19 | 0 | 0 | 0 | 0 | 0 | 0 | 0 | 0 | 0 | 0 | 0 | 0 | 0 | 0 | 0 | 0
2213 | 2213 | 2019-04-03 05:00 | 2.39 | 0 | 0 | 0 | 0 | 0 | 0 | 0 | 0 | 0 | 0 | 0 | 0 | 0 | 0 | 0 | 0
2214 | 2214 | 2019-04-03 06:00 | 2.58 | 0.51 | 35 | 14.5714 | 99.4637 | 0.91 | 61 | 14.918 | 101.8296 | 0.54 | 37 | 14.5946 | 99.6218 | 0.54 | 37 | 14.5946 | 99.6218
2215 | 2215 | 2019-04-03 07:00 | 5.36 | 1.57 | 107 | 14.6729 | 100.1563 | 1.72 | 117 | 14.7009 | 100.3471 | 1.66 | 113 | 14.6903 | 100.2748 | 1.62 | 110 | 14.7273 | 100.5275
2216 | 2216 | 2019-04-03 08:00 | 8.13 | 2.44 | 168 | 14.5238 | 99.1386 | 2.49 | 171 | 14.5614 | 99.3952 | 2.55 | 175 | 14.5714 | 99.4637 | 2.46 | 169 | 14.5562 | 99.3598
2217 | 2217 | 2019-04-03 09:00 | 10.91 | 3.95 | 275 | 14.3636 | 98.0453 | 3.97 | 276 | 14.3841 | 98.1847 | 4.07 | 283 | 14.3816 | 98.1681 | 3.8 | 265 | 14.3396 | 97.8814
2218 | 2218 | 2019-04-03 10:00 | 12.49 | 5.37 | 380 | 14.1316 | 96.4613 | 5.38 | 380 | 14.1579 | 96.6409 | 5.53 | 390 | 14.1795 | 96.7883 | 5.45 | 385 | 14.1558 | 96.6269
2219 | 2219 | 2019-04-03 11:00 | 14.07 | 5.89 | 421 | 13.9905 | 95.4983 | 5.89 | 421 | 13.9905 | 95.4983 | 6.1 | 435 | 14.023 | 95.7201 | 6.1 | 435 | 14.023 | 95.7201
2220 | 2220 | 2019-04-03 12:00 | 15.65 | 7.77 | 568 | 13.6796 | 93.376 | 7.77 | 568 | 13.6796 | 93.376 | 8.07 | 589 | 13.7012 | 93.5235 | 8.07 | 589 | 13.7012 | 93.5235
2221 | 2221 | 2019-04-03 13:00 | 16.2 | 7.38 | 538 | 13.7175 | 93.6346 | 7.39 | 538 | 13.7361 | 93.7615 | 7.54 | 549 | 13.7341 | 93.7479 | 7.39 | 538 | 13.7361 | 93.7615
2222 | 2222 | 2019-04-03 14:00 | 16.75 | 3.72 | 266 | 13.985 | 95.4605 | 3.74 | 266 | 14.0602 | 95.9737 | 3.84 | 274 | 14.0146 | 95.6628 | 3.67 | 262 | 14.0076 | 95.6152
2223 | 2223 | 2019-04-03 15:00 | 17.3 | 2.45 | 175 | 14 | 95.5631 | 2.49 | 177 | 14.0678 | 96.0259 | 2.55 | 182 | 14.011 | 95.6382 | 2.42 | 173 | 13.9884 | 95.4842
2224 | 2224 | 2019-04-03 16:00 | 16.33 | 1.09 | 78 | 13.9744 | 95.3881 | 1.16 | 83 | 13.9759 | 95.3987 | 1.15 | 83 | 13.8554 | 94.5763 | 1.15 | 83 | 13.8554 | 94.5763
2225 | 2225 | 2019-04-03 17:00 | 15.36 | 0.74 | 54 | 13.7037 | 93.5406 | 1.11 | 79 | 14.0506 | 95.9088 | 0.8 | 57 | 14.0351 | 95.8026 | 0.75 | 54 | 13.8889 | 94.8047
2226 | 2226 | 2019-04-03 18:00 | 14.39 | 0 | 0 | 0 | 0 | 0 | 0 | 0 | 0 | 0 | 0 | 0 | 0 | 0 | 0 | 0 | 0
2227 | 2227 | 2019-04-03 19:00 | 13.89 | 0 | 0 | 0 | 0 | 0 | 0 | 0 | 0 | 0 | 0 | 0 | 0 | 0 | 0 | 0 | 0
2228 | 2228 | 2019-04-03 20:00 | 13.38 | 0 | 0 | 0 | 0 | 0 | 0 | 0 | 0 | 0 | 0 | 0 | 0 | 0 | 0 | 0 | 0
2229 | 2229 | 2019-04-03 21:00 | 12.88 | 0 | 0 | 0 | 0 | 0 | 0 | 0 | 0 | 0 | 0 | 0 | 0 | 0 | 0 | 0 | 0
2230 | 2230 | 2019-04-03 22:00 | 12.65 | 0 | 0 | 0 | 0 | 0 | 0 | 0 | 0 | 0 | 0 | 0 | 0 | 0 | 0 | 0 | 0
2231 | 2231 | 2019-04-03 23:00 | 12.42 | 0 | 0 | 0 | 0 | 0 | 0 | 0 | 0 | 0 | 0 | 0 | 0 | 0 | 0 | 0 | 0
2232 | 2232 | 2019-04-04 | 12.18 | 0 | 0 | 0 | 0 | 0 | 0 | 0 | 0 | 0 | 0 | 0 | 0 | 0 | 0 | 0 | 0
2233 | 2233 | 2019-04-04 01:00 | 11.65 | 0 | 0 | 0 | 0 | 0 | 0 | 0 | 0 | 0 | 0 | 0 | 0 | 0 | 0 | 0 | 0
2234 | 2234 | 2019-04-04 02:00 | 11.11 | 0 | 0 | 0 | 0 | 0 | 0 | 0 | 0 | 0 | 0 | 0 | 0 | 0 | 0 | 0 | 0
2235 | 2235 | 2019-04-04 03:00 | 10.58 | 0 | 0 | 0 | 0 | 0 | 0 | 0 | 0 | 0 | 0 | 0 | 0 | 0 | 0 | 0 | 0
2236 | 2236 | 2019-04-04 04:00 | 10.88 | 0 | 0 | 0 | 0 | 0 | 0 | 0 | 0 | 0 | 0 | 0 | 0 | 0 | 0 | 0 | 0
2237 | 2237 | 2019-04-04 05:00 | 11.17 | 0 | 0 | 0 | 0 | 0 | 0 | 0 | 0 | 0 | 0 | 0 | 0 | 0 | 0 | 0 | 0
2238 | 2238 | 2019-04-04 06:00 | 11.47 | 0.12 | 8 | 15 | 102.3891 | 0.2 | 15 | 13.3333 | 91.0125 | 0.12 | 9 | 13.3333 | 91.0125 | 0.12 | 9 | 13.3333 | 91.0125
2239 | 2239 | 2019-04-04 07:00 | 12.98 | 0.66 | 47 | 14.0426 | 95.8536 | 0.72 | 52 | 13.8462 | 94.513 | 0.7 | 50 | 14 | 95.5631 | 0.7 | 50 | 14 | 95.5631
2240 | 2240 | 2019-04-04 08:00 | 14.49 | 1.44 | 102 | 14.1176 | 96.3662 | 1.47 | 104 | 14.1346 | 96.482 | 1.51 | 107 | 14.1121 | 96.3287 | 1.51 | 107 | 14.1121 | 96.3287
2241 | 2241 | 2019-04-04 09:00 | 16 | 3.98 | 282 | 14.1135 | 96.3377 | 3.99 | 283 | 14.0989 | 96.2385 | 4.09 | 290 | 14.1034 | 96.2693 | 3.81 | 270 | 14.1111 | 96.3216
2242 | 2242 | 2019-04-04 10:00 | 16.68 | 7.22 | 520 | 13.8846 | 94.7755 | 7.23 | 521 | 13.8772 | 94.7246 | 7.36 | 530 | 13.8868 | 94.7904 | 7.14 | 515 | 13.8641 | 94.6353
2243 | 2243 | 2019-04-04 11:00 | 17.35 | 7.05 | 508 | 13.878 | 94.7301 | 7.05 | 508 | 13.878 | 94.7301 | 7.31 | 526 | 13.8973 | 94.8624 | 7.31 | 526 | 13.8973 | 94.8624
2244 | 2244 | 2019-04-04 12:00 | 18.03 | 4.69 | 334 | 14.0419 | 95.8493 | 4.69 | 334 | 14.0419 | 95.8493 | 4.86 | 346 | 14.0462 | 95.8788 | 4.86 | 346 | 14.0462 | 95.8788
2245 | 2245 | 2019-04-04 13:00 | 18.34 | 5.08 | 364 | 13.956 | 95.2631 | 5.09 | 365 | 13.9452 | 95.1891 | 5.24 | 375 | 13.9733 | 95.3811 | 5.2 | 373 | 13.941 | 95.1605
2246 | 2246 | 2019-04-04 14:00 | 18.64 | 4.64 | 333 | 13.9339 | 95.1122 | 4.66 | 334 | 13.9521 | 95.2361 | 4.75 | 340 | 13.9706 | 95.3624 | 4.31 | 310 | 13.9032 | 94.9026
2247 | 2247 | 2019-04-04 15:00 | 18.94 | 4.19 | 301 | 13.9203 | 95.0189 | 4.25 | 305 | 13.9344 | 95.1155 | 4.16 | 298 | 13.9597 | 95.2883 | 2.68 | 196 | 13.6735 | 93.3343
2248 | 2248 | 2019-04-04 16:00 | 17.79 | 2.63 | 187 | 14.0642 | 96.0012 | 2.81 | 200 | 14.05 | 95.9044 | 2.55 | 182 | 14.011 | 95.6382 | 1.41 | 103 | 13.6893 | 93.4425
2249 | 2249 | 2019-04-04 17:00 | 16.64 | 0.69 | 50 | 13.8 | 94.198 | 1.02 | 73 | 13.9726 | 95.3761 | 0.73 | 53 | 13.7736 | 94.0176 | 0.71 | 51 | 13.9216 | 95.0278
2250 | 2250 | 2019-04-04 18:00 | 15.49 | 0 | 0 | 0 | 0 | 0 | 0 | 0 | 0 | 0 | 0 | 0 | 0 | 0 | 0 | 0 | 0
2251 | 2251 | 2019-04-04 19:00 | 15.01 | 0 | 0 | 0 | 0 | 0 | 0 | 0 | 0 | 0 | 0 | 0 | 0 | 0 | 0 | 0 | 0
2252 | 2252 | 2019-04-04 20:00 | 14.52 | 0 | 0 | 0 | 0 | 0 | 0 | 0 | 0 | 0 | 0 | 0 | 0 | 0 | 0 | 0 | 0
2253 | 2253 | 2019-04-04 21:00 | 14.04 | 0 | 0 | 0 | 0 | 0 | 0 | 0 | 0 | 0 | 0 | 0 | 0 | 0 | 0 | 0 | 0
2254 | 2254 | 2019-04-04 22:00 | 13.96 | 0 | 0 | 0 | 0 | 0 | 0 | 0 | 0 | 0 | 0 | 0 | 0 | 0 | 0 | 0 | 0
2255 | 2255 | 2019-04-04 23:00 | 13.88 | 0 | 0 | 0 | 0 | 0 | 0 | 0 | 0 | 0 | 0 | 0 | 0 | 0 | 0 | 0 | 0
2256 | 2256 | 2019-04-05 | 13.8 | 0 | 0 | 0 | 0 | 0 | 0 | 0 | 0 | 0 | 0 | 0 | 0 | 0 | 0 | 0 | 0
2257 | 2257 | 2019-04-05 01:00 | 13.8 | 0 | 0 | 0 | 0 | 0 | 0 | 0 | 0 | 0 | 0 | 0 | 0 | 0 | 0 | 0 | 0
2258 | 2258 | 2019-04-05 02:00 | 13.79 | 0 | 0 | 0 | 0 | 0 | 0 | 0 | 0 | 0 | 0 | 0 | 0 | 0 | 0 | 0 | 0
2259 | 2259 | 2019-04-05 03:00 | 13.79 | 0 | 0 | 0 | 0 | 0 | 0 | 0 | 0 | 0 | 0 | 0 | 0 | 0 | 0 | 0 | 0
2260 | 2260 | 2019-04-05 04:00 | 13.58 | 0 | 0 | 0 | 0 | 0 | 0 | 0 | 0 | 0 | 0 | 0 | 0 | 0 | 0 | 0 | 0
2261 | 2261 | 2019-04-05 05:00 | 13.36 | 0 | 0 | 0 | 0 | 0 | 0 | 0 | 0 | 0 | 0 | 0 | 0 | 0 | 0 | 0 | 0
2262 | 2262 | 2019-04-05 06:00 | 13.15 | 0.88 | 62 | 14.1935 | 96.8843 | 1.54 | 107 | 14.3925 | 98.2425 | 0.95 | 67 | 14.1791 | 96.7857 | 0.81 | 58 | 13.9655 | 95.3278
2263 | 2263 | 2019-04-05 07:00 | 13.57 | 0.35 | 25 | 14 | 95.5631 | 0.38 | 27 | 14.0741 | 96.0688 | 0.37 | 27 | 13.7037 | 93.5406 | 0.37 | 27 | 13.7037 | 93.5406
2264 | 2264 | 2019-04-05 08:00 | 13.99 | 1.89 | 133 | 14.2105 | 97.0002 | 1.92 | 135 | 14.2222 | 97.08 | 1.98 | 139 | 14.2446 | 97.2328 | 1.97 | 138 | 14.2754 | 97.4427
2265 | 2265 | 2019-04-05 09:00 | 14.41 | 1.21 | 86 | 14.0698 | 96.0394 | 1.22 | 86 | 14.186 | 96.8331 | 1.26 | 90 | 14 | 95.5631 | 1.26 | 90 | 14 | 95.5631
2266 | 2266 | 2019-04-05 10:00 | 14.95 | 1.65 | 117 | 14.1026 | 96.2632 | 1.66 | 117 | 14.188 | 96.8466 | 1.72 | 121 | 14.2149 | 97.0299 | 1.72 | 121 | 14.2149 | 97.0299
2267 | 2267 | 2019-04-05 11:00 | 15.5 | 2.24 | 159 | 14.0881 | 96.1642 | 2.24 | 159 | 14.0881 | 96.1642 | 2.32 | 164 | 14.1463 | 96.5621 | 2.32 | 164 | 14.1463 | 96.5621
2268 | 2268 | 2019-04-05 12:00 | 16.04 | 6.94 | 499 | 13.9078 | 94.9339 | 6.95 | 499 | 13.9279 | 95.0707 | 7.2 | 517 | 13.9265 | 95.0614 | 7.21 | 517 | 13.9458 | 95.1935
2269 | 2269 | 2019-04-05 13:00 | 16.3 | 8.35 | 605 | 13.8017 | 94.2092 | 8.35 | 605 | 13.8017 | 94.2092 | 8.5 | 615 | 13.8211 | 94.3422 | 8.28 | 600 | 13.8 | 94.198
2270 | 2270 | 2019-04-05 14:00 | 16.55 | 6.43 | 459 | 14.0087 | 95.6226 | 6.45 | 461 | 13.9913 | 95.5039 | 6.42 | 458 | 14.0175 | 95.6824 | 5.07 | 366 | 13.8525 | 94.556
2271 | 2271 | 2019-04-05 15:00 | 16.81 | 5.15 | 364 | 14.1484 | 96.5758 | 5.22 | 369 | 14.1463 | 96.5621 | 4.87 | 345 | 14.1159 | 96.3546 | 1.65 | 122 | 13.5246 | 92.318
2272 | 2272 | 2019-04-05 16:00 | 15.45 | 2.77 | 194 | 14.2784 | 97.4631 | 2.96 | 207 | 14.2995 | 97.6076 | 2.61 | 184 | 14.1848 | 96.8245 | 1.07 | 78 | 13.7179 | 93.6379
2273 | 2273 | 2019-04-05 17:00 | 14.1 | 0.83 | 60 | 13.8333 | 94.4255 | 1.24 | 87 | 14.2529 | 97.2892 | 0.89 | 64 | 13.9062 | 94.9232 | 0.69 | 49 | 14.0816 | 96.1204
2274 | 2274 | 2019-04-05 18:00 | 12.74 | 0 | 0 | 0 | 0 | 0 | 0 | 0 | 0 | 0 | 0 | 0 | 0 | 0 | 0 | 0 | 0
2275 | 2275 | 2019-04-05 19:00 | 12.02 | 0 | 0 | 0 | 0 | 0 | 0 | 0 | 0 | 0 | 0 | 0 | 0 | 0 | 0 | 0 | 0
2276 | 2276 | 2019-04-05 20:00 | 11.31 | 0 | 0 | 0 | 0 | 0 | 0 | 0 | 0 | 0 | 0 | 0 | 0 | 0 | 0 | 0 | 0
2277 | 2277 | 2019-04-05 21:00 | 10.59 | 0 | 0 | 0 | 0 | 0 | 0 | 0 | 0 | 0 | 0 | 0 | 0 | 0 | 0 | 0 | 0
2278 | 2278 | 2019-04-05 22:00 | 10.79 | 0 | 0 | 0 | 0 | 0 | 0 | 0 | 0 | 0 | 0 | 0 | 0 | 0 | 0 | 0 | 0
2279 | 2279 | 2019-04-05 23:00 | 10.99 | 0 | 0 | 0 | 0 | 0 | 0 | 0 | 0 | 0 | 0 | 0 | 0 | 0 | 0 | 0 | 0
2280 | 2280 | 2019-04-06 | 11.18 | 0 | 0 | 0 | 0 | 0 | 0 | 0 | 0 | 0 | 0 | 0 | 0 | 0 | 0 | 0 | 0
2281 | 2281 | 2019-04-06 01:00 | 11.01 | 0 | 0 | 0 | 0 | 0 | 0 | 0 | 0 | 0 | 0 | 0 | 0 | 0 | 0 | 0 | 0
2282 | 2282 | 2019-04-06 02:00 | 10.85 | 0 | 0 | 0 | 0 | 0 | 0 | 0 | 0 | 0 | 0 | 0 | 0 | 0 | 0 | 0 | 0
2283 | 2283 | 2019-04-06 03:00 | 10.68 | 0 | 0 | 0 | 0 | 0 | 0 | 0 | 0 | 0 | 0 | 0 | 0 | 0 | 0 | 0 | 0
2284 | 2284 | 2019-04-06 04:00 | 10.63 | 0 | 0 | 0 | 0 | 0 | 0 | 0 | 0 | 0 | 0 | 0 | 0 | 0 | 0 | 0 | 0
2285 | 2285 | 2019-04-06 05:00 | 10.58 | 0 | 0 | 0 | 0 | 0 | 0 | 0 | 0 | 0 | 0 | 0 | 0 | 0 | 0 | 0 | 0
2286 | 2286 | 2019-04-06 06:00 | 10.53 | 0.3 | 22 | 13.6364 | 93.081 | 0.52 | 37 | 14.0541 | 95.9321 | 0.32 | 23 | 13.913 | 94.9696 | 0.32 | 23 | 13.913 | 94.9696
2287 | 2287 | 2019-04-06 07:00 | 10.75 | 1.02 | 72 | 14.1667 | 96.7008 | 1.12 | 78 | 14.359 | 98.0135 | 1.09 | 76 | 14.3421 | 97.8983 | 1.09 | 76 | 14.3421 | 97.8983
2288 | 2288 | 2019-04-06 08:00 | 10.96 | 1.09 | 76 | 14.3421 | 97.8983 | 1.11 | 78 | 14.2308 | 97.1384 | 1.14 | 80 | 14.25 | 97.2696 | 1.14 | 80 | 14.25 | 97.2696
2289 | 2289 | 2019-04-06 09:00 | 11.17 | 2 | 139 | 14.3885 | 98.2149 | 2.01 | 140 | 14.3571 | 98.001 | 2.08 | 145 | 14.3448 | 97.9169 | 2.08 | 145 | 14.3448 | 97.9169
2290 | 2290 | 2019-04-06 10:00 | 11.25 | 3.17 | 220 | 14.4091 | 98.3556 | 3.17 | 220 | 14.4091 | 98.3556 | 3.29 | 228 | 14.4298 | 98.4971 | 3.28 | 228 | 14.386 | 98.1977
2291 | 2291 | 2019-04-06 11:00 | 11.32 | 3.1 | 216 | 14.3519 | 97.9649 | 3.1 | 216 | 14.3519 | 97.9649 | 3.21 | 223 | 14.3946 | 98.2568 | 3.21 | 223 | 14.3946 | 98.2568
2292 | 2292 | 2019-04-06 12:00 | 11.4 | 2.4 | 167 | 14.3713 | 98.0973 | 2.4 | 167 | 14.3713 | 98.0973 | 2.48 | 172 | 14.4186 | 98.4205 | 2.48 | 172 | 14.4186 | 98.4205
2293 | 2293 | 2019-04-06 13:00 | 11.83 | 2.53 | 176 | 14.375 | 98.1229 | 2.54 | 176 | 14.4318 | 98.5107 | 2.63 | 182 | 14.4505 | 98.6386 | 2.63 | 182 | 14.4505 | 98.6386
2294 | 2294 | 2019-04-06 14:00 | 12.26 | 1.88 | 131 | 14.3511 | 97.96 | 1.88 | 132 | 14.2424 | 97.2179 | 1.95 | 136 | 14.3382 | 97.8719 | 1.95 | 136 | 14.3382 | 97.8719
2295 | 2295 | 2019-04-06 15:00 | 12.69 | 1.96 | 137 | 14.3066 | 97.6558 | 1.99 | 139 | 14.3165 | 97.7239 | 2.05 | 143 | 14.3357 | 97.8544 | 2.03 | 142 | 14.2958 | 97.5821
2296 | 2296 | 2019-04-06 16:00 | 11.86 | 2.73 | 189 | 14.4444 | 98.5969 | 2.92 | 201 | 14.5274 | 99.1629 | 2.67 | 185 | 14.4324 | 98.5149 | 1.61 | 114 | 14.1228 | 96.4014
2297 | 2297 | 2019-04-06 17:00 | 11.03 | 0.12 | 8 | 15 | 102.3891 | 0.17 | 12 | 14.1667 | 96.7008 | 0.12 | 9 | 13.3333 | 91.0125 | 0.12 | 9 | 13.3333 | 91.0125
2298 | 2298 | 2019-04-06 18:00 | 10.2 | 0 | 0 | 0 | 0 | 0 | 0 | 0 | 0 | 0 | 0 | 0 | 0 | 0 | 0 | 0 | 0
2299 | 2299 | 2019-04-06 19:00 | 9.8 | 0 | 0 | 0 | 0 | 0 | 0 | 0 | 0 | 0 | 0 | 0 | 0 | 0 | 0 | 0 | 0
2300 | 2300 | 2019-04-06 20:00 | 9.4 | 0 | 0 | 0 | 0 | 0 | 0 | 0 | 0 | 0 | 0 | 0 | 0 | 0 | 0 | 0 | 0
2301 | 2301 | 2019-04-06 21:00 | 9 | 0 | 0 | 0 | 0 | 0 | 0 | 0 | 0 | 0 | 0 | 0 | 0 | 0 | 0 | 0 | 0
2302 | 2302 | 2019-04-06 22:00 | 8.66 | 0 | 0 | 0 | 0 | 0 | 0 | 0 | 0 | 0 | 0 | 0 | 0 | 0 | 0 | 0 | 0
2303 | 2303 | 2019-04-06 23:00 | 8.33 | 0 | 0 | 0 | 0 | 0 | 0 | 0 | 0 | 0 | 0 | 0 | 0 | 0 | 0 | 0 | 0
2304 | 2304 | 2019-04-07 | 7.99 | 0 | 0 | 0 | 0 | 0 | 0 | 0 | 0 | 0 | 0 | 0 | 0 | 0 | 0 | 0 | 0
2305 | 2305 | 2019-04-07 01:00 | 7.71 | 0 | 0 | 0 | 0 | 0 | 0 | 0 | 0 | 0 | 0 | 0 | 0 | 0 | 0 | 0 | 0
2306 | 2306 | 2019-04-07 02:00 | 7.44 | 0 | 0 | 0 | 0 | 0 | 0 | 0 | 0 | 0 | 0 | 0 | 0 | 0 | 0 | 0 | 0
2307 | 2307 | 2019-04-07 03:00 | 7.16 | 0 | 0 | 0 | 0 | 0 | 0 | 0 | 0 | 0 | 0 | 0 | 0 | 0 | 0 | 0 | 0
2308 | 2308 | 2019-04-07 04:00 | 7.15 | 0 | 0 | 0 | 0 | 0 | 0 | 0 | 0 | 0 | 0 | 0 | 0 | 0 | 0 | 0 | 0
2309 | 2309 | 2019-04-07 05:00 | 7.13 | 0 | 0 | 0 | 0 | 0 | 0 | 0 | 0 | 0 | 0 | 0 | 0 | 0 | 0 | 0 | 0
2310 | 2310 | 2019-04-07 06:00 | 7.12 | 0.75 | 52 | 14.4231 | 98.451 | 1.28 | 88 | 14.5455 | 99.2864 | 0.8 | 56 | 14.2857 | 97.5134 | 0.79 | 55 | 14.3636 | 98.0453
2311 | 2311 | 2019-04-07 07:00 | 8.63 | 1.32 | 91 | 14.5055 | 99.0136 | 1.44 | 99 | 14.5455 | 99.2864 | 1.4 | 96 | 14.5833 | 99.5449 | 1.39 | 96 | 14.4792 | 98.8339
2312 | 2312 | 2019-04-07 08:00 | 10.13 | 2.93 | 202 | 14.505 | 99.0099 | 2.99 | 205 | 14.5854 | 99.5588 | 3.04 | 209 | 14.5455 | 99.2864 | 2.83 | 195 | 14.5128 | 99.0636
2313 | 2313 | 2019-04-07 09:00 | 11.64 | 1.62 | 113 | 14.3363 | 97.8586 | 1.62 | 113 | 14.3363 | 97.8586 | 1.68 | 117 | 14.359 | 98.0135 | 1.68 | 117 | 14.359 | 98.0135
2314 | 2314 | 2019-04-07 10:00 | 12.34 | 1.54 | 107 | 14.3925 | 98.2425 | 1.54 | 107 | 14.3925 | 98.2425 | 1.59 | 111 | 14.3243 | 97.777 | 1.59 | 111 | 14.3243 | 97.777
2315 | 2315 | 2019-04-07 11:00 | 13.04 | 2.47 | 172 | 14.3605 | 98.0237 | 2.47 | 172 | 14.3605 | 98.0237 | 2.56 | 178 | 14.382 | 98.1708 | 2.56 | 178 | 14.382 | 98.1708
2316 | 2316 | 2019-04-07 12:00 | 13.74 | 2.95 | 206 | 14.3204 | 97.7501 | 2.95 | 206 | 14.3204 | 97.7501 | 3.06 | 213 | 14.3662 | 98.0628 | 3.06 | 213 | 14.3662 | 98.0628
2317 | 2317 | 2019-04-07 13:00 | 13.69 | 1.72 | 121 | 14.2149 | 97.0299 | 1.72 | 121 | 14.2149 | 97.0299 | 1.78 | 125 | 14.24 | 97.2014 | 1.78 | 125 | 14.24 | 97.2014
2318 | 2318 | 2019-04-07 14:00 | 13.63 | 1.85 | 129 | 14.3411 | 97.8914 | 1.86 | 130 | 14.3077 | 97.6634 | 1.92 | 134 | 14.3284 | 97.8045 | 1.92 | 134 | 14.3284 | 97.8045
2319 | 2319 | 2019-04-07 15:00 | 13.57 | 1.84 | 128 | 14.375 | 98.1229 | 1.86 | 130 | 14.3077 | 97.6634 | 1.92 | 134 | 14.3284 | 97.8045 | 1.91 | 133 | 14.3609 | 98.0266
2320 | 2320 | 2019-04-07 16:00 | 12.67 | 1.6 | 112 | 14.2857 | 97.5134 | 1.71 | 119 | 14.3697 | 98.087 | 1.68 | 117 | 14.359 | 98.0135 | 1.63 | 114 | 14.2982 | 97.5989
2321 | 2321 | 2019-04-07 17:00 | 11.78 | 0.47 | 34 | 13.8235 | 94.3586 | 0.71 | 50 | 14.2 | 96.9283 | 0.51 | 36 | 14.1667 | 96.7008 | 0.51 | 36 | 14.1667 | 96.7008
2322 | 2322 | 2019-04-07 18:00 | 10.88 | 0 | 0 | 0 | 0 | 0 | 0 | 0 | 0 | 0 | 0 | 0 | 0 | 0 | 0 | 0 | 0
2323 | 2323 | 2019-04-07 19:00 | 10.1 | 0 | 0 | 0 | 0 | 0 | 0 | 0 | 0 | 0 | 0 | 0 | 0 | 0 | 0 | 0 | 0
2324 | 2324 | 2019-04-07 20:00 | 9.33 | 0 | 0 | 0 | 0 | 0 | 0 | 0 | 0 | 0 | 0 | 0 | 0 | 0 | 0 | 0 | 0
2325 | 2325 | 2019-04-07 21:00 | 8.55 | 0 | 0 | 0 | 0 | 0 | 0 | 0 | 0 | 0 | 0 | 0 | 0 | 0 | 0 | 0 | 0
2326 | 2326 | 2019-04-07 22:00 | 8.07 | 0 | 0 | 0 | 0 | 0 | 0 | 0 | 0 | 0 | 0 | 0 | 0 | 0 | 0 | 0 | 0
2327 | 2327 | 2019-04-07 23:00 | 7.59 | 0 | 0 | 0 | 0 | 0 | 0 | 0 | 0 | 0 | 0 | 0 | 0 | 0 | 0 | 0 | 0
2328 | 2328 | 2019-04-08 | 7.1 | 0 | 0 | 0 | 0 | 0 | 0 | 0 | 0 | 0 | 0 | 0 | 0 | 0 | 0 | 0 | 0
2329 | 2329 | 2019-04-08 01:00 | 6.74 | 0 | 0 | 0 | 0 | 0 | 0 | 0 | 0 | 0 | 0 | 0 | 0 | 0 | 0 | 0 | 0
2330 | 2330 | 2019-04-08 02:00 | 6.37 | 0 | 0 | 0 | 0 | 0 | 0 | 0 | 0 | 0 | 0 | 0 | 0 | 0 | 0 | 0 | 0
2331 | 2331 | 2019-04-08 03:00 | 6.01 | 0 | 0 | 0 | 0 | 0 | 0 | 0 | 0 | 0 | 0 | 0 | 0 | 0 | 0 | 0 | 0
2332 | 2332 | 2019-04-08 04:00 | 5.85 | 0 | 0 | 0 | 0 | 0 | 0 | 0 | 0 | 0 | 0 | 0 | 0 | 0 | 0 | 0 | 0
2333 | 2333 | 2019-04-08 05:00 | 5.7 | 0 | 0 | 0 | 0 | 0 | 0 | 0 | 0 | 0 | 0 | 0 | 0 | 0 | 0 | 0 | 0
2334 | 2334 | 2019-04-08 06:00 | 5.54 | 0.98 | 67 | 14.6269 | 99.8421 | 1.66 | 112 | 14.8214 | 101.1702 | 1.07 | 73 | 14.6575 | 100.0514 | 0.84 | 58 | 14.4828 | 98.8584
2335 | 2335 | 2019-04-08 07:00 | 6.45 | 2.98 | 201 | 14.8259 | 101.2005 | 3.24 | 218 | 14.8624 | 101.4497 | 2.9 | 196 | 14.7959 | 100.996 | 1.58 | 109 | 14.4954 | 98.9448
2336 | 2336 | 2019-04-08 08:00 | 7.35 | 4.25 | 288 | 14.7569 | 100.73 | 4.33 | 293 | 14.7782 | 100.8748 | 4.27 | 290 | 14.7241 | 100.5061 | 3.17 | 218 | 14.5413 | 99.2579
2337 | 2337 | 2019-04-08 09:00 | 8.26 | 4.47 | 305 | 14.6557 | 100.0392 | 4.49 | 306 | 14.6732 | 100.1584 | 4.59 | 313 | 14.6645 | 100.0992 | 4.24 | 290 | 14.6207 | 99.7999
2338 | 2338 | 2019-04-08 10:00 | 8.94 | 5.94 | 408 | 14.5588 | 99.3776 | 5.95 | 408 | 14.5833 | 99.5449 | 6.11 | 419 | 14.5823 | 99.5381 | 6.03 | 413 | 14.6005 | 99.662
2339 | 2339 | 2019-04-08 11:00 | 9.61 | 9.52 | 668 | 14.2515 | 97.2798 | 9.52 | 668 | 14.2515 | 97.2798 | 9.87 | 692 | 14.263 | 97.3584 | 9.88 | 692 | 14.2775 | 97.457
2340 | 2340 | 2019-04-08 12:00 | 10.29 | 5.38 | 371 | 14.5013 | 98.9853 | 5.38 | 371 | 14.5013 | 98.9853 | 5.58 | 383 | 14.5692 | 99.4484 | 5.58 | 383 | 14.5692 | 99.4484
2341 | 2341 | 2019-04-08 13:00 | 10.18 | 4.28 | 294 | 14.5578 | 99.3708 | 4.28 | 294 | 14.5578 | 99.3708 | 4.43 | 303 | 14.6205 | 99.7984 | 4.41 | 303 | 14.5545 | 99.3478
2342 | 2342 | 2019-04-08 14:00 | 10.06 | 3.79 | 260 | 14.5769 | 99.5012 | 3.81 | 261 | 14.5977 | 99.643 | 3.92 | 268 | 14.6269 | 99.8421 | 3.78 | 259 | 14.5946 | 99.6218
2343 | 2343 | 2019-04-08 15:00 | 9.95 | 1.69 | 117 | 14.4444 | 98.5969 | 1.72 | 119 | 14.4538 | 98.6606 | 1.77 | 122 | 14.5082 | 99.0321 | 1.77 | 122 | 14.5082 | 99.0321
2344 | 2344 | 2019-04-08 16:00 | 9.18 | 1.3 | 90 | 14.4444 | 98.5969 | 1.39 | 96 | 14.4792 | 98.8339 | 1.38 | 95 | 14.5263 | 99.1557 | 1.37 | 95 | 14.4211 | 98.4372
2345 | 2345 | 2019-04-08 17:00 | 8.42 | 0.98 | 68 | 14.4118 | 98.3738 | 1.46 | 100 | 14.6 | 99.6587 | 1.05 | 73 | 14.3836 | 98.1813 | 0.9 | 63 | 14.2857 | 97.5134
2346 | 2346 | 2019-04-08 18:00 | 7.65 | 0 | 0 | 0 | 0 | 0 | 0 | 0 | 0 | 0 | 0 | 0 | 0 | 0 | 0 | 0 | 0
2347 | 2347 | 2019-04-08 19:00 | 6.74 | 0 | 0 | 0 | 0 | 0 | 0 | 0 | 0 | 0 | 0 | 0 | 0 | 0 | 0 | 0 | 0
2348 | 2348 | 2019-04-08 20:00 | 5.84 | 0 | 0 | 0 | 0 | 0 | 0 | 0 | 0 | 0 | 0 | 0 | 0 | 0 | 0 | 0 | 0
2349 | 2349 | 2019-04-08 21:00 | 4.93 | 0 | 0 | 0 | 0 | 0 | 0 | 0 | 0 | 0 | 0 | 0 | 0 | 0 | 0 | 0 | 0
2350 | 2350 | 2019-04-08 22:00 | 4.49 | 0 | 0 | 0 | 0 | 0 | 0 | 0 | 0 | 0 | 0 | 0 | 0 | 0 | 0 | 0 | 0
2351 | 2351 | 2019-04-08 23:00 | 4.06 | 0 | 0 | 0 | 0 | 0 | 0 | 0 | 0 | 0 | 0 | 0 | 0 | 0 | 0 | 0 | 0
2352 | 2352 | 2019-04-09 | 3.62 | 0 | 0 | 0 | 0 | 0 | 0 | 0 | 0 | 0 | 0 | 0 | 0 | 0 | 0 | 0 | 0
2353 | 2353 | 2019-04-09 01:00 | 3.32 | 0 | 0 | 0 | 0 | 0 | 0 | 0 | 0 | 0 | 0 | 0 | 0 | 0 | 0 | 0 | 0
2354 | 2354 | 2019-04-09 02:00 | 3.02 | 0 | 0 | 0 | 0 | 0 | 0 | 0 | 0 | 0 | 0 | 0 | 0 | 0 | 0 | 0 | 0
2355 | 2355 | 2019-04-09 03:00 | 2.72 | 0 | 0 | 0 | 0 | 0 | 0 | 0 | 0 | 0 | 0 | 0 | 0 | 0 | 0 | 0 | 0
2356 | 2356 | 2019-04-09 04:00 | 2.96 | 0 | 0 | 0 | 0 | 0 | 0 | 0 | 0 | 0 | 0 | 0 | 0 | 0 | 0 | 0 | 0
2357 | 2357 | 2019-04-09 05:00 | 3.2 | 0 | 0 | 0 | 0 | 0 | 0 | 0 | 0 | 0 | 0 | 0 | 0 | 0 | 0 | 0 | 0
2358 | 2358 | 2019-04-09 06:00 | 3.44 | 1.08 | 74 | 14.5946 | 99.6218 | 1.81 | 121 | 14.9587 | 102.107 | 1.16 | 79 | 14.6835 | 100.229 | 1.09 | 74 | 14.7297 | 100.5442
2359 | 2359 | 2019-04-09 07:00 | 5.14 | 2.52 | 170 | 14.8235 | 101.1845 | 2.73 | 185 | 14.7568 | 100.7287 | 2.59 | 175 | 14.8 | 101.0239 | 2.21 | 150 | 14.7333 | 100.5688
2360 | 2360 | 2019-04-09 08:00 | 6.83 | 2.92 | 199 | 14.6734 | 100.1595 | 2.97 | 203 | 14.6305 | 99.8672 | 3.03 | 206 | 14.7087 | 100.4009 | 2.86 | 195 | 14.6667 | 100.1138
2361 | 2361 | 2019-04-09 09:00 | 8.52 | 6.32 | 439 | 14.3964 | 98.2686 | 6.35 | 441 | 14.3991 | 98.2873 | 6.35 | 441 | 14.3991 | 98.2873 | 5.02 | 352 | 14.2614 | 97.3472
2362 | 2362 | 2019-04-09 10:00 | 9.25 | 7.88 | 557 | 14.1472 | 96.568 | 7.89 | 558 | 14.1398 | 96.5173 | 8.03 | 568 | 14.1373 | 96.5005 | 7.81 | 553 | 14.123 | 96.4025
2363 | 2363 | 2019-04-09 11:00 | 9.98 | 5.75 | 402 | 14.3035 | 97.6347 | 5.75 | 403 | 14.268 | 97.3924 | 5.95 | 416 | 14.3029 | 97.6306 | 5.95 | 416 | 14.3029 | 97.6306
2364 | 2364 | 2019-04-09 12:00 | 10.71 | 1.76 | 122 | 14.4262 | 98.4726 | 1.76 | 122 | 14.4262 | 98.4726 | 1.82 | 126 | 14.4444 | 98.5969 | 1.82 | 126 | 14.4444 | 98.5969
2365 | 2365 | 2019-04-09 13:00 | 10.95 | 1.79 | 125 | 14.32 | 97.7474 | 1.8 | 125 | 14.4 | 98.2935 | 1.86 | 129 | 14.4186 | 98.4205 | 1.86 | 129 | 14.4186 | 98.4205
2366 | 2366 | 2019-04-09 14:00 | 11.18 | 2.74 | 191 | 14.3455 | 97.9218 | 2.75 | 191 | 14.3979 | 98.2792 | 2.85 | 198 | 14.3939 | 98.2521 | 2.83 | 197 | 14.3655 | 98.0579
2367 | 2367 | 2019-04-09 15:00 | 11.42 | 1.94 | 136 | 14.2647 | 97.37 | 1.97 | 137 | 14.3796 | 98.154 | 2.03 | 142 | 14.2958 | 97.5821 | 2.02 | 141 | 14.3262 | 97.79
2368 | 2368 | 2019-04-09 16:00 | 10.63 | 0.55 | 39 | 14.1026 | 96.2632 | 0.59 | 42 | 14.0476 | 95.8882 | 0.58 | 41 | 14.1463 | 96.5621 | 0.58 | 41 | 14.1463 | 96.5621
2369 | 2369 | 2019-04-09 17:00 | 9.84 | 0.83 | 58 | 14.3103 | 97.6815 | 1.23 | 85 | 14.4706 | 98.7753 | 0.88 | 62 | 14.1935 | 96.8843 | 0.85 | 60 | 14.1667 | 96.7008
2370 | 2370 | 2019-04-09 18:00 | 9.05 | 0 | 0 | 0 | 0 | 0 | 0 | 0 | 0 | 0 | 0 | 0 | 0 | 0 | 0 | 0 | 0
2371 | 2371 | 2019-04-09 19:00 | 8.59 | 0 | 0 | 0 | 0 | 0 | 0 | 0 | 0 | 0 | 0 | 0 | 0 | 0 | 0 | 0 | 0
2372 | 2372 | 2019-04-09 20:00 | 8.14 | 0 | 0 | 0 | 0 | 0 | 0 | 0 | 0 | 0 | 0 | 0 | 0 | 0 | 0 | 0 | 0
2373 | 2373 | 2019-04-09 21:00 | 7.68 | 0 | 0 | 0 | 0 | 0 | 0 | 0 | 0 | 0 | 0 | 0 | 0 | 0 | 0 | 0 | 0
2374 | 2374 | 2019-04-09 22:00 | 6.98 | 0 | 0 | 0 | 0 | 0 | 0 | 0 | 0 | 0 | 0 | 0 | 0 | 0 | 0 | 0 | 0
2375 | 2375 | 2019-04-09 23:00 | 6.28 | 0 | 0 | 0 | 0 | 0 | 0 | 0 | 0 | 0 | 0 | 0 | 0 | 0 | 0 | 0 | 0
2376 | 2376 | 2019-04-10 | 5.57 | 0 | 0 | 0 | 0 | 0 | 0 | 0 | 0 | 0 | 0 | 0 | 0 | 0 | 0 | 0 | 0
2377 | 2377 | 2019-04-10 01:00 | 4.76 | 0 | 0 | 0 | 0 | 0 | 0 | 0 | 0 | 0 | 0 | 0 | 0 | 0 | 0 | 0 | 0
2378 | 2378 | 2019-04-10 02:00 | 3.96 | 0 | 0 | 0 | 0 | 0 | 0 | 0 | 0 | 0 | 0 | 0 | 0 | 0 | 0 | 0 | 0
2379 | 2379 | 2019-04-10 03:00 | 3.15 | 0 | 0 | 0 | 0 | 0 | 0 | 0 | 0 | 0 | 0 | 0 | 0 | 0 | 0 | 0 | 0
2380 | 2380 | 2019-04-10 04:00 | 2.98 | 0 | 0 | 0 | 0 | 0 | 0 | 0 | 0 | 0 | 0 | 0 | 0 | 0 | 0 | 0 | 0
2381 | 2381 | 2019-04-10 05:00 | 2.81 | 0 | 0 | 0 | 0 | 0 | 0 | 0 | 0 | 0 | 0 | 0 | 0 | 0 | 0 | 0 | 0
2382 | 2382 | 2019-04-10 06:00 | 2.64 | 1.12 | 76 | 14.7368 | 100.5928 | 1.85 | 124 | 14.9194 | 101.8386 | 1.21 | 82 | 14.7561 | 100.7242 | 1.01 | 69 | 14.6377 | 99.9159
2383 | 2383 | 2019-04-10 07:00 | 5.57 | 3.1 | 210 | 14.7619 | 100.7639 | 3.37 | 227 | 14.8458 | 101.3366 | 3 | 203 | 14.7783 | 100.8759 | 1.55 | 107 | 14.486 | 98.8804
2384 | 2384 | 2019-04-10 08:00 | 8.49 | 5.6 | 385 | 14.5455 | 99.2864 | 5.69 | 391 | 14.5524 | 99.334 | 5.29 | 365 | 14.4932 | 98.9294 | 1.92 | 137 | 14.0146 | 95.6628
2385 | 2385 | 2019-04-10 09:00 | 11.41 | 7.9 | 560 | 14.1071 | 96.2945 | 7.93 | 562 | 14.1103 | 96.3162 | 7.67 | 545 | 14.0734 | 96.0641 | 4.61 | 335 | 13.7612 | 93.9331
2386 | 2386 | 2019-04-10 10:00 | 12.07 | 9.26 | 670 | 13.8209 | 94.3406 | 9.27 | 671 | 13.8152 | 94.3017 | 9.35 | 677 | 13.8109 | 94.2726 | 8.97 | 650 | 13.8 | 94.198
2387 | 2387 | 2019-04-10 11:00 | 12.72 | 7.53 | 540 | 13.9444 | 95.1839 | 7.53 | 540 | 13.9444 | 95.1839 | 7.8 | 559 | 13.9535 | 95.2457 | 7.81 | 559 | 13.9714 | 95.3678
2388 | 2388 | 2019-04-10 12:00 | 13.38 | 7.03 | 503 | 13.9761 | 95.4003 | 7.03 | 503 | 13.9761 | 95.4003 | 7.28 | 520 | 14 | 95.5631 | 7.29 | 521 | 13.9923 | 95.5107
2389 | 2389 | 2019-04-10 13:00 | 13.45 | 7.91 | 569 | 13.9016 | 94.8913 | 7.91 | 569 | 13.9016 | 94.8913 | 8.07 | 580 | 13.9138 | 94.9747 | 7.91 | 569 | 13.9016 | 94.8913
2390 | 2390 | 2019-04-10 14:00 | 13.51 | 6.69 | 475 | 14.0842 | 96.138 | 6.71 | 476 | 14.0966 | 96.2228 | 6.67 | 473 | 14.1015 | 96.2558 | 5.28 | 379 | 13.9314 | 95.0949
2391 | 2391 | 2019-04-10 15:00 | 13.58 | 4.39 | 307 | 14.2997 | 97.6087 | 4.45 | 312 | 14.2628 | 97.3571 | 4.36 | 306 | 14.2484 | 97.2585 | 2.95 | 210 | 14.0476 | 95.8882
2392 | 2392 | 2019-04-10 16:00 | 12.53 | 2.99 | 207 | 14.4444 | 98.5969 | 3.19 | 221 | 14.4344 | 98.5283 | 2.83 | 197 | 14.3655 | 98.0579 | 1.22 | 88 | 13.8636 | 94.6323
2393 | 2393 | 2019-04-10 17:00 | 11.47 | 0.81 | 58 | 13.9655 | 95.3278 | 1.21 | 84 | 14.4048 | 98.326 | 0.87 | 61 | 14.2623 | 97.3536 | 0.85 | 60 | 14.1667 | 96.7008
2394 | 2394 | 2019-04-10 18:00 | 10.42 | 0 | 0 | 0 | 0 | 0 | 0 | 0 | 0 | 0 | 0 | 0 | 0 | 0 | 0 | 0 | 0
2395 | 2395 | 2019-04-10 19:00 | 9.41 | 0 | 0 | 0 | 0 | 0 | 0 | 0 | 0 | 0 | 0 | 0 | 0 | 0 | 0 | 0 | 0
2396 | 2396 | 2019-04-10 20:00 | 8.39 | 0 | 0 | 0 | 0 | 0 | 0 | 0 | 0 | 0 | 0 | 0 | 0 | 0 | 0 | 0 | 0
2397 | 2397 | 2019-04-10 21:00 | 7.38 | 0 | 0 | 0 | 0 | 0 | 0 | 0 | 0 | 0 | 0 | 0 | 0 | 0 | 0 | 0 | 0
2398 | 2398 | 2019-04-10 22:00 | 7.44 | 0 | 0 | 0 | 0 | 0 | 0 | 0 | 0 | 0 | 0 | 0 | 0 | 0 | 0 | 0 | 0
2399 | 2399 | 2019-04-10 23:00 | 7.5 | 0 | 0 | 0 | 0 | 0 | 0 | 0 | 0 | 0 | 0 | 0 | 0 | 0 | 0 | 0 | 0
2400 | 2400 | 2019-04-11 | 7.55 | 0 | 0 | 0 | 0 | 0 | 0 | 0 | 0 | 0 | 0 | 0 | 0 | 0 | 0 | 0 | 0
2401 | 2401 | 2019-04-11 01:00 | 7.05 | 0 | 0 | 0 | 0 | 0 | 0 | 0 | 0 | 0 | 0 | 0 | 0 | 0 | 0 | 0 | 0
2402 | 2402 | 2019-04-11 02:00 | 6.55 | 0 | 0 | 0 | 0 | 0 | 0 | 0 | 0 | 0 | 0 | 0 | 0 | 0 | 0 | 0 | 0
2403 | 2403 | 2019-04-11 03:00 | 6.05 | 0 | 0 | 0 | 0 | 0 | 0 | 0 | 0 | 0 | 0 | 0 | 0 | 0 | 0 | 0 | 0
2404 | 2404 | 2019-04-11 04:00 | 5.9 | 0 | 0 | 0 | 0 | 0 | 0 | 0 | 0 | 0 | 0 | 0 | 0 | 0 | 0 | 0 | 0
2405 | 2405 | 2019-04-11 05:00 | 5.74 | 0 | 0 | 0 | 0 | 0 | 0 | 0 | 0 | 0 | 0 | 0 | 0 | 0 | 0 | 0 | 0
2406 | 2406 | 2019-04-11 06:00 | 5.59 | 1.17 | 80 | 14.625 | 99.8294 | 1.93 | 130 | 14.8462 | 101.3389 | 1.26 | 86 | 14.6512 | 100.0079 | 1.12 | 77 | 14.5455 | 99.2864
2407 | 2407 | 2019-04-11 07:00 | 7.84 | 2.83 | 194 | 14.5876 | 99.5743 | 3.07 | 210 | 14.619 | 99.7887 | 2.86 | 196 | 14.5918 | 99.603 | 2.19 | 151 | 14.5033 | 98.9987
2408 | 2408 | 2019-04-11 08:00 | 10.08 | 1.87 | 130 | 14.3846 | 98.1885 | 1.91 | 132 | 14.4697 | 98.7693 | 1.96 | 136 | 14.4118 | 98.3738 | 1.96 | 136 | 14.4118 | 98.3738
2409 | 2409 | 2019-04-11 09:00 | 12.33 | 1.83 | 129 | 14.186 | 96.8331 | 1.84 | 129 | 14.2636 | 97.3622 | 1.9 | 133 | 14.2857 | 97.5134 | 1.9 | 133 | 14.2857 | 97.5134
2410 | 2410 | 2019-04-11 10:00 | 13.1 | 2.15 | 152 | 14.1447 | 96.5511 | 2.16 | 152 | 14.2105 | 97.0002 | 2.23 | 157 | 14.2038 | 96.9544 | 2.23 | 157 | 14.2038 | 96.9544
2411 | 2411 | 2019-04-11 11:00 | 13.86 | 6.75 | 486 | 13.8889 | 94.8047 | 6.75 | 486 | 13.8889 | 94.8047 | 6.99 | 502 | 13.9243 | 95.0464 | 6.99 | 502 | 13.9243 | 95.0464
2412 | 2412 | 2019-04-11 12:00 | 14.63 | 8.63 | 632 | 13.6551 | 93.2086 | 8.64 | 632 | 13.6709 | 93.3166 | 8.96 | 654 | 13.7003 | 93.5174 | 8.96 | 655 | 13.6794 | 93.3747
2413 | 2413 | 2019-04-11 13:00 | 15.19 | 9 | 658 | 13.6778 | 93.3639 | 9 | 659 | 13.6571 | 93.2222 | 9.13 | 668 | 13.6677 | 93.2946 | 8.88 | 650 | 13.6615 | 93.2528
2414 | 2414 | 2019-04-11 14:00 | 15.75 | 7.64 | 549 | 13.9162 | 94.9912 | 7.66 | 551 | 13.902 | 94.8942 | 7.47 | 538 | 13.8848 | 94.7765 | 5.18 | 379 | 13.6675 | 93.2938
2415 | 2415 | 2019-04-11 15:00 | 16.31 | 5.13 | 363 | 14.1322 | 96.4657 | 5.2 | 368 | 14.1304 | 96.4535 | 4.93 | 350 | 14.0857 | 96.1482 | 2.26 | 165 | 13.697 | 93.4947
2416 | 2416 | 2019-04-11 16:00 | 15.35 | 2.94 | 206 | 14.2718 | 97.4187 | 3.14 | 220 | 14.2727 | 97.4248 | 2.83 | 199 | 14.2211 | 97.0724 | 1.49 | 107 | 13.9252 | 95.0528
2417 | 2417 | 2019-04-11 17:00 | 14.39 | 1.03 | 73 | 14.1096 | 96.3112 | 1.53 | 108 | 14.1667 | 96.7008 | 1.1 | 79 | 13.9241 | 95.0447 | 0.91 | 65 | 14 | 95.5631
2418 | 2418 | 2019-04-11 18:00 | 13.43 | 0 | 0 | 0 | 0 | 0 | 0 | 0 | 0 | 0 | 0 | 0 | 0 | 0 | 0 | 0 | 0
2419 | 2419 | 2019-04-11 19:00 | 12.56 | 0 | 0 | 0 | 0 | 0 | 0 | 0 | 0 | 0 | 0 | 0 | 0 | 0 | 0 | 0 | 0
2420 | 2420 | 2019-04-11 20:00 | 11.7 | 0 | 0 | 0 | 0 | 0 | 0 | 0 | 0 | 0 | 0 | 0 | 0 | 0 | 0 | 0 | 0
2421 | 2421 | 2019-04-11 21:00 | 10.83 | 0 | 0 | 0 | 0 | 0 | 0 | 0 | 0 | 0 | 0 | 0 | 0 | 0 | 0 | 0 | 0
2422 | 2422 | 2019-04-11 22:00 | 10.42 | 0 | 0 | 0 | 0 | 0 | 0 | 0 | 0 | 0 | 0 | 0 | 0 | 0 | 0 | 0 | 0
2423 | 2423 | 2019-04-11 23:00 | 10.02 | 0 | 0 | 0 | 0 | 0 | 0 | 0 | 0 | 0 | 0 | 0 | 0 | 0 | 0 | 0 | 0
2424 | 2424 | 2019-04-12 | 9.61 | 0 | 0 | 0 | 0 | 0 | 0 | 0 | 0 | 0 | 0 | 0 | 0 | 0 | 0 | 0 | 0
2425 | 2425 | 2019-04-12 01:00 | 9.25 | 0 | 0 | 0 | 0 | 0 | 0 | 0 | 0 | 0 | 0 | 0 | 0 | 0 | 0 | 0 | 0
2426 | 2426 | 2019-04-12 02:00 | 8.88 | 0 | 0 | 0 | 0 | 0 | 0 | 0 | 0 | 0 | 0 | 0 | 0 | 0 | 0 | 0 | 0
2427 | 2427 | 2019-04-12 03:00 | 8.52 | 0 | 0 | 0 | 0 | 0 | 0 | 0 | 0 | 0 | 0 | 0 | 0 | 0 | 0 | 0 | 0
2428 | 2428 | 2019-04-12 04:00 | 8.48 | 0 | 0 | 0 | 0 | 0 | 0 | 0 | 0 | 0 | 0 | 0 | 0 | 0 | 0 | 0 | 0
2429 | 2429 | 2019-04-12 05:00 | 8.44 | 0.15 | 11 | 13.6364 | 93.081 | 5.28 | 343 | 15.3936 | 105.0757 | 0.46 | 33 | 13.9394 | 95.1494 | 0.46 | 33 | 13.9394 | 95.1494
2430 | 2430 | 2019-04-12 06:00 | 8.4 | 1.15 | 80 | 14.375 | 98.1229 | 1.87 | 127 | 14.7244 | 100.5079 | 1.25 | 86 | 14.5349 | 99.2142 | 0.99 | 69 | 14.3478 | 97.9374
2431 | 2431 | 2019-04-12 07:00 | 10.17 | 3.19 | 218 | 14.633 | 99.8841 | 3.45 | 236 | 14.6186 | 99.786 | 3.08 | 211 | 14.5972 | 99.6393 | 1.57 | 110 | 14.2727 | 97.4248
2432 | 2432 | 2019-04-12 08:00 | 11.93 | 5.71 | 394 | 14.4924 | 98.9241 | 5.8 | 401 | 14.4638 | 98.7293 | 5.39 | 373 | 14.4504 | 98.6376 | 1.92 | 138 | 13.913 | 94.9696
2433 | 2433 | 2019-04-12 09:00 | 13.69 | 8.05 | 568 | 14.1725 | 96.7409 | 8.09 | 571 | 14.1681 | 96.7108 | 7.83 | 553 | 14.1591 | 96.6494 | 4.83 | 348 | 13.8793 | 94.7393
2434 | 2434 | 2019-04-12 10:00 | 14.89 | 9.54 | 688 | 13.8663 | 94.6504 | 9.55 | 689 | 13.8607 | 94.6121 | 9.63 | 694 | 13.8761 | 94.7173 | 9.25 | 668 | 13.8473 | 94.5209
2435 | 2435 | 2019-04-12 11:00 | 16.08 | 10.25 | 751 | 13.6485 | 93.1636 | 10.25 | 751 | 13.6485 | 93.1636 | 10.64 | 778 | 13.6761 | 93.3522 | 10.65 | 779 | 13.6714 | 93.32
2436 | 2436 | 2019-04-12 12:00 | 17.28 | 10.12 | 745 | 13.5839 | 92.7228 | 10.12 | 745 | 13.5839 | 92.7228 | 10.5 | 772 | 13.601 | 92.8398 | 10.51 | 773 | 13.5964 | 92.808
2437 | 2437 | 2019-04-12 13:00 | 17.56 | 9.25 | 677 | 13.6632 | 93.2643 | 9.26 | 677 | 13.678 | 93.3651 | 9.37 | 686 | 13.6589 | 93.2348 | 9.1 | 666 | 13.6637 | 93.2673
2438 | 2438 | 2019-04-12 14:00 | 17.83 | 7.45 | 538 | 13.8476 | 94.5228 | 7.48 | 539 | 13.8776 | 94.7273 | 7.32 | 529 | 13.8374 | 94.4534 | 5.26 | 385 | 13.6623 | 93.2583
2439 | 2439 | 2019-04-12 15:00 | 18.11 | 5.42 | 386 | 14.0415 | 95.8461 | 5.5 | 392 | 14.0306 | 95.7721 | 5.12 | 366 | 13.9891 | 95.4885 | 1.71 | 128 | 13.3594 | 91.1903
2440 | 2440 | 2019-04-12 16:00 | 16.52 | 2.98 | 210 | 14.1905 | 96.8633 | 3.19 | 224 | 14.2411 | 97.2087 | 2.86 | 202 | 14.1584 | 96.6445 | 1.44 | 105 | 13.7143 | 93.6129
2441 | 2441 | 2019-04-12 17:00 | 14.92 | 0.98 | 70 | 14 | 95.5631 | 1.46 | 103 | 14.1748 | 96.756 | 1.06 | 75 | 14.1333 | 96.4733 | 0.75 | 54 | 13.8889 | 94.8047
2442 | 2442 | 2019-04-12 18:00 | 13.33 | 0 | 0 | 0 | 0 | 0 | 0 | 0 | 0 | 0 | 0 | 0 | 0 | 0 | 0 | 0 | 0
2443 | 2443 | 2019-04-12 19:00 | 11.91 | 0 | 0 | 0 | 0 | 0 | 0 | 0 | 0 | 0 | 0 | 0 | 0 | 0 | 0 | 0 | 0
2444 | 2444 | 2019-04-12 20:00 | 10.48 | 0 | 0 | 0 | 0 | 0 | 0 | 0 | 0 | 0 | 0 | 0 | 0 | 0 | 0 | 0 | 0
2445 | 2445 | 2019-04-12 21:00 | 9.06 | 0 | 0 | 0 | 0 | 0 | 0 | 0 | 0 | 0 | 0 | 0 | 0 | 0 | 0 | 0 | 0
2446 | 2446 | 2019-04-12 22:00 | 8.73 | 0 | 0 | 0 | 0 | 0 | 0 | 0 | 0 | 0 | 0 | 0 | 0 | 0 | 0 | 0 | 0
2447 | 2447 | 2019-04-12 23:00 | 8.41 | 0 | 0 | 0 | 0 | 0 | 0 | 0 | 0 | 0 | 0 | 0 | 0 | 0 | 0 | 0 | 0
2448 | 2448 | 2019-04-13 | 8.08 | 0 | 0 | 0 | 0 | 0 | 0 | 0 | 0 | 0 | 0 | 0 | 0 | 0 | 0 | 0 | 0
2449 | 2449 | 2019-04-13 01:00 | 8.82 | 0 | 0 | 0 | 0 | 0 | 0 | 0 | 0 | 0 | 0 | 0 | 0 | 0 | 0 | 0 | 0
2450 | 2450 | 2019-04-13 02:00 | 9.57 | 0 | 0 | 0 | 0 | 0 | 0 | 0 | 0 | 0 | 0 | 0 | 0 | 0 | 0 | 0 | 0
2451 | 2451 | 2019-04-13 03:00 | 10.31 | 0 | 0 | 0 | 0 | 0 | 0 | 0 | 0 | 0 | 0 | 0 | 0 | 0 | 0 | 0 | 0
2452 | 2452 | 2019-04-13 04:00 | 10.31 | 0 | 0 | 0 | 0 | 0 | 0 | 0 | 0 | 0 | 0 | 0 | 0 | 0 | 0 | 0 | 0
2453 | 2453 | 2019-04-13 05:00 | 10.31 | 0.14 | 10 | 14 | 95.5631 | 4.89 | 321 | 15.2336 | 103.9839 | 0.34 | 25 | 13.6 | 92.8328 | 0.34 | 25 | 13.6 | 92.8328
2454 | 2454 | 2019-04-13 06:00 | 10.31 | 1.1 | 77 | 14.2857 | 97.5134 | 1.78 | 123 | 14.4715 | 98.7819 | 1.2 | 84 | 14.2857 | 97.5134 | 0.88 | 62 | 14.1935 | 96.8843
2455 | 2455 | 2019-04-13 07:00 | 11.83 | 3.23 | 224 | 14.4196 | 98.4276 | 3.5 | 241 | 14.5228 | 99.1319 | 3.09 | 214 | 14.4393 | 98.5614 | 1.41 | 100 | 14.1 | 96.2457
2456 | 2456 | 2019-04-13 08:00 | 13.34 | 5.12 | 359 | 14.2618 | 97.3504 | 5.2 | 364 | 14.2857 | 97.5134 | 4.99 | 350 | 14.2571 | 97.3184 | 2.81 | 202 | 13.9109 | 94.9549
2457 | 2457 | 2019-04-13 09:00 | 14.85 | 6.78 | 484 | 14.0083 | 95.6196 | 6.81 | 486 | 14.0123 | 95.6474 | 6.76 | 482 | 14.0249 | 95.7331 | 5.18 | 374 | 13.8503 | 94.5411
2458 | 2458 | 2019-04-13 10:00 | 15.64 | 8.15 | 591 | 13.7902 | 94.131 | 8.16 | 591 | 13.8071 | 94.2465 | 8.29 | 601 | 13.7937 | 94.1548 | 8.07 | 585 | 13.7949 | 94.1629
2459 | 2459 | 2019-04-13 11:00 | 16.44 | 7.59 | 550 | 13.8 | 94.198 | 7.59 | 550 | 13.8 | 94.198 | 7.86 | 569 | 13.8137 | 94.2915 | 7.86 | 569 | 13.8137 | 94.2915
2460 | 2460 | 2019-04-13 12:00 | 17.23 | 9.43 | 697 | 13.5294 | 92.3509 | 9.43 | 697 | 13.5294 | 92.3509 | 9.78 | 722 | 13.5457 | 92.4622 | 9.79 | 723 | 13.5408 | 92.4287
2461 | 2461 | 2019-04-13 13:00 | 16.55 | 8.02 | 583 | 13.7564 | 93.9006 | 8.02 | 583 | 13.7564 | 93.9006 | 8.18 | 594 | 13.771 | 94.0003 | 8.01 | 582 | 13.7629 | 93.9446
2462 | 2462 | 2019-04-13 14:00 | 15.87 | 7.46 | 536 | 13.9179 | 95.0028 | 7.49 | 538 | 13.9219 | 95.0303 | 7.34 | 528 | 13.9015 | 94.8909 | 5.33 | 389 | 13.7018 | 93.5276
2463 | 2463 | 2019-04-13 15:00 | 15.19 | 5.26 | 371 | 14.1779 | 96.7775 | 5.34 | 376 | 14.2021 | 96.9429 | 5.05 | 357 | 14.1457 | 96.5574 | 2.25 | 165 | 13.6364 | 93.081
2464 | 2464 | 2019-04-13 16:00 | 14.16 | 0.81 | 58 | 13.9655 | 95.3278 | 0.86 | 62 | 13.871 | 94.6824 | 0.85 | 61 | 13.9344 | 95.1155 | 0.85 | 61 | 13.9344 | 95.1155
2465 | 2465 | 2019-04-13 17:00 | 13.13 | 0.3 | 22 | 13.6364 | 93.081 | 0.44 | 32 | 13.75 | 93.8567 | 0.32 | 23 | 13.913 | 94.9696 | 0.32 | 23 | 13.913 | 94.9696
2466 | 2466 | 2019-04-13 18:00 | 12.1 | 0 | 0 | 0 | 0 | 0 | 0 | 0 | 0 | 0 | 0 | 0 | 0 | 0 | 0 | 0 | 0
2467 | 2467 | 2019-04-13 19:00 | 11.12 | 0 | 0 | 0 | 0 | 0 | 0 | 0 | 0 | 0 | 0 | 0 | 0 | 0 | 0 | 0 | 0
2468 | 2468 | 2019-04-13 20:00 | 10.14 | 0 | 0 | 0 | 0 | 0 | 0 | 0 | 0 | 0 | 0 | 0 | 0 | 0 | 0 | 0 | 0
2469 | 2469 | 2019-04-13 21:00 | 9.16 | 0 | 0 | 0 | 0 | 0 | 0 | 0 | 0 | 0 | 0 | 0 | 0 | 0 | 0 | 0 | 0
2470 | 2470 | 2019-04-13 22:00 | 8.65 | 0 | 0 | 0 | 0 | 0 | 0 | 0 | 0 | 0 | 0 | 0 | 0 | 0 | 0 | 0 | 0
2471 | 2471 | 2019-04-13 23:00 | 8.14 | 0 | 0 | 0 | 0 | 0 | 0 | 0 | 0 | 0 | 0 | 0 | 0 | 0 | 0 | 0 | 0
2472 | 2472 | 2019-04-14 | 7.63 | 0 | 0 | 0 | 0 | 0 | 0 | 0 | 0 | 0 | 0 | 0 | 0 | 0 | 0 | 0 | 0
2473 | 2473 | 2019-04-14 01:00 | 6.6 | 0 | 0 | 0 | 0 | 0 | 0 | 0 | 0 | 0 | 0 | 0 | 0 | 0 | 0 | 0 | 0
2474 | 2474 | 2019-04-14 02:00 | 5.56 | 0 | 0 | 0 | 0 | 0 | 0 | 0 | 0 | 0 | 0 | 0 | 0 | 0 | 0 | 0 | 0
2475 | 2475 | 2019-04-14 03:00 | 4.53 | 0 | 0 | 0 | 0 | 0 | 0 | 0 | 0 | 0 | 0 | 0 | 0 | 0 | 0 | 0 | 0
2476 | 2476 | 2019-04-14 04:00 | 5.12 | 0 | 0 | 0 | 0 | 0 | 0 | 0 | 0 | 0 | 0 | 0 | 0 | 0 | 0 | 0 | 0
2477 | 2477 | 2019-04-14 05:00 | 5.72 | 0.07 | 5 | 14 | 95.5631 | 2.27 | 150 | 15.1333 | 103.2992 | 0.13 | 9 | 14.4444 | 98.5969 | 0.13 | 9 | 14.4444 | 98.5969
2478 | 2478 | 2019-04-14 06:00 | 6.31 | 0.83 | 57 | 14.5614 | 99.3952 | 1.32 | 90 | 14.6667 | 100.1138 | 0.88 | 61 | 14.4262 | 98.4726 | 0.88 | 61 | 14.4262 | 98.4726
2479 | 2479 | 2019-04-14 07:00 | 8.39 | 1.05 | 73 | 14.3836 | 98.1813 | 1.13 | 79 | 14.3038 | 97.6368 | 1.11 | 77 | 14.4156 | 98.3999 | 1.11 | 77 | 14.4156 | 98.3999
2480 | 2480 | 2019-04-14 08:00 | 10.47 | 1.63 | 114 | 14.2982 | 97.5989 | 1.65 | 115 | 14.3478 | 97.9374 | 1.7 | 119 | 14.2857 | 97.5134 | 1.7 | 119 | 14.2857 | 97.5134
2481 | 2481 | 2019-04-14 09:00 | 12.55 | 3.4 | 239 | 14.2259 | 97.1054 | 3.41 | 240 | 14.2083 | 96.9852 | 3.52 | 247 | 14.251 | 97.2765 | 3.45 | 242 | 14.2562 | 97.3119
2482 | 2482 | 2019-04-14 10:00 | 13.4 | 1.96 | 138 | 14.2029 | 96.9481 | 1.96 | 138 | 14.2029 | 96.9481 | 2.03 | 143 | 14.1958 | 96.8997 | 2.03 | 143 | 14.1958 | 96.8997
2483 | 2483 | 2019-04-14 11:00 | 14.24 | 4.45 | 317 | 14.0379 | 95.8215 | 4.45 | 317 | 14.0379 | 95.8215 | 4.6 | 327 | 14.0673 | 96.0224 | 4.6 | 327 | 14.0673 | 96.0224
2484 | 2484 | 2019-04-14 12:00 | 15.09 | 5.85 | 423 | 13.8298 | 94.4013 | 5.85 | 423 | 13.8298 | 94.4013 | 6.05 | 437 | 13.8444 | 94.501 | 6.05 | 437 | 13.8444 | 94.501
2485 | 2485 | 2019-04-14 13:00 | 14.23 | 5.43 | 389 | 13.9589 | 95.2824 | 5.43 | 390 | 13.9231 | 95.0381 | 5.59 | 400 | 13.975 | 95.3925 | 5.55 | 398 | 13.9447 | 95.1858
2486 | 2486 | 2019-04-14 14:00 | 13.36 | 4.01 | 284 | 14.1197 | 96.3803 | 4.03 | 285 | 14.1404 | 96.5212 | 4.13 | 292 | 14.1438 | 96.545 | 3.96 | 280 | 14.1429 | 96.5383
2487 | 2487 | 2019-04-14 15:00 | 12.49 | 2.69 | 189 | 14.2328 | 97.1522 | 2.73 | 192 | 14.2187 | 97.0563 | 2.8 | 196 | 14.2857 | 97.5134 | 2.67 | 188 | 14.2021 | 96.9429
2488 | 2488 | 2019-04-14 16:00 | 11.68 | 2.54 | 177 | 14.3503 | 97.9541 | 2.72 | 189 | 14.3915 | 98.2357 | 2.6 | 181 | 14.3646 | 98.0522 | 2.17 | 152 | 14.2763 | 97.4493
2489 | 2489 | 2019-04-14 17:00 | 10.86 | 0.83 | 59 | 14.0678 | 96.0259 | 1.24 | 86 | 14.4186 | 98.4205 | 0.89 | 63 | 14.127 | 96.4299 | 0.87 | 62 | 14.0323 | 95.7833
2490 | 2490 | 2019-04-14 18:00 | 10.05 | 0 | 0 | 0 | 0 | 0 | 0 | 0 | 0 | 0 | 0 | 0 | 0 | 0 | 0 | 0 | 0
2491 | 2491 | 2019-04-14 19:00 | 9.07 | 0 | 0 | 0 | 0 | 0 | 0 | 0 | 0 | 0 | 0 | 0 | 0 | 0 | 0 | 0 | 0
2492 | 2492 | 2019-04-14 20:00 | 8.1 | 0 | 0 | 0 | 0 | 0 | 0 | 0 | 0 | 0 | 0 | 0 | 0 | 0 | 0 | 0 | 0
2493 | 2493 | 2019-04-14 21:00 | 7.12 | 0 | 0 | 0 | 0 | 0 | 0 | 0 | 0 | 0 | 0 | 0 | 0 | 0 | 0 | 0 | 0
2494 | 2494 | 2019-04-14 22:00 | 6.63 | 0 | 0 | 0 | 0 | 0 | 0 | 0 | 0 | 0 | 0 | 0 | 0 | 0 | 0 | 0 | 0
2495 | 2495 | 2019-04-14 23:00 | 6.14 | 0 | 0 | 0 | 0 | 0 | 0 | 0 | 0 | 0 | 0 | 0 | 0 | 0 | 0 | 0 | 0
2496 | 2496 | 2019-04-15 | 5.65 | 0 | 0 | 0 | 0 | 0 | 0 | 0 | 0 | 0 | 0 | 0 | 0 | 0 | 0 | 0 | 0
2497 | 2497 | 2019-04-15 01:00 | 5.13 | 0 | 0 | 0 | 0 | 0 | 0 | 0 | 0 | 0 | 0 | 0 | 0 | 0 | 0 | 0 | 0
2498 | 2498 | 2019-04-15 02:00 | 4.62 | 0 | 0 | 0 | 0 | 0 | 0 | 0 | 0 | 0 | 0 | 0 | 0 | 0 | 0 | 0 | 0
2499 | 2499 | 2019-04-15 03:00 | 4.1 | 0 | 0 | 0 | 0 | 0 | 0 | 0 | 0 | 0 | 0 | 0 | 0 | 0 | 0 | 0 | 0
2500 | 2500 | 2019-04-15 04:00 | 4.55 | 0 | 0 | 0 | 0 | 0 | 0 | 0 | 0 | 0 | 0 | 0 | 0 | 0 | 0 | 0 | 0
2501 | 2501 | 2019-04-15 05:00 | 4.99 | 0.22 | 16 | 13.75 | 93.8567 | 6.92 | 440 | 15.7273 | 107.3534 | 0.37 | 25 | 14.8 | 101.0239 | 0.37 | 25 | 14.8 | 101.0239
2502 | 2502 | 2019-04-15 06:00 | 5.44 | 1.27 | 87 | 14.5977 | 99.643 | 2.01 | 136 | 14.7794 | 100.8834 | 1.38 | 94 | 14.6809 | 100.2106 | 1.07 | 74 | 14.4595 | 98.6994
2503 | 2503 | 2019-04-15 07:00 | 7.79 | 3.39 | 231 | 14.6753 | 100.1729 | 3.65 | 249 | 14.6586 | 100.0589 | 3.24 | 221 | 14.6606 | 100.0726 | 1.55 | 109 | 14.2202 | 97.0661
2504 | 2504 | 2019-04-15 08:00 | 10.14 | 5.83 | 406 | 14.3596 | 98.0178 | 5.93 | 412 | 14.3932 | 98.2471 | 5.52 | 385 | 14.3377 | 97.868 | 2.05 | 148 | 13.8514 | 94.5485
2505 | 2505 | 2019-04-15 09:00 | 12.49 | 7.77 | 557 | 13.9497 | 95.22 | 7.8 | 559 | 13.9535 | 95.2457 | 7.62 | 547 | 13.9305 | 95.0889 | 5.19 | 379 | 13.6939 | 93.4739
2506 | 2506 | 2019-04-15 10:00 | 13.11 | 8.41 | 612 | 13.7418 | 93.8009 | 8.42 | 613 | 13.7357 | 93.7592 | 8.56 | 622 | 13.7621 | 93.939 | 8.33 | 606 | 13.7459 | 93.8285
2507 | 2507 | 2019-04-15 11:00 | 13.72 | 9.18 | 677 | 13.5598 | 92.5585 | 9.18 | 677 | 13.5598 | 92.5585 | 9.52 | 701 | 13.5806 | 92.7003 | 9.53 | 701 | 13.5949 | 92.7977
2508 | 2508 | 2019-04-15 12:00 | 14.34 | 5.66 | 404 | 14.0099 | 95.6307 | 5.66 | 404 | 14.0099 | 95.6307 | 5.86 | 418 | 14.0191 | 95.6938 | 5.86 | 418 | 14.0191 | 95.6938
2509 | 2509 | 2019-04-15 13:00 | 14.62 | 5.6 | 400 | 14 | 95.5631 | 5.61 | 401 | 13.99 | 95.4951 | 5.77 | 411 | 14.0389 | 95.8289 | 5.72 | 408 | 14.0196 | 95.697
2510 | 2510 | 2019-04-15 14:00 | 14.9 | 6.92 | 498 | 13.8956 | 94.8504 | 6.95 | 499 | 13.9279 | 95.0707 | 6.88 | 495 | 13.899 | 94.8737 | 5.38 | 391 | 13.7596 | 93.9221
2511 | 2511 | 2019-04-15 15:00 | 15.18 | 5.44 | 385 | 14.1299 | 96.4496 | 5.52 | 391 | 14.1176 | 96.3662 | 5.18 | 368 | 14.0761 | 96.0825 | 2.08 | 153 | 13.5948 | 92.7971
2512 | 2512 | 2019-04-15 16:00 | 14.11 | 3.1 | 217 | 14.2857 | 97.5134 | 3.32 | 232 | 14.3103 | 97.6815 | 2.98 | 209 | 14.2584 | 97.3268 | 1.54 | 111 | 13.8739 | 94.7022
2513 | 2513 | 2019-04-15 17:00 | 13.04 | 1.14 | 81 | 14.0741 | 96.0688 | 1.69 | 118 | 14.322 | 97.7613 | 1.22 | 86 | 14.186 | 96.8331 | 1 | 71 | 14.0845 | 96.14
2514 | 2514 | 2019-04-15 18:00 | 11.97 | 0 | 0 | 0 | 0 | 0 | 0 | 0 | 0 | 0 | 0 | 0 | 0 | 0 | 0 | 0 | 0
2515 | 2515 | 2019-04-15 19:00 | 11.15 | 0 | 0 | 0 | 0 | 0 | 0 | 0 | 0 | 0 | 0 | 0 | 0 | 0 | 0 | 0 | 0
2516 | 2516 | 2019-04-15 20:00 | 10.34 | 0 | 0 | 0 | 0 | 0 | 0 | 0 | 0 | 0 | 0 | 0 | 0 | 0 | 0 | 0 | 0
2517 | 2517 | 2019-04-15 21:00 | 9.52 | 0 | 0 | 0 | 0 | 0 | 0 | 0 | 0 | 0 | 0 | 0 | 0 | 0 | 0 | 0 | 0
2518 | 2518 | 2019-04-15 22:00 | 9.43 | 0 | 0 | 0 | 0 | 0 | 0 | 0 | 0 | 0 | 0 | 0 | 0 | 0 | 0 | 0 | 0
2519 | 2519 | 2019-04-15 23:00 | 9.34 | 0 | 0 | 0 | 0 | 0 | 0 | 0 | 0 | 0 | 0 | 0 | 0 | 0 | 0 | 0 | 0
2520 | 2520 | 2019-04-16 | 9.25 | 0 | 0 | 0 | 0 | 0 | 0 | 0 | 0 | 0 | 0 | 0 | 0 | 0 | 0 | 0 | 0
2521 | 2521 | 2019-04-16 01:00 | 9.42 | 0 | 0 | 0 | 0 | 0 | 0 | 0 | 0 | 0 | 0 | 0 | 0 | 0 | 0 | 0 | 0
2522 | 2522 | 2019-04-16 02:00 | 9.58 | 0 | 0 | 0 | 0 | 0 | 0 | 0 | 0 | 0 | 0 | 0 | 0 | 0 | 0 | 0 | 0
2523 | 2523 | 2019-04-16 03:00 | 9.75 | 0 | 0 | 0 | 0 | 0 | 0 | 0 | 0 | 0 | 0 | 0 | 0 | 0 | 0 | 0 | 0
2524 | 2524 | 2019-04-16 04:00 | 9.81 | 0 | 0 | 0 | 0 | 0 | 0 | 0 | 0 | 0 | 0 | 0 | 0 | 0 | 0 | 0 | 0
2525 | 2525 | 2019-04-16 05:00 | 9.86 | 0.24 | 18 | 13.3333 | 91.0125 | 7.22 | 467 | 15.4604 | 105.5316 | 0.35 | 25 | 14 | 95.5631 | 0.35 | 25 | 14 | 95.5631
2526 | 2526 | 2019-04-16 06:00 | 9.92 | 0.34 | 24 | 14.1667 | 96.7008 | 0.53 | 38 | 13.9474 | 95.2039 | 0.36 | 26 | 13.8462 | 94.513 | 0.36 | 26 | 13.8462 | 94.513
2527 | 2527 | 2019-04-16 07:00 | 10.57 | 0.66 | 46 | 14.3478 | 97.9374 | 0.71 | 50 | 14.2 | 96.9283 | 0.69 | 49 | 14.0816 | 96.1204 | 0.69 | 49 | 14.0816 | 96.1204
2528 | 2528 | 2019-04-16 08:00 | 11.21 | 1.39 | 97 | 14.3299 | 97.815 | 1.41 | 98 | 14.3878 | 98.2099 | 1.45 | 101 | 14.3564 | 97.9961 | 1.45 | 101 | 14.3564 | 97.9961
2529 | 2529 | 2019-04-16 09:00 | 11.86 | 2.38 | 165 | 14.4242 | 98.459 | 2.39 | 165 | 14.4848 | 98.8727 | 2.47 | 171 | 14.4444 | 98.5969 | 2.47 | 171 | 14.4444 | 98.5969
2530 | 2530 | 2019-04-16 10:00 | 12.78 | 5.11 | 355 | 14.3944 | 98.2551 | 5.12 | 356 | 14.382 | 98.1708 | 5.27 | 366 | 14.3989 | 98.2861 | 5.24 | 364 | 14.3956 | 98.2635
2531 | 2531 | 2019-04-16 11:00 | 13.69 | 0.9 | 64 | 14.0625 | 95.9898 | 0.9 | 64 | 14.0625 | 95.9898 | 0.93 | 66 | 14.0909 | 96.1837 | 0.93 | 66 | 14.0909 | 96.1837
2532 | 2532 | 2019-04-16 12:00 | 14.61 | 1.44 | 102 | 14.1176 | 96.3662 | 1.44 | 102 | 14.1176 | 96.3662 | 1.49 | 105 | 14.1905 | 96.8633 | 1.49 | 105 | 14.1905 | 96.8633
2533 | 2533 | 2019-04-16 13:00 | 14.77 | 1.32 | 93 | 14.1935 | 96.8843 | 1.32 | 93 | 14.1935 | 96.8843 | 1.36 | 96 | 14.1667 | 96.7008 | 1.36 | 96 | 14.1667 | 96.7008
2534 | 2534 | 2019-04-16 14:00 | 14.92 | 7.37 | 519 | 14.2004 | 96.931 | 7.4 | 520 | 14.2308 | 97.1384 | 7.3 | 514 | 14.2023 | 96.9443 | 5.55 | 395 | 14.0506 | 95.9088
2535 | 2535 | 2019-04-16 15:00 | 15.08 | 4.44 | 310 | 14.3226 | 97.7651 | 4.5 | 314 | 14.3312 | 97.824 | 4.44 | 310 | 14.3226 | 97.7651 | 3.17 | 225 | 14.0889 | 96.1699
2536 | 2536 | 2019-04-16 16:00 | 14.37 | 2.91 | 203 | 14.335 | 97.8497 | 3.11 | 217 | 14.3318 | 97.828 | 2.9 | 202 | 14.3564 | 97.9961 | 2.07 | 147 | 14.0816 | 96.1204
2537 | 2537 | 2019-04-16 17:00 | 13.67 | 0.86 | 61 | 14.0984 | 96.2345 | 1.27 | 90 | 14.1111 | 96.3216 | 0.92 | 65 | 14.1538 | 96.6133 | 0.91 | 64 | 14.2188 | 97.0563
2538 | 2538 | 2019-04-16 18:00 | 12.96 | 0.13 | 9 | 14.4444 | 98.5969 | 2.61 | 177 | 14.7458 | 100.6537 | 0.15 | 11 | 13.6364 | 93.081 | 0.15 | 11 | 13.6364 | 93.081
2539 | 2539 | 2019-04-16 19:00 | 12.23 | 0 | 0 | 0 | 0 | 0 | 0 | 0 | 0 | 0 | 0 | 0 | 0 | 0 | 0 | 0 | 0
2540 | 2540 | 2019-04-16 20:00 | 11.5 | 0 | 0 | 0 | 0 | 0 | 0 | 0 | 0 | 0 | 0 | 0 | 0 | 0 | 0 | 0 | 0
2541 | 2541 | 2019-04-16 21:00 | 10.77 | 0 | 0 | 0 | 0 | 0 | 0 | 0 | 0 | 0 | 0 | 0 | 0 | 0 | 0 | 0 | 0
2542 | 2542 | 2019-04-16 22:00 | 10.79 | 0 | 0 | 0 | 0 | 0 | 0 | 0 | 0 | 0 | 0 | 0 | 0 | 0 | 0 | 0 | 0
2543 | 2543 | 2019-04-16 23:00 | 10.81 | 0 | 0 | 0 | 0 | 0 | 0 | 0 | 0 | 0 | 0 | 0 | 0 | 0 | 0 | 0 | 0
2544 | 2544 | 2019-04-17 | 10.83 | 0 | 0 | 0 | 0 | 0 | 0 | 0 | 0 | 0 | 0 | 0 | 0 | 0 | 0 | 0 | 0
2545 | 2545 | 2019-04-17 01:00 | 10.56 | 0 | 0 | 0 | 0 | 0 | 0 | 0 | 0 | 0 | 0 | 0 | 0 | 0 | 0 | 0 | 0
2546 | 2546 | 2019-04-17 02:00 | 10.28 | 0 | 0 | 0 | 0 | 0 | 0 | 0 | 0 | 0 | 0 | 0 | 0 | 0 | 0 | 0 | 0
2547 | 2547 | 2019-04-17 03:00 | 10.01 | 0 | 0 | 0 | 0 | 0 | 0 | 0 | 0 | 0 | 0 | 0 | 0 | 0 | 0 | 0 | 0
2548 | 2548 | 2019-04-17 04:00 | 10.06 | 0 | 0 | 0 | 0 | 0 | 0 | 0 | 0 | 0 | 0 | 0 | 0 | 0 | 0 | 0 | 0
2549 | 2549 | 2019-04-17 05:00 | 10.12 | 0.27 | 19 | 14.2105 | 97.0002 | 7.51 | 485 | 15.4845 | 105.6965 | 0.35 | 25 | 14 | 95.5631 | 0.35 | 25 | 14 | 95.5631
2550 | 2550 | 2019-04-17 06:00 | 10.17 | 1.39 | 97 | 14.3299 | 97.815 | 2.18 | 149 | 14.6309 | 99.8694 | 1.5 | 104 | 14.4231 | 98.451 | 1.32 | 92 | 14.3478 | 97.9374
2551 | 2551 | 2019-04-17 07:00 | 10.69 | 2.21 | 153 | 14.4444 | 98.5969 | 2.38 | 164 | 14.5122 | 99.0594 | 2.31 | 159 | 14.5283 | 99.1693 | 2.2 | 152 | 14.4737 | 98.7965
2552 | 2552 | 2019-04-17 08:00 | 11.2 | 5.32 | 365 | 14.5753 | 99.4904 | 5.41 | 371 | 14.5822 | 99.5373 | 5.22 | 358 | 14.581 | 99.529 | 3.11 | 218 | 14.2661 | 97.3792
2553 | 2553 | 2019-04-17 09:00 | 11.71 | 4.43 | 305 | 14.5246 | 99.144 | 4.44 | 306 | 14.5098 | 99.043 | 4.55 | 314 | 14.4904 | 98.9109 | 4.32 | 298 | 14.4966 | 98.9532
2554 | 2554 | 2019-04-17 10:00 | 12.01 | 4.23 | 292 | 14.4863 | 98.8826 | 4.23 | 293 | 14.4369 | 98.5451 | 4.37 | 302 | 14.4702 | 98.7727 | 4.36 | 301 | 14.485 | 98.8741
2555 | 2555 | 2019-04-17 11:00 | 12.31 | 8.34 | 587 | 14.2078 | 96.9818 | 8.34 | 587 | 14.2078 | 96.9818 | 8.64 | 607 | 14.2339 | 97.16 | 8.64 | 608 | 14.2105 | 97.0002
2556 | 2556 | 2019-04-17 12:00 | 12.61 | 1.04 | 74 | 14.0541 | 95.9321 | 1.04 | 74 | 14.0541 | 95.9321 | 1.08 | 76 | 14.2105 | 97.0002 | 1.08 | 76 | 14.2105 | 97.0002
2557 | 2557 | 2019-04-17 13:00 | 12.63 | 4.48 | 312 | 14.359 | 98.0135 | 4.49 | 312 | 14.391 | 98.2323 | 4.63 | 321 | 14.4237 | 98.4551 | 4.61 | 320 | 14.4063 | 98.3362
2558 | 2558 | 2019-04-17 14:00 | 12.64 | 4.52 | 314 | 14.3949 | 98.2587 | 4.54 | 315 | 14.4127 | 98.3802 | 4.64 | 322 | 14.4099 | 98.3614 | 4.38 | 305 | 14.3607 | 98.025
2559 | 2559 | 2019-04-17 15:00 | 12.66 | 4.11 | 285 | 14.4211 | 98.4372 | 4.17 | 289 | 14.4291 | 98.4919 | 4.15 | 288 | 14.4097 | 98.3599 | 3.28 | 230 | 14.2609 | 97.3438
2560 | 2560 | 2019-04-17 16:00 | 11.76 | 1.74 | 121 | 14.3802 | 98.1581 | 1.86 | 129 | 14.4186 | 98.4205 | 1.82 | 127 | 14.3307 | 97.8205 | 1.78 | 124 | 14.3548 | 97.9852
2561 | 2561 | 2019-04-17 17:00 | 10.87 | 1.05 | 74 | 14.1892 | 96.8545 | 1.56 | 108 | 14.4444 | 98.5969 | 1.12 | 79 | 14.1772 | 96.7728 | 1.08 | 76 | 14.2105 | 97.0002
2562 | 2562 | 2019-04-17 18:00 | 9.97 | 0.14 | 10 | 14 | 95.5631 | 2.88 | 192 | 15 | 102.3891 | 0.16 | 12 | 13.3333 | 91.0125 | 0.16 | 12 | 13.3333 | 91.0125
2563 | 2563 | 2019-04-17 19:00 | 9.23 | 0 | 0 | 0 | 0 | 0 | 0 | 0 | 0 | 0 | 0 | 0 | 0 | 0 | 0 | 0 | 0
2564 | 2564 | 2019-04-17 20:00 | 8.48 | 0 | 0 | 0 | 0 | 0 | 0 | 0 | 0 | 0 | 0 | 0 | 0 | 0 | 0 | 0 | 0
2565 | 2565 | 2019-04-17 21:00 | 7.74 | 0 | 0 | 0 | 0 | 0 | 0 | 0 | 0 | 0 | 0 | 0 | 0 | 0 | 0 | 0 | 0
2566 | 2566 | 2019-04-17 22:00 | 7.32 | 0 | 0 | 0 | 0 | 0 | 0 | 0 | 0 | 0 | 0 | 0 | 0 | 0 | 0 | 0 | 0
2567 | 2567 | 2019-04-17 23:00 | 6.91 | 0 | 0 | 0 | 0 | 0 | 0 | 0 | 0 | 0 | 0 | 0 | 0 | 0 | 0 | 0 | 0
2568 | 2568 | 2019-04-18 | 6.49 | 0 | 0 | 0 | 0 | 0 | 0 | 0 | 0 | 0 | 0 | 0 | 0 | 0 | 0 | 0 | 0
2569 | 2569 | 2019-04-18 01:00 | 6.33 | 0 | 0 | 0 | 0 | 0 | 0 | 0 | 0 | 0 | 0 | 0 | 0 | 0 | 0 | 0 | 0
2570 | 2570 | 2019-04-18 02:00 | 6.16 | 0 | 0 | 0 | 0 | 0 | 0 | 0 | 0 | 0 | 0 | 0 | 0 | 0 | 0 | 0 | 0
2571 | 2571 | 2019-04-18 03:00 | 6 | 0 | 0 | 0 | 0 | 0 | 0 | 0 | 0 | 0 | 0 | 0 | 0 | 0 | 0 | 0 | 0
2572 | 2572 | 2019-04-18 04:00 | 5.89 | 0 | 0 | 0 | 0 | 0 | 0 | 0 | 0 | 0 | 0 | 0 | 0 | 0 | 0 | 0 | 0
2573 | 2573 | 2019-04-18 05:00 | 5.77 | 0.31 | 22 | 14.0909 | 96.1837 | 8.28 | 525 | 15.7714 | 107.6548 | 0.38 | 26 | 14.6154 | 99.7637 | 0.38 | 26 | 14.6154 | 99.7637
2574 | 2574 | 2019-04-18 06:00 | 5.66 | 1.3 | 89 | 14.6067 | 99.7047 | 2.01 | 136 | 14.7794 | 100.8834 | 1.41 | 96 | 14.6875 | 100.256 | 0.98 | 68 | 14.4118 | 98.3738
2575 | 2575 | 2019-04-18 07:00 | 6.24 | 3.6 | 243 | 14.8148 | 101.125 | 3.87 | 261 | 14.8276 | 101.2122 | 3.41 | 231 | 14.7619 | 100.7639 | 1.48 | 103 | 14.3689 | 98.0814
2576 | 2576 | 2019-04-18 08:00 | 6.82 | 5 | 342 | 14.6199 | 99.7944 | 5.08 | 347 | 14.6398 | 99.9302 | 4.97 | 340 | 14.6176 | 99.7792 | 3.4 | 236 | 14.4068 | 98.3398
2577 | 2577 | 2019-04-18 09:00 | 7.4 | 3.12 | 214 | 14.5794 | 99.5184 | 3.14 | 214 | 14.6729 | 100.1563 | 3.24 | 221 | 14.6606 | 100.0726 | 3.22 | 220 | 14.6364 | 99.9069
2578 | 2578 | 2019-04-18 10:00 | 8.07 | 5.32 | 368 | 14.4565 | 98.6793 | 5.32 | 368 | 14.4565 | 98.6793 | 5.48 | 378 | 14.4974 | 98.9581 | 5.44 | 376 | 14.4681 | 98.7583
2579 | 2579 | 2019-04-18 11:00 | 8.75 | 8.75 | 624 | 14.0224 | 95.7163 | 8.75 | 624 | 14.0224 | 95.7163 | 9.06 | 645 | 14.0465 | 95.8806 | 9.07 | 645 | 14.062 | 95.9865
2580 | 2580 | 2019-04-18 12:00 | 9.42 | 10.43 | 759 | 13.7418 | 93.8004 | 10.43 | 759 | 13.7418 | 93.8004 | 10.81 | 786 | 13.7532 | 93.8784 | 10.82 | 787 | 13.7484 | 93.8458
2581 | 2581 | 2019-04-18 13:00 | 9.8 | 0.8 | 56 | 14.2857 | 97.5134 | 0.8 | 56 | 14.2857 | 97.5134 | 0.83 | 58 | 14.3103 | 97.6815 | 0.83 | 58 | 14.3103 | 97.6815
2582 | 2582 | 2019-04-18 14:00 | 10.17 | 6.49 | 453 | 14.3267 | 97.7932 | 6.51 | 454 | 14.3392 | 97.8785 | 6.52 | 455 | 14.3297 | 97.8134 | 5.44 | 382 | 14.2408 | 97.2071
2583 | 2583 | 2019-04-18 15:00 | 10.54 | 4.99 | 345 | 14.4638 | 98.7288 | 5.07 | 350 | 14.4857 | 98.8786 | 4.91 | 340 | 14.4412 | 98.5746 | 3.03 | 214 | 14.1589 | 96.6476
2584 | 2584 | 2019-04-18 16:00 | 9.76 | 1.35 | 94 | 14.3617 | 98.0321 | 1.45 | 100 | 14.5 | 98.9761 | 1.43 | 99 | 14.4444 | 98.5969 | 1.43 | 99 | 14.4444 | 98.5969
2585 | 2585 | 2019-04-18 17:00 | 8.99 | 1.26 | 87 | 14.4828 | 98.8584 | 1.86 | 128 | 14.5312 | 99.1894 | 1.34 | 93 | 14.4086 | 98.3522 | 1.18 | 82 | 14.3902 | 98.2269
2586 | 2586 | 2019-04-18 18:00 | 8.21 | 0.15 | 11 | 13.6364 | 93.081 | 3.13 | 207 | 15.1208 | 103.2135 | 0.17 | 12 | 14.1667 | 96.7008 | 0.17 | 12 | 14.1667 | 96.7008
2587 | 2587 | 2019-04-18 19:00 | 7.13 | 0 | 0 | 0 | 0 | 0 | 0 | 0 | 0 | 0 | 0 | 0 | 0 | 0 | 0 | 0 | 0
2588 | 2588 | 2019-04-18 20:00 | 6.05 | 0 | 0 | 0 | 0 | 0 | 0 | 0 | 0 | 0 | 0 | 0 | 0 | 0 | 0 | 0 | 0
2589 | 2589 | 2019-04-18 21:00 | 4.97 | 0 | 0 | 0 | 0 | 0 | 0 | 0 | 0 | 0 | 0 | 0 | 0 | 0 | 0 | 0 | 0
2590 | 2590 | 2019-04-18 22:00 | 4.34 | 0 | 0 | 0 | 0 | 0 | 0 | 0 | 0 | 0 | 0 | 0 | 0 | 0 | 0 | 0 | 0
2591 | 2591 | 2019-04-18 23:00 | 3.71 | 0 | 0 | 0 | 0 | 0 | 0 | 0 | 0 | 0 | 0 | 0 | 0 | 0 | 0 | 0 | 0
2592 | 2592 | 2019-04-19 | 3.08 | 0 | 0 | 0 | 0 | 0 | 0 | 0 | 0 | 0 | 0 | 0 | 0 | 0 | 0 | 0 | 0
2593 | 2593 | 2019-04-19 01:00 | 2.29 | 0 | 0 | 0 | 0 | 0 | 0 | 0 | 0 | 0 | 0 | 0 | 0 | 0 | 0 | 0 | 0
2594 | 2594 | 2019-04-19 02:00 | 1.49 | 0 | 0 | 0 | 0 | 0 | 0 | 0 | 0 | 0 | 0 | 0 | 0 | 0 | 0 | 0 | 0
2595 | 2595 | 2019-04-19 03:00 | 0.7 | 0 | 0 | 0 | 0 | 0 | 0 | 0 | 0 | 0 | 0 | 0 | 0 | 0 | 0 | 0 | 0
2596 | 2596 | 2019-04-19 04:00 | 1.41 | 0 | 0 | 0 | 0 | 0 | 0 | 0 | 0 | 0 | 0 | 0 | 0 | 0 | 0 | 0 | 0
2597 | 2597 | 2019-04-19 05:00 | 2.11 | 0.28 | 19 | 14.7368 | 100.5928 | 7.14 | 449 | 15.902 | 108.5461 | 0.33 | 22 | 15 | 102.3891 | 0.33 | 22 | 15 | 102.3891
2598 | 2598 | 2019-04-19 06:00 | 2.82 | 1.34 | 91 | 14.7253 | 100.5138 | 2.07 | 138 | 15 | 102.3891 | 1.46 | 98 | 14.898 | 101.6926 | 1.01 | 69 | 14.6377 | 99.9159
2599 | 2599 | 2019-04-19 07:00 | 5.1 | 3.68 | 247 | 14.8988 | 101.6982 | 3.95 | 265 | 14.9057 | 101.7451 | 3.47 | 234 | 14.8291 | 101.2223 | 1.42 | 99 | 14.3434 | 97.9074
2600 | 2600 | 2019-04-19 08:00 | 7.37 | 6.32 | 433 | 14.5958 | 99.6303 | 6.42 | 440 | 14.5909 | 99.5966 | 5.91 | 406 | 14.5567 | 99.3628 | 1.75 | 126 | 13.8889 | 94.8047
2601 | 2601 | 2019-04-19 09:00 | 9.65 | 8.64 | 610 | 14.1639 | 96.6821 | 8.67 | 612 | 14.1667 | 96.7008 | 8.37 | 592 | 14.1385 | 96.5086 | 5.25 | 379 | 13.8522 | 94.5546
2602 | 2602 | 2019-04-19 10:00 | 10.4 | 7.9 | 560 | 14.1071 | 96.2945 | 7.91 | 561 | 14.0998 | 96.2445 | 8.07 | 571 | 14.1331 | 96.4717 | 7.91 | 561 | 14.0998 | 96.2445
2603 | 2603 | 2019-04-19 11:00 | 11.15 | 8.52 | 609 | 13.9901 | 95.4959 | 8.52 | 609 | 13.9901 | 95.4959 | 8.82 | 629 | 14.0223 | 95.7151 | 8.83 | 630 | 14.0159 | 95.6715
2604 | 2604 | 2019-04-19 12:00 | 11.9 | 2.28 | 159 | 14.3396 | 97.8814 | 2.28 | 159 | 14.3396 | 97.8814 | 2.35 | 164 | 14.3293 | 97.8107 | 2.35 | 164 | 14.3293 | 97.8107
2605 | 2605 | 2019-04-19 13:00 | 11.94 | 3.23 | 224 | 14.4196 | 98.4276 | 3.23 | 224 | 14.4196 | 98.4276 | 3.34 | 232 | 14.3966 | 98.27 | 3.34 | 232 | 14.3966 | 98.27
2606 | 2606 | 2019-04-19 14:00 | 11.97 | 2.04 | 142 | 14.3662 | 98.0628 | 2.04 | 142 | 14.3662 | 98.0628 | 2.11 | 147 | 14.3537 | 97.9778 | 2.11 | 147 | 14.3537 | 97.9778
2607 | 2607 | 2019-04-19 15:00 | 12.01 | 4.42 | 307 | 14.3974 | 98.2757 | 4.49 | 311 | 14.4373 | 98.5481 | 4.44 | 307 | 14.4625 | 98.7204 | 3.3 | 231 | 14.2857 | 97.5134
2608 | 2608 | 2019-04-19 16:00 | 11.5 | 1.43 | 100 | 14.3 | 97.6109 | 1.53 | 107 | 14.2991 | 97.6045 | 1.51 | 105 | 14.381 | 98.1635 | 1.5 | 105 | 14.2857 | 97.5134
2609 | 2609 | 2019-04-19 17:00 | 10.98 | 0.99 | 70 | 14.1429 | 96.5383 | 1.47 | 102 | 14.4118 | 98.3738 | 1.06 | 74 | 14.3243 | 97.777 | 1.04 | 73 | 14.2466 | 97.2462
2610 | 2610 | 2019-04-19 18:00 | 10.47 | 0.16 | 12 | 13.3333 | 91.0125 | 3.26 | 217 | 15.023 | 102.5464 | 0.18 | 13 | 13.8462 | 94.513 | 0.18 | 13 | 13.8462 | 94.513
2611 | 2611 | 2019-04-19 19:00 | 9.56 | 0 | 0 | 0 | 0 | 0 | 0 | 0 | 0 | 0 | 0 | 0 | 0 | 0 | 0 | 0 | 0
2612 | 2612 | 2019-04-19 20:00 | 8.66 | 0 | 0 | 0 | 0 | 0 | 0 | 0 | 0 | 0 | 0 | 0 | 0 | 0 | 0 | 0 | 0
2613 | 2613 | 2019-04-19 21:00 | 7.75 | 0 | 0 | 0 | 0 | 0 | 0 | 0 | 0 | 0 | 0 | 0 | 0 | 0 | 0 | 0 | 0
2614 | 2614 | 2019-04-19 22:00 | 7.55 | 0 | 0 | 0 | 0 | 0 | 0 | 0 | 0 | 0 | 0 | 0 | 0 | 0 | 0 | 0 | 0
2615 | 2615 | 2019-04-19 23:00 | 7.35 | 0 | 0 | 0 | 0 | 0 | 0 | 0 | 0 | 0 | 0 | 0 | 0 | 0 | 0 | 0 | 0
2616 | 2616 | 2019-04-20 | 7.14 | 0 | 0 | 0 | 0 | 0 | 0 | 0 | 0 | 0 | 0 | 0 | 0 | 0 | 0 | 0 | 0
2617 | 2617 | 2019-04-20 01:00 | 6.58 | 0 | 0 | 0 | 0 | 0 | 0 | 0 | 0 | 0 | 0 | 0 | 0 | 0 | 0 | 0 | 0
2618 | 2618 | 2019-04-20 02:00 | 6.02 | 0 | 0 | 0 | 0 | 0 | 0 | 0 | 0 | 0 | 0 | 0 | 0 | 0 | 0 | 0 | 0
2619 | 2619 | 2019-04-20 03:00 | 5.46 | 0 | 0 | 0 | 0 | 0 | 0 | 0 | 0 | 0 | 0 | 0 | 0 | 0 | 0 | 0 | 0
2620 | 2620 | 2019-04-20 04:00 | 5.9 | 0 | 0 | 0 | 0 | 0 | 0 | 0 | 0 | 0 | 0 | 0 | 0 | 0 | 0 | 0 | 0
2621 | 2621 | 2019-04-20 05:00 | 6.33 | 0.3 | 21 | 14.2857 | 97.5134 | 7.45 | 475 | 15.6842 | 107.0595 | 0.34 | 24 | 14.1667 | 96.7008 | 0.34 | 24 | 14.1667 | 96.7008
2622 | 2622 | 2019-04-20 06:00 | 6.77 | 1.27 | 87 | 14.5977 | 99.643 | 1.95 | 132 | 14.7727 | 100.8377 | 1.36 | 93 | 14.6237 | 99.8202 | 1.32 | 91 | 14.5055 | 99.0136
2623 | 2623 | 2019-04-20 07:00 | 8.14 | 3.27 | 223 | 14.6637 | 100.0934 | 3.52 | 239 | 14.728 | 100.5327 | 3.29 | 224 | 14.6875 | 100.256 | 2.5 | 172 | 14.5349 | 99.2142
2624 | 2624 | 2019-04-20 08:00 | 9.5 | 5.48 | 376 | 14.5745 | 99.4844 | 5.56 | 382 | 14.555 | 99.3514 | 5.36 | 369 | 14.5257 | 99.1518 | 3.16 | 222 | 14.2342 | 97.162
2625 | 2625 | 2019-04-20 09:00 | 10.86 | 8.06 | 565 | 14.2655 | 97.3753 | 8.09 | 567 | 14.2681 | 97.393 | 7.94 | 556 | 14.2806 | 97.4783 | 5.68 | 404 | 14.0594 | 95.9686
2626 | 2626 | 2019-04-20 10:00 | 11.54 | 7.81 | 551 | 14.1742 | 96.7524 | 7.81 | 551 | 14.1742 | 96.7524 | 7.97 | 562 | 14.1815 | 96.802 | 7.83 | 552 | 14.1848 | 96.8245
2627 | 2627 | 2019-04-20 11:00 | 12.23 | 8.01 | 569 | 14.0773 | 96.091 | 8.01 | 569 | 14.0773 | 96.091 | 8.29 | 588 | 14.0986 | 96.2364 | 8.3 | 588 | 14.1156 | 96.3525
2628 | 2628 | 2019-04-20 12:00 | 12.91 | 4.34 | 303 | 14.3234 | 97.7709 | 4.34 | 303 | 14.3234 | 97.7709 | 4.48 | 312 | 14.359 | 98.0135 | 4.48 | 312 | 14.359 | 98.0135
2629 | 2629 | 2019-04-20 13:00 | 13.02 | 3.49 | 243 | 14.3621 | 98.0351 | 3.49 | 243 | 14.3621 | 98.0351 | 3.6 | 251 | 14.3426 | 97.9019 | 3.6 | 251 | 14.3426 | 97.9019
2630 | 2630 | 2019-04-20 14:00 | 13.12 | 1.6 | 113 | 14.1593 | 96.6505 | 1.61 | 113 | 14.2478 | 97.2545 | 1.66 | 117 | 14.188 | 96.8466 | 1.66 | 117 | 14.188 | 96.8466
2631 | 2631 | 2019-04-20 15:00 | 13.23 | 3.65 | 255 | 14.3137 | 97.7046 | 3.7 | 258 | 14.3411 | 97.8914 | 3.73 | 260 | 14.3462 | 97.926 | 3.24 | 227 | 14.2731 | 97.4275
2632 | 2632 | 2019-04-20 16:00 | 12.39 | 2.69 | 187 | 14.385 | 98.1913 | 2.88 | 200 | 14.4 | 98.2935 | 2.75 | 191 | 14.3979 | 98.2792 | 2.33 | 163 | 14.2945 | 97.5732
2633 | 2633 | 2019-04-20 17:00 | 11.55 | 1.29 | 91 | 14.1758 | 96.7633 | 1.92 | 133 | 14.4361 | 98.5399 | 1.38 | 97 | 14.2268 | 97.1113 | 1.18 | 83 | 14.2169 | 97.0435
2634 | 2634 | 2019-04-20 18:00 | 10.71 | 0.19 | 13 | 14.6154 | 99.7637 | 3.73 | 247 | 15.1012 | 103.08 | 0.2 | 15 | 13.3333 | 91.0125 | 0.2 | 15 | 13.3333 | 91.0125
2635 | 2635 | 2019-04-20 19:00 | 9.39 | 0 | 0 | 0 | 0 | 0 | 0 | 0 | 0 | 0 | 0 | 0 | 0 | 0 | 0 | 0 | 0
2636 | 2636 | 2019-04-20 20:00 | 8.06 | 0 | 0 | 0 | 0 | 0 | 0 | 0 | 0 | 0 | 0 | 0 | 0 | 0 | 0 | 0 | 0
2637 | 2637 | 2019-04-20 21:00 | 6.74 | 0 | 0 | 0 | 0 | 0 | 0 | 0 | 0 | 0 | 0 | 0 | 0 | 0 | 0 | 0 | 0
2638 | 2638 | 2019-04-20 22:00 | 6.14 | 0 | 0 | 0 | 0 | 0 | 0 | 0 | 0 | 0 | 0 | 0 | 0 | 0 | 0 | 0 | 0
2639 | 2639 | 2019-04-20 23:00 | 5.54 | 0 | 0 | 0 | 0 | 0 | 0 | 0 | 0 | 0 | 0 | 0 | 0 | 0 | 0 | 0 | 0
2640 | 2640 | 2019-04-21 | 4.93 | 0 | 0 | 0 | 0 | 0 | 0 | 0 | 0 | 0 | 0 | 0 | 0 | 0 | 0 | 0 | 0
2641 | 2641 | 2019-04-21 01:00 | 4.4 | 0 | 0 | 0 | 0 | 0 | 0 | 0 | 0 | 0 | 0 | 0 | 0 | 0 | 0 | 0 | 0
2642 | 2642 | 2019-04-21 02:00 | 3.86 | 0 | 0 | 0 | 0 | 0 | 0 | 0 | 0 | 0 | 0 | 0 | 0 | 0 | 0 | 0 | 0
2643 | 2643 | 2019-04-21 03:00 | 3.33 | 0 | 0 | 0 | 0 | 0 | 0 | 0 | 0 | 0 | 0 | 0 | 0 | 0 | 0 | 0 | 0
2644 | 2644 | 2019-04-21 04:00 | 3.86 | 0 | 0 | 0 | 0 | 0 | 0 | 0 | 0 | 0 | 0 | 0 | 0 | 0 | 0 | 0 | 0
2645 | 2645 | 2019-04-21 05:00 | 4.4 | 0.39 | 27 | 14.4444 | 98.5969 | 9.1 | 573 | 15.8813 | 108.405 | 0.43 | 30 | 14.3333 | 97.8385 | 0.43 | 30 | 14.3333 | 97.8385
2646 | 2646 | 2019-04-21 06:00 | 4.93 | 1.41 | 96 | 14.6875 | 100.256 | 2.15 | 144 | 14.9306 | 101.9151 | 1.53 | 104 | 14.7115 | 100.4201 | 1.05 | 72 | 14.5833 | 99.5449
2647 | 2647 | 2019-04-21 07:00 | 6.61 | 3.75 | 254 | 14.7638 | 100.7767 | 4.03 | 272 | 14.8162 | 101.1343 | 3.55 | 241 | 14.7303 | 100.5481 | 1.54 | 108 | 14.2593 | 97.3328
2648 | 2648 | 2019-04-21 08:00 | 8.28 | 5.52 | 381 | 14.4882 | 98.8955 | 5.61 | 386 | 14.5337 | 99.206 | 5.4 | 373 | 14.4772 | 98.8206 | 3.19 | 225 | 14.1778 | 96.7766
2649 | 2649 | 2019-04-21 09:00 | 9.96 | 7.78 | 551 | 14.1198 | 96.3808 | 7.81 | 553 | 14.123 | 96.4025 | 7.69 | 545 | 14.1101 | 96.3146 | 5.71 | 410 | 13.9268 | 95.0637
2650 | 2650 | 2019-04-21 10:00 | 11.09 | 9.86 | 719 | 13.7135 | 93.6074 | 9.86 | 720 | 13.6944 | 93.4774 | 9.96 | 727 | 13.7001 | 93.5163 | 9.64 | 704 | 13.6932 | 93.4688
2651 | 2651 | 2019-04-21 11:00 | 12.22 | 10.63 | 792 | 13.4217 | 91.6158 | 10.63 | 792 | 13.4217 | 91.6158 | 11.02 | 820 | 13.439 | 91.734 | 11.04 | 820 | 13.4634 | 91.9004
2652 | 2652 | 2019-04-21 12:00 | 13.35 | 10.47 | 783 | 13.3716 | 91.274 | 10.47 | 784 | 13.3546 | 91.1576 | 10.86 | 811 | 13.3909 | 91.4053 | 10.87 | 812 | 13.3867 | 91.3768
2653 | 2653 | 2019-04-21 13:00 | 13.79 | 9.72 | 716 | 13.5754 | 92.665 | 9.73 | 716 | 13.5894 | 92.7603 | 9.83 | 723 | 13.5961 | 92.8063 | 9.52 | 702 | 13.5613 | 92.5683
2654 | 2654 | 2019-04-21 14:00 | 14.23 | 8.18 | 589 | 13.8879 | 94.7983 | 8.21 | 591 | 13.8917 | 94.824 | 7.97 | 574 | 13.885 | 94.7783 | 5.38 | 394 | 13.6548 | 93.207
2655 | 2655 | 2019-04-21 15:00 | 14.67 | 5.95 | 419 | 14.2005 | 96.9316 | 6.04 | 425 | 14.2118 | 97.0086 | 5.57 | 393 | 14.173 | 96.7442 | 1.59 | 118 | 13.4746 | 91.9766
2656 | 2656 | 2019-04-21 16:00 | 13.63 | 3.38 | 235 | 14.383 | 98.1773 | 3.61 | 251 | 14.3825 | 98.1739 | 3.18 | 222 | 14.3243 | 97.777 | 1.31 | 95 | 13.7895 | 94.1261
2657 | 2657 | 2019-04-21 17:00 | 12.59 | 1.25 | 88 | 14.2045 | 96.9594 | 1.85 | 128 | 14.4531 | 98.6561 | 1.34 | 94 | 14.2553 | 97.3059 | 1 | 71 | 14.0845 | 96.14
2658 | 2658 | 2019-04-21 18:00 | 11.55 | 0.21 | 15 | 14 | 95.5631 | 4.08 | 271 | 15.0554 | 102.7669 | 0.22 | 16 | 13.75 | 93.8567 | 0.22 | 16 | 13.75 | 93.8567
2659 | 2659 | 2019-04-21 19:00 | 10.27 | 0 | 0 | 0 | 0 | 0 | 0 | 0 | 0 | 0 | 0 | 0 | 0 | 0 | 0 | 0 | 0
2660 | 2660 | 2019-04-21 20:00 | 8.99 | 0 | 0 | 0 | 0 | 0 | 0 | 0 | 0 | 0 | 0 | 0 | 0 | 0 | 0 | 0 | 0
2661 | 2661 | 2019-04-21 21:00 | 7.71 | 0 | 0 | 0 | 0 | 0 | 0 | 0 | 0 | 0 | 0 | 0 | 0 | 0 | 0 | 0 | 0
2662 | 2662 | 2019-04-21 22:00 | 7.14 | 0 | 0 | 0 | 0 | 0 | 0 | 0 | 0 | 0 | 0 | 0 | 0 | 0 | 0 | 0 | 0
2663 | 2663 | 2019-04-21 23:00 | 6.57 | 0 | 0 | 0 | 0 | 0 | 0 | 0 | 0 | 0 | 0 | 0 | 0 | 0 | 0 | 0 | 0
2664 | 2664 | 2019-04-22 | 5.99 | 0 | 0 | 0 | 0 | 0 | 0 | 0 | 0 | 0 | 0 | 0 | 0 | 0 | 0 | 0 | 0
2665 | 2665 | 2019-04-22 01:00 | 5.54 | 0 | 0 | 0 | 0 | 0 | 0 | 0 | 0 | 0 | 0 | 0 | 0 | 0 | 0 | 0 | 0
2666 | 2666 | 2019-04-22 02:00 | 5.08 | 0 | 0 | 0 | 0 | 0 | 0 | 0 | 0 | 0 | 0 | 0 | 0 | 0 | 0 | 0 | 0
2667 | 2667 | 2019-04-22 03:00 | 4.63 | 0 | 0 | 0 | 0 | 0 | 0 | 0 | 0 | 0 | 0 | 0 | 0 | 0 | 0 | 0 | 0
2668 | 2668 | 2019-04-22 04:00 | 5.18 | 0 | 0 | 0 | 0 | 0 | 0 | 0 | 0 | 0 | 0 | 0 | 0 | 0 | 0 | 0 | 0
2669 | 2669 | 2019-04-22 05:00 | 5.74 | 0.41 | 29 | 14.1379 | 96.5046 | 9.24 | 585 | 15.7949 | 107.8148 | 0.45 | 31 | 14.5161 | 99.0862 | 0.45 | 31 | 14.5161 | 99.0862
2670 | 2670 | 2019-04-22 06:00 | 6.29 | 1.45 | 99 | 14.6465 | 99.9759 | 2.2 | 148 | 14.8649 | 101.4667 | 1.57 | 107 | 14.6729 | 100.1563 | 1.09 | 75 | 14.5333 | 99.2036
2671 | 2671 | 2019-04-22 07:00 | 9.09 | 3.77 | 258 | 14.6124 | 99.7434 | 4.05 | 276 | 14.6739 | 100.1632 | 3.56 | 244 | 14.5902 | 99.5916 | 1.54 | 109 | 14.1284 | 96.4399
2672 | 2672 | 2019-04-22 08:00 | 11.88 | 6.34 | 442 | 14.3439 | 97.9105 | 6.43 | 449 | 14.3207 | 97.7523 | 5.94 | 416 | 14.2788 | 97.4665 | 1.85 | 136 | 13.6029 | 92.8528
2673 | 2673 | 2019-04-22 09:00 | 14.67 | 8.6 | 621 | 13.8486 | 94.5299 | 8.63 | 623 | 13.8523 | 94.5551 | 8.34 | 603 | 13.8308 | 94.4085 | 5.34 | 393 | 13.5878 | 92.7494
2674 | 2674 | 2019-04-22 10:00 | 15.96 | 10.03 | 745 | 13.4631 | 91.8982 | 10.04 | 745 | 13.4765 | 91.9898 | 10.12 | 751 | 13.4754 | 91.982 | 9.76 | 726 | 13.4435 | 91.7647
2675 | 2675 | 2019-04-22 11:00 | 17.24 | 10.61 | 804 | 13.1965 | 90.0786 | 10.61 | 804 | 13.1965 | 90.0786 | 11.01 | 832 | 13.2332 | 90.3288 | 11.02 | 833 | 13.2293 | 90.3023
2676 | 2676 | 2019-04-22 12:00 | 18.53 | 10.39 | 791 | 13.1353 | 89.6606 | 10.4 | 791 | 13.1479 | 89.7469 | 10.78 | 819 | 13.1624 | 89.8457 | 10.79 | 819 | 13.1746 | 89.929
2677 | 2677 | 2019-04-22 13:00 | 18.72 | 9.62 | 723 | 13.3057 | 90.8237 | 9.62 | 723 | 13.3057 | 90.8237 | 9.72 | 730 | 13.3151 | 90.8878 | 9.41 | 708 | 13.291 | 90.7233
2678 | 2678 | 2019-04-22 14:00 | 18.9 | 8.05 | 592 | 13.598 | 92.8189 | 8.08 | 594 | 13.6027 | 92.8512 | 7.83 | 577 | 13.5702 | 92.6293 | 5.27 | 396 | 13.3081 | 90.8401
2679 | 2679 | 2019-04-22 15:00 | 19.08 | 5.71 | 411 | 13.8929 | 94.8324 | 5.79 | 417 | 13.8849 | 94.7774 | 5.4 | 390 | 13.8462 | 94.513 | 1.94 | 146 | 13.2877 | 90.7008
2680 | 2680 | 2019-04-22 16:00 | 17.55 | 2.5 | 178 | 14.0449 | 95.8699 | 2.67 | 190 | 14.0526 | 95.9224 | 2.57 | 183 | 14.0437 | 95.8615 | 2.27 | 163 | 13.9264 | 95.0606
2681 | 2681 | 2019-04-22 17:00 | 16.02 | 1.32 | 94 | 14.0426 | 95.8536 | 1.95 | 138 | 14.1304 | 96.4535 | 1.41 | 101 | 13.9604 | 95.2928 | 1.18 | 85 | 13.8824 | 94.7601
2682 | 2682 | 2019-04-22 18:00 | 14.49 | 0.22 | 16 | 13.75 | 93.8567 | 4.39 | 294 | 14.932 | 101.9247 | 0.24 | 18 | 13.3333 | 91.0125 | 0.24 | 18 | 13.3333 | 91.0125
2683 | 2683 | 2019-04-22 19:00 | 12.88 | 0 | 0 | 0 | 0 | 0 | 0 | 0 | 0 | 0 | 0 | 0 | 0 | 0 | 0 | 0 | 0
2684 | 2684 | 2019-04-22 20:00 | 11.27 | 0 | 0 | 0 | 0 | 0 | 0 | 0 | 0 | 0 | 0 | 0 | 0 | 0 | 0 | 0 | 0
2685 | 2685 | 2019-04-22 21:00 | 9.66 | 0 | 0 | 0 | 0 | 0 | 0 | 0 | 0 | 0 | 0 | 0 | 0 | 0 | 0 | 0 | 0
2686 | 2686 | 2019-04-22 22:00 | 9.39 | 0 | 0 | 0 | 0 | 0 | 0 | 0 | 0 | 0 | 0 | 0 | 0 | 0 | 0 | 0 | 0
2687 | 2687 | 2019-04-22 23:00 | 9.12 | 0 | 0 | 0 | 0 | 0 | 0 | 0 | 0 | 0 | 0 | 0 | 0 | 0 | 0 | 0 | 0
2688 | 2688 | 2019-04-23 | 8.85 | 0 | 0 | 0 | 0 | 0 | 0 | 0 | 0 | 0 | 0 | 0 | 0 | 0 | 0 | 0 | 0
2689 | 2689 | 2019-04-23 01:00 | 9.15 | 0 | 0 | 0 | 0 | 0 | 0 | 0 | 0 | 0 | 0 | 0 | 0 | 0 | 0 | 0 | 0
2690 | 2690 | 2019-04-23 02:00 | 9.46 | 0 | 0 | 0 | 0 | 0 | 0 | 0 | 0 | 0 | 0 | 0 | 0 | 0 | 0 | 0 | 0
2691 | 2691 | 2019-04-23 03:00 | 9.76 | 0 | 0 | 0 | 0 | 0 | 0 | 0 | 0 | 0 | 0 | 0 | 0 | 0 | 0 | 0 | 0
2692 | 2692 | 2019-04-23 04:00 | 9.62 | 0 | 0 | 0 | 0 | 0 | 0 | 0 | 0 | 0 | 0 | 0 | 0 | 0 | 0 | 0 | 0
2693 | 2693 | 2019-04-23 05:00 | 9.49 | 0.39 | 28 | 13.9286 | 95.0756 | 8.42 | 542 | 15.5351 | 106.0413 | 0.42 | 30 | 14 | 95.5631 | 0.42 | 30 | 14 | 95.5631
2694 | 2694 | 2019-04-23 06:00 | 9.35 | 1.36 | 95 | 14.3158 | 97.7187 | 2.05 | 140 | 14.6429 | 99.9512 | 1.45 | 101 | 14.3564 | 97.9961 | 1.42 | 98 | 14.4898 | 98.9065
2695 | 2695 | 2019-04-23 07:00 | 10.49 | 3.38 | 233 | 14.5064 | 99.0201 | 3.62 | 249 | 14.5382 | 99.2365 | 3.39 | 234 | 14.4872 | 98.8886 | 2.56 | 178 | 14.382 | 98.1708
2696 | 2696 | 2019-04-23 08:00 | 11.62 | 5.92 | 412 | 14.3689 | 98.0814 | 6.01 | 418 | 14.378 | 98.1433 | 5.71 | 398 | 14.3467 | 97.9299 | 2.8 | 201 | 13.9303 | 95.0877
2697 | 2697 | 2019-04-23 09:00 | 12.76 | 8.24 | 586 | 14.0614 | 95.9825 | 8.27 | 588 | 14.0646 | 96.0043 | 8.09 | 576 | 14.0451 | 95.8713 | 5.73 | 414 | 13.8406 | 94.4749
2698 | 2698 | 2019-04-23 10:00 | 13.6 | 9.52 | 692 | 13.7572 | 93.906 | 9.53 | 693 | 13.7518 | 93.869 | 9.65 | 701 | 13.766 | 93.9662 | 9.38 | 682 | 13.7537 | 93.8817
2699 | 2699 | 2019-04-23 11:00 | 14.43 | 9.46 | 693 | 13.6508 | 93.1795 | 9.46 | 693 | 13.6508 | 93.1795 | 9.79 | 717 | 13.6541 | 93.2021 | 9.8 | 718 | 13.649 | 93.1674
2700 | 2700 | 2019-04-23 12:00 | 15.27 | 8.92 | 655 | 13.6183 | 92.9578 | 8.92 | 655 | 13.6183 | 92.9578 | 9.24 | 677 | 13.6484 | 93.1635 | 9.25 | 677 | 13.6632 | 93.2643
2701 | 2701 | 2019-04-23 13:00 | 15.47 | 7.4 | 535 | 13.8318 | 94.4149 | 7.41 | 535 | 13.8505 | 94.5424 | 7.56 | 546 | 13.8462 | 94.513 | 7.45 | 538 | 13.8476 | 94.5228
2702 | 2702 | 2019-04-23 14:00 | 15.66 | 4.2 | 298 | 14.094 | 96.2045 | 4.21 | 299 | 14.0803 | 96.111 | 4.32 | 306 | 14.1176 | 96.3662 | 4.13 | 293 | 14.0956 | 96.2154
2703 | 2703 | 2019-04-23 15:00 | 15.86 | 3.05 | 216 | 14.1204 | 96.3848 | 3.1 | 219 | 14.1553 | 96.6229 | 3.15 | 223 | 14.1256 | 96.4202 | 2.97 | 211 | 14.0758 | 96.0807
2704 | 2704 | 2019-04-23 16:00 | 15.02 | 1.96 | 138 | 14.2029 | 96.9481 | 2.09 | 148 | 14.1216 | 96.3933 | 2.05 | 145 | 14.1379 | 96.5046 | 1.98 | 140 | 14.1429 | 96.5383
2705 | 2705 | 2019-04-23 17:00 | 14.19 | 0.66 | 47 | 14.0426 | 95.8536 | 0.97 | 69 | 14.058 | 95.9588 | 0.7 | 50 | 14 | 95.5631 | 0.7 | 50 | 14 | 95.5631
2706 | 2706 | 2019-04-23 18:00 | 13.35 | 0.15 | 11 | 13.6364 | 93.081 | 2.94 | 198 | 14.8485 | 101.3548 | 0.16 | 12 | 13.3333 | 91.0125 | 0.16 | 12 | 13.3333 | 91.0125
2707 | 2707 | 2019-04-23 19:00 | 12.61 | 0 | 0 | 0 | 0 | 0 | 0 | 0 | 0 | 0 | 0 | 0 | 0 | 0 | 0 | 0 | 0
2708 | 2708 | 2019-04-23 20:00 | 11.86 | 0 | 0 | 0 | 0 | 0 | 0 | 0 | 0 | 0 | 0 | 0 | 0 | 0 | 0 | 0 | 0
2709 | 2709 | 2019-04-23 21:00 | 11.12 | 0 | 0 | 0 | 0 | 0 | 0 | 0 | 0 | 0 | 0 | 0 | 0 | 0 | 0 | 0 | 0
2710 | 2710 | 2019-04-23 22:00 | 10.67 | 0 | 0 | 0 | 0 | 0 | 0 | 0 | 0 | 0 | 0 | 0 | 0 | 0 | 0 | 0 | 0
2711 | 2711 | 2019-04-23 23:00 | 10.22 | 0 | 0 | 0 | 0 | 0 | 0 | 0 | 0 | 0 | 0 | 0 | 0 | 0 | 0 | 0 | 0
2712 | 2712 | 2019-04-24 | 9.76 | 0 | 0 | 0 | 0 | 0 | 0 | 0 | 0 | 0 | 0 | 0 | 0 | 0 | 0 | 0 | 0
2713 | 2713 | 2019-04-24 01:00 | 9.21 | 0 | 0 | 0 | 0 | 0 | 0 | 0 | 0 | 0 | 0 | 0 | 0 | 0 | 0 | 0 | 0
2714 | 2714 | 2019-04-24 02:00 | 8.65 | 0 | 0 | 0 | 0 | 0 | 0 | 0 | 0 | 0 | 0 | 0 | 0 | 0 | 0 | 0 | 0
2715 | 2715 | 2019-04-24 03:00 | 8.1 | 0 | 0 | 0 | 0 | 0 | 0 | 0 | 0 | 0 | 0 | 0 | 0 | 0 | 0 | 0 | 0
2716 | 2716 | 2019-04-24 04:00 | 7.39 | 0 | 0 | 0 | 0 | 0 | 0 | 0 | 0 | 0 | 0 | 0 | 0 | 0 | 0 | 0 | 0
2717 | 2717 | 2019-04-24 05:00 | 6.69 | 0.28 | 20 | 14 | 95.5631 | 5.8 | 374 | 15.508 | 105.8568 | 0.3 | 21 | 14.2857 | 97.5134 | 0.3 | 21 | 14.2857 | 97.5134
2718 | 2718 | 2019-04-24 06:00 | 5.98 | 1.6 | 109 | 14.6789 | 100.1973 | 2.39 | 161 | 14.8447 | 101.3292 | 1.71 | 116 | 14.7414 | 100.6237 | 1.61 | 110 | 14.6364 | 99.9069
2719 | 2719 | 2019-04-24 07:00 | 5.93 | 3.75 | 253 | 14.8221 | 101.175 | 4.02 | 270 | 14.8889 | 101.6306 | 3.67 | 248 | 14.7984 | 101.0129 | 2.31 | 159 | 14.5283 | 99.1693
2720 | 2720 | 2019-04-24 08:00 | 5.87 | 2.54 | 173 | 14.6821 | 100.219 | 2.58 | 175 | 14.7429 | 100.6338 | 2.65 | 180 | 14.7222 | 100.493 | 2.63 | 178 | 14.7753 | 100.8552
2721 | 2721 | 2019-04-24 09:00 | 5.82 | 5.7 | 389 | 14.653 | 100.0202 | 5.72 | 390 | 14.6667 | 100.1138 | 5.81 | 396 | 14.6717 | 100.1482 | 5.27 | 361 | 14.5983 | 99.6474
2722 | 2722 | 2019-04-24 10:00 | 6.11 | 5.76 | 393 | 14.6565 | 100.0443 | 5.76 | 394 | 14.6193 | 99.7904 | 5.92 | 404 | 14.6535 | 100.0237 | 5.89 | 402 | 14.6517 | 100.0119
2723 | 2723 | 2019-04-24 11:00 | 6.41 | 2.97 | 202 | 14.703 | 100.3616 | 2.98 | 202 | 14.7525 | 100.6995 | 3.07 | 208 | 14.7596 | 100.7482 | 3.07 | 208 | 14.7596 | 100.7482
2724 | 2724 | 2019-04-24 12:00 | 6.7 | 1.65 | 113 | 14.6018 | 99.6708 | 1.65 | 113 | 14.6018 | 99.6708 | 1.7 | 116 | 14.6552 | 100.0353 | 1.7 | 116 | 14.6552 | 100.0353
2725 | 2725 | 2019-04-24 13:00 | 7.35 | 5.07 | 346 | 14.6532 | 100.0217 | 5.08 | 346 | 14.6821 | 100.219 | 5.23 | 356 | 14.691 | 100.2799 | 5.2 | 355 | 14.6479 | 99.9856
2726 | 2726 | 2019-04-24 14:00 | 7.99 | 6.26 | 429 | 14.5921 | 99.6046 | 6.28 | 430 | 14.6047 | 99.6905 | 6.32 | 433 | 14.5958 | 99.6303 | 5.47 | 377 | 14.5093 | 99.0395
2727 | 2727 | 2019-04-24 15:00 | 8.64 | 4.83 | 329 | 14.6809 | 100.2106 | 4.9 | 334 | 14.6707 | 100.141 | 4.82 | 329 | 14.6505 | 100.0031 | 3.44 | 238 | 14.4538 | 98.6606
2728 | 2728 | 2019-04-24 16:00 | 8.11 | 3.33 | 226 | 14.7345 | 100.5769 | 3.56 | 241 | 14.7718 | 100.8313 | 3.28 | 223 | 14.7085 | 100.3995 | 2.19 | 151 | 14.5033 | 98.9987
2729 | 2729 | 2019-04-24 17:00 | 7.58 | 1.4 | 96 | 14.5833 | 99.5449 | 2.06 | 140 | 14.7143 | 100.4388 | 1.49 | 102 | 14.6078 | 99.7122 | 1.36 | 94 | 14.4681 | 98.7583
2730 | 2730 | 2019-04-24 18:00 | 7.05 | 0.23 | 17 | 13.5294 | 92.3509 | 4.5 | 293 | 15.3584 | 104.8352 | 0.25 | 18 | 13.8889 | 94.8047 | 0.25 | 18 | 13.8889 | 94.8047
2731 | 2731 | 2019-04-24 19:00 | 6.17 | 0 | 0 | 0 | 0 | 0 | 0 | 0 | 0 | 0 | 0 | 0 | 0 | 0 | 0 | 0 | 0
2732 | 2732 | 2019-04-24 20:00 | 5.28 | 0 | 0 | 0 | 0 | 0 | 0 | 0 | 0 | 0 | 0 | 0 | 0 | 0 | 0 | 0 | 0
2733 | 2733 | 2019-04-24 21:00 | 4.4 | 0 | 0 | 0 | 0 | 0 | 0 | 0 | 0 | 0 | 0 | 0 | 0 | 0 | 0 | 0 | 0
2734 | 2734 | 2019-04-24 22:00 | 3.87 | 0 | 0 | 0 | 0 | 0 | 0 | 0 | 0 | 0 | 0 | 0 | 0 | 0 | 0 | 0 | 0
2735 | 2735 | 2019-04-24 23:00 | 3.34 | 0 | 0 | 0 | 0 | 0 | 0 | 0 | 0 | 0 | 0 | 0 | 0 | 0 | 0 | 0 | 0
2736 | 2736 | 2019-04-25 | 2.81 | 0 | 0 | 0 | 0 | 0 | 0 | 0 | 0 | 0 | 0 | 0 | 0 | 0 | 0 | 0 | 0
2737 | 2737 | 2019-04-25 01:00 | 2.36 | 0 | 0 | 0 | 0 | 0 | 0 | 0 | 0 | 0 | 0 | 0 | 0 | 0 | 0 | 0 | 0
2738 | 2738 | 2019-04-25 02:00 | 1.91 | 0 | 0 | 0 | 0 | 0 | 0 | 0 | 0 | 0 | 0 | 0 | 0 | 0 | 0 | 0 | 0
2739 | 2739 | 2019-04-25 03:00 | 1.46 | 0 | 0 | 0 | 0 | 0 | 0 | 0 | 0 | 0 | 0 | 0 | 0 | 0 | 0 | 0 | 0
2740 | 2740 | 2019-04-25 04:00 | 1.96 | 0 | 0 | 0 | 0 | 0 | 0 | 0 | 0 | 0 | 0 | 0 | 0 | 0 | 0 | 0 | 0
2741 | 2741 | 2019-04-25 05:00 | 2.45 | 0.5 | 34 | 14.7059 | 100.3814 | 9.79 | 611 | 16.0229 | 109.3714 | 0.53 | 36 | 14.7222 | 100.493 | 0.53 | 36 | 14.7222 | 100.493
2742 | 2742 | 2019-04-25 06:00 | 2.95 | 1.73 | 116 | 14.9138 | 101.8006 | 2.57 | 170 | 15.1176 | 103.1921 | 1.85 | 124 | 14.9194 | 101.8386 | 1.67 | 113 | 14.7788 | 100.8789
2743 | 2743 | 2019-04-25 07:00 | 3.82 | 3.63 | 243 | 14.9383 | 101.9677 | 3.88 | 259 | 14.9807 | 102.2573 | 3.62 | 242 | 14.9587 | 102.107 | 2.64 | 179 | 14.7486 | 100.6731
2744 | 2744 | 2019-04-25 08:00 | 4.68 | 5.75 | 387 | 14.8579 | 101.419 | 5.83 | 393 | 14.8346 | 101.2601 | 5.64 | 380 | 14.8421 | 101.3113 | 3.43 | 236 | 14.5339 | 99.2075
2745 | 2745 | 2019-04-25 09:00 | 5.54 | 7.34 | 502 | 14.6215 | 99.8056 | 7.37 | 504 | 14.623 | 99.8158 | 7.35 | 502 | 14.6414 | 99.9415 | 6 | 413 | 14.5278 | 99.1662
2746 | 2746 | 2019-04-25 10:00 | 6.18 | 5.28 | 359 | 14.7075 | 100.3926 | 5.28 | 360 | 14.6667 | 100.1138 | 5.44 | 370 | 14.7027 | 100.3597 | 5.41 | 368 | 14.7011 | 100.3487
2747 | 2747 | 2019-04-25 11:00 | 6.81 | 6.9 | 474 | 14.557 | 99.3649 | 6.9 | 474 | 14.557 | 99.3649 | 7.13 | 489 | 14.5808 | 99.5275 | 7.13 | 489 | 14.5808 | 99.5275
2748 | 2748 | 2019-04-25 12:00 | 7.45 | 10.24 | 722 | 14.1828 | 96.8111 | 10.24 | 722 | 14.1828 | 96.8111 | 10.6 | 747 | 14.1901 | 96.8607 | 10.61 | 748 | 14.1845 | 96.8225
2749 | 2749 | 2019-04-25 13:00 | 7.24 | 5.93 | 406 | 14.6059 | 99.6991 | 5.94 | 406 | 14.6305 | 99.8672 | 6.1 | 417 | 14.6283 | 99.8519 | 6.05 | 414 | 14.6135 | 99.751
2750 | 2750 | 2019-04-25 14:00 | 7.02 | 2.12 | 144 | 14.7222 | 100.493 | 2.13 | 145 | 14.6897 | 100.2707 | 2.2 | 150 | 14.6667 | 100.1138 | 2.2 | 150 | 14.6667 | 100.1138
2751 | 2751 | 2019-04-25 15:00 | 6.8 | 4.69 | 318 | 14.7484 | 100.6719 | 4.76 | 323 | 14.7368 | 100.5928 | 4.7 | 319 | 14.7335 | 100.5703 | 3.51 | 241 | 14.5643 | 99.4151
2752 | 2752 | 2019-04-25 16:00 | 6.1 | 2.84 | 192 | 14.7917 | 100.967 | 3.04 | 205 | 14.8293 | 101.2237 | 2.91 | 196 | 14.8469 | 101.3443 | 2.51 | 171 | 14.6784 | 100.1936
2753 | 2753 | 2019-04-25 17:00 | 5.39 | 1.45 | 99 | 14.6465 | 99.9759 | 2.15 | 144 | 14.9306 | 101.9151 | 1.55 | 106 | 14.6226 | 99.8133 | 1.28 | 88 | 14.5455 | 99.2864
2754 | 2754 | 2019-04-25 18:00 | 4.69 | 0.22 | 16 | 13.75 | 93.8567 | 4.2 | 271 | 15.4982 | 105.7895 | 0.24 | 16 | 15 | 102.3891 | 0.24 | 16 | 15 | 102.3891
2755 | 2755 | 2019-04-25 19:00 | 4.06 | 0 | 0 | 0 | 0 | 0 | 0 | 0 | 0 | 0 | 0 | 0 | 0 | 0 | 0 | 0 | 0
2756 | 2756 | 2019-04-25 20:00 | 3.42 | 0 | 0 | 0 | 0 | 0 | 0 | 0 | 0 | 0 | 0 | 0 | 0 | 0 | 0 | 0 | 0
2757 | 2757 | 2019-04-25 21:00 | 2.79 | 0 | 0 | 0 | 0 | 0 | 0 | 0 | 0 | 0 | 0 | 0 | 0 | 0 | 0 | 0 | 0
2758 | 2758 | 2019-04-25 22:00 | 2.44 | 0 | 0 | 0 | 0 | 0 | 0 | 0 | 0 | 0 | 0 | 0 | 0 | 0 | 0 | 0 | 0
2759 | 2759 | 2019-04-25 23:00 | 2.09 | 0 | 0 | 0 | 0 | 0 | 0 | 0 | 0 | 0 | 0 | 0 | 0 | 0 | 0 | 0 | 0
2760 | 2760 | 2019-04-26 | 1.73 | 0 | 0 | 0 | 0 | 0 | 0 | 0 | 0 | 0 | 0 | 0 | 0 | 0 | 0 | 0 | 0
2761 | 2761 | 2019-04-26 01:00 | 1.21 | 0 | 0 | 0 | 0 | 0 | 0 | 0 | 0 | 0 | 0 | 0 | 0 | 0 | 0 | 0 | 0
2762 | 2762 | 2019-04-26 02:00 | 0.69 | 0 | 0 | 0 | 0 | 0 | 0 | 0 | 0 | 0 | 0 | 0 | 0 | 0 | 0 | 0 | 0
2763 | 2763 | 2019-04-26 03:00 | 0.17 | 0 | 0 | 0 | 0 | 0 | 0 | 0 | 0 | 0 | 0 | 0 | 0 | 0 | 0 | 0 | 0
2764 | 2764 | 2019-04-26 04:00 | 0.72 | 0 | 0 | 0 | 0 | 0 | 0 | 0 | 0 | 0 | 0 | 0 | 0 | 0 | 0 | 0 | 0
2765 | 2765 | 2019-04-26 05:00 | 1.28 | 0.2 | 14 | 14.2857 | 97.5134 | 3.76 | 241 | 15.6017 | 106.496 | 0.21 | 14 | 15 | 102.3891 | 0.21 | 14 | 15 | 102.3891
2766 | 2766 | 2019-04-26 06:00 | 1.83 | 1.79 | 120 | 14.9167 | 101.8203 | 2.65 | 175 | 15.1429 | 103.3642 | 1.91 | 128 | 14.9219 | 101.8558 | 1.69 | 114 | 14.8246 | 101.1915
2767 | 2767 | 2019-04-26 07:00 | 2.97 | 1.82 | 122 | 14.918 | 101.8296 | 1.94 | 130 | 14.9231 | 101.864 | 1.91 | 128 | 14.9219 | 101.8558 | 1.9 | 128 | 14.8438 | 101.3225
2768 | 2768 | 2019-04-26 08:00 | 4.1 | 5.28 | 355 | 14.8732 | 101.5238 | 5.36 | 360 | 14.8889 | 101.6306 | 5.26 | 354 | 14.8588 | 101.425 | 3.76 | 256 | 14.6875 | 100.256
2769 | 2769 | 2019-04-26 09:00 | 5.24 | 6.31 | 428 | 14.743 | 100.6347 | 6.33 | 430 | 14.7209 | 100.4842 | 6.39 | 434 | 14.7235 | 100.5017 | 5.64 | 385 | 14.6494 | 99.9956
2770 | 2770 | 2019-04-26 10:00 | 5.79 | 5.23 | 354 | 14.774 | 100.8465 | 5.23 | 354 | 14.774 | 100.8465 | 5.39 | 364 | 14.8077 | 101.0764 | 5.36 | 363 | 14.7658 | 100.7907
2771 | 2771 | 2019-04-26 11:00 | 6.34 | 4.88 | 330 | 14.7879 | 100.9412 | 4.88 | 330 | 14.7879 | 100.9412 | 5.03 | 341 | 14.7507 | 100.6876 | 5.03 | 341 | 14.7507 | 100.6876
2772 | 2772 | 2019-04-26 12:00 | 6.89 | 1.53 | 105 | 14.5714 | 99.4637 | 1.53 | 105 | 14.5714 | 99.4637 | 1.58 | 108 | 14.6296 | 99.861 | 1.58 | 108 | 14.6296 | 99.861
2773 | 2773 | 2019-04-26 13:00 | 6.8 | 1.02 | 70 | 14.5714 | 99.4637 | 1.02 | 70 | 14.5714 | 99.4637 | 1.05 | 72 | 14.5833 | 99.5449 | 1.05 | 72 | 14.5833 | 99.5449
2774 | 2774 | 2019-04-26 14:00 | 6.7 | 1.23 | 84 | 14.6429 | 99.9512 | 1.23 | 85 | 14.4706 | 98.7753 | 1.28 | 87 | 14.7126 | 100.4276 | 1.28 | 87 | 14.7126 | 100.4276
2775 | 2775 | 2019-04-26 15:00 | 6.61 | 1.43 | 98 | 14.5918 | 99.603 | 1.45 | 99 | 14.6465 | 99.9759 | 1.49 | 102 | 14.6078 | 99.7122 | 1.49 | 102 | 14.6078 | 99.7122
2776 | 2776 | 2019-04-26 16:00 | 6.5 | 1.15 | 79 | 14.557 | 99.3649 | 1.23 | 84 | 14.6429 | 99.9512 | 1.21 | 83 | 14.5783 | 99.5107 | 1.21 | 83 | 14.5783 | 99.5107
2777 | 2777 | 2019-04-26 17:00 | 6.4 | 0.8 | 55 | 14.5455 | 99.2864 | 1.18 | 80 | 14.75 | 100.6826 | 0.85 | 59 | 14.4068 | 98.3398 | 0.85 | 59 | 14.4068 | 98.3398
2778 | 2778 | 2019-04-26 18:00 | 6.29 | 0.12 | 8 | 15 | 102.3891 | 2.23 | 148 | 15.0676 | 102.8503 | 0.13 | 9 | 14.4444 | 98.5969 | 0.13 | 9 | 14.4444 | 98.5969
2779 | 2779 | 2019-04-26 19:00 | 6.26 | 0 | 0 | 0 | 0 | 0 | 0 | 0 | 0 | 0 | 0 | 0 | 0 | 0 | 0 | 0 | 0
2780 | 2780 | 2019-04-26 20:00 | 6.22 | 0 | 0 | 0 | 0 | 0 | 0 | 0 | 0 | 0 | 0 | 0 | 0 | 0 | 0 | 0 | 0
2781 | 2781 | 2019-04-26 21:00 | 6.19 | 0 | 0 | 0 | 0 | 0 | 0 | 0 | 0 | 0 | 0 | 0 | 0 | 0 | 0 | 0 | 0
2782 | 2782 | 2019-04-26 22:00 | 5.66 | 0 | 0 | 0 | 0 | 0 | 0 | 0 | 0 | 0 | 0 | 0 | 0 | 0 | 0 | 0 | 0
2783 | 2783 | 2019-04-26 23:00 | 5.14 | 0 | 0 | 0 | 0 | 0 | 0 | 0 | 0 | 0 | 0 | 0 | 0 | 0 | 0 | 0 | 0
2784 | 2784 | 2019-04-27 | 4.61 | 0 | 0 | 0 | 0 | 0 | 0 | 0 | 0 | 0 | 0 | 0 | 0 | 0 | 0 | 0 | 0
2785 | 2785 | 2019-04-27 01:00 | 3.65 | 0 | 0 | 0 | 0 | 0 | 0 | 0 | 0 | 0 | 0 | 0 | 0 | 0 | 0 | 0 | 0
2786 | 2786 | 2019-04-27 02:00 | 2.69 | 0 | 0 | 0 | 0 | 0 | 0 | 0 | 0 | 0 | 0 | 0 | 0 | 0 | 0 | 0 | 0
2787 | 2787 | 2019-04-27 03:00 | 1.73 | 0 | 0 | 0 | 0 | 0 | 0 | 0 | 0 | 0 | 0 | 0 | 0 | 0 | 0 | 0 | 0
2788 | 2788 | 2019-04-27 04:00 | 1.98 | 0 | 0 | 0 | 0 | 0 | 0 | 0 | 0 | 0 | 0 | 0 | 0 | 0 | 0 | 0 | 0
2789 | 2789 | 2019-04-27 05:00 | 2.23 | 0.6 | 41 | 14.6341 | 99.8918 | 10.97 | 682 | 16.085 | 109.7955 | 0.64 | 43 | 14.8837 | 101.5954 | 0.64 | 43 | 14.8837 | 101.5954
2790 | 2790 | 2019-04-27 06:00 | 2.48 | 1.39 | 93 | 14.9462 | 102.0221 | 2.04 | 136 | 15 | 102.3891 | 1.48 | 99 | 14.9495 | 102.0443 | 1.46 | 98 | 14.898 | 101.6926
2791 | 2791 | 2019-04-27 07:00 | 3.64 | 3.5 | 234 | 14.9573 | 102.0974 | 3.74 | 249 | 15.0201 | 102.5261 | 3.54 | 236 | 15 | 102.3891 | 2.84 | 191 | 14.8691 | 101.4956
2792 | 2792 | 2019-04-27 08:00 | 4.79 | 4.32 | 289 | 14.9481 | 102.0348 | 4.38 | 293 | 14.9488 | 102.0396 | 4.41 | 295 | 14.9492 | 102.042 | 3.8 | 256 | 14.8438 | 101.3225
2793 | 2793 | 2019-04-27 09:00 | 5.95 | 8.9 | 604 | 14.7351 | 100.5809 | 8.93 | 606 | 14.736 | 100.5869 | 8.73 | 593 | 14.7218 | 100.4898 | 6.22 | 429 | 14.4988 | 98.9682
2794 | 2794 | 2019-04-27 10:00 | 6.69 | 2.54 | 172 | 14.7674 | 100.8017 | 2.54 | 172 | 14.7674 | 100.8017 | 2.62 | 177 | 14.8023 | 101.0393 | 2.62 | 177 | 14.8023 | 101.0393
2795 | 2795 | 2019-04-27 11:00 | 7.42 | 1.29 | 89 | 14.4944 | 98.9378 | 1.29 | 89 | 14.4944 | 98.9378 | 1.33 | 92 | 14.4565 | 98.6793 | 1.33 | 92 | 14.4565 | 98.6793
2796 | 2796 | 2019-04-27 12:00 | 8.16 | 1.64 | 113 | 14.5133 | 99.0667 | 1.64 | 113 | 14.5133 | 99.0667 | 1.7 | 116 | 14.6552 | 100.0353 | 1.7 | 116 | 14.6552 | 100.0353
2797 | 2797 | 2019-04-27 13:00 | 7.73 | 6.38 | 434 | 14.7005 | 100.3444 | 6.39 | 434 | 14.7235 | 100.5017 | 6.55 | 445 | 14.7191 | 100.4717 | 6.49 | 441 | 14.7166 | 100.4543
2798 | 2798 | 2019-04-27 14:00 | 7.3 | 4.89 | 331 | 14.7734 | 100.8424 | 4.91 | 332 | 14.7892 | 100.9499 | 5.01 | 339 | 14.7788 | 100.8789 | 4.72 | 320 | 14.75 | 100.6826
2799 | 2799 | 2019-04-27 15:00 | 6.87 | 3.49 | 236 | 14.7881 | 100.9429 | 3.55 | 239 | 14.8536 | 101.3895 | 3.6 | 242 | 14.876 | 101.5429 | 3.31 | 224 | 14.7768 | 100.8654
2800 | 2800 | 2019-04-27 16:00 | 6.15 | 3.08 | 207 | 14.8792 | 101.5647 | 3.29 | 221 | 14.8869 | 101.6169 | 3.13 | 210 | 14.9048 | 101.739 | 2.57 | 174 | 14.7701 | 100.8199
2801 | 2801 | 2019-04-27 17:00 | 5.43 | 0.66 | 45 | 14.6667 | 100.1138 | 0.97 | 66 | 14.697 | 100.3206 | 0.7 | 48 | 14.5833 | 99.5449 | 0.7 | 48 | 14.5833 | 99.5449
2802 | 2802 | 2019-04-27 18:00 | 4.71 | 0.28 | 20 | 14 | 95.5631 | 5.28 | 339 | 15.5752 | 106.3155 | 0.3 | 21 | 14.2857 | 97.5134 | 0.3 | 21 | 14.2857 | 97.5134
2803 | 2803 | 2019-04-27 19:00 | 4.24 | 0 | 0 | 0 | 0 | 0 | 0 | 0 | 0 | 0 | 0 | 0 | 0 | 0 | 0 | 0 | 0
2804 | 2804 | 2019-04-27 20:00 | 3.76 | 0 | 0 | 0 | 0 | 0 | 0 | 0 | 0 | 0 | 0 | 0 | 0 | 0 | 0 | 0 | 0
2805 | 2805 | 2019-04-27 21:00 | 3.29 | 0 | 0 | 0 | 0 | 0 | 0 | 0 | 0 | 0 | 0 | 0 | 0 | 0 | 0 | 0 | 0
2806 | 2806 | 2019-04-27 22:00 | 3.16 | 0 | 0 | 0 | 0 | 0 | 0 | 0 | 0 | 0 | 0 | 0 | 0 | 0 | 0 | 0 | 0
2807 | 2807 | 2019-04-27 23:00 | 3.04 | 0 | 0 | 0 | 0 | 0 | 0 | 0 | 0 | 0 | 0 | 0 | 0 | 0 | 0 | 0 | 0
2808 | 2808 | 2019-04-28 | 2.91 | 0 | 0 | 0 | 0 | 0 | 0 | 0 | 0 | 0 | 0 | 0 | 0 | 0 | 0 | 0 | 0
2809 | 2809 | 2019-04-28 01:00 | 2.58 | 0 | 0 | 0 | 0 | 0 | 0 | 0 | 0 | 0 | 0 | 0 | 0 | 0 | 0 | 0 | 0
2810 | 2810 | 2019-04-28 02:00 | 2.25 | 0 | 0 | 0 | 0 | 0 | 0 | 0 | 0 | 0 | 0 | 0 | 0 | 0 | 0 | 0 | 0
2811 | 2811 | 2019-04-28 03:00 | 1.92 | 0 | 0 | 0 | 0 | 0 | 0 | 0 | 0 | 0 | 0 | 0 | 0 | 0 | 0 | 0 | 0
2812 | 2812 | 2019-04-28 04:00 | 2.27 | 0 | 0 | 0 | 0 | 0 | 0 | 0 | 0 | 0 | 0 | 0 | 0 | 0 | 0 | 0 | 0
2813 | 2813 | 2019-04-28 05:00 | 2.62 | 0.61 | 42 | 14.5238 | 99.1386 | 10.8 | 672 | 16.0714 | 109.7026 | 0.65 | 44 | 14.7727 | 100.8377 | 0.65 | 44 | 14.7727 | 100.8377
2814 | 2814 | 2019-04-28 06:00 | 2.97 | 1.78 | 119 | 14.958 | 102.1023 | 2.6 | 172 | 15.1163 | 103.1828 | 1.89 | 127 | 14.8819 | 101.5829 | 1.77 | 119 | 14.8739 | 101.5287
2815 | 2815 | 2019-04-28 07:00 | 3.74 | 3.13 | 209 | 14.9761 | 102.2258 | 3.34 | 223 | 14.9776 | 102.236 | 3.21 | 214 | 15 | 102.3891 | 2.86 | 192 | 14.8958 | 101.678
2816 | 2816 | 2019-04-28 08:00 | 4.5 | 2.53 | 170 | 14.8824 | 101.586 | 2.57 | 172 | 14.9419 | 101.9922 | 2.63 | 177 | 14.8588 | 101.425 | 2.62 | 176 | 14.8864 | 101.6134
2817 | 2817 | 2019-04-28 09:00 | 5.27 | 5.96 | 402 | 14.8259 | 101.2005 | 5.98 | 404 | 14.802 | 101.0374 | 6.06 | 409 | 14.8166 | 101.1374 | 5.5 | 372 | 14.7849 | 100.9211
2818 | 2818 | 2019-04-28 10:00 | 5.89 | 5.75 | 389 | 14.7815 | 100.8975 | 5.76 | 389 | 14.8072 | 101.073 | 5.92 | 400 | 14.8 | 101.0239 | 5.88 | 398 | 14.7739 | 100.8455
2819 | 2819 | 2019-04-28 11:00 | 6.51 | 6.34 | 431 | 14.71 | 100.4094 | 6.34 | 431 | 14.71 | 100.4094 | 6.55 | 444 | 14.7523 | 100.698 | 6.55 | 444 | 14.7523 | 100.698
2820 | 2820 | 2019-04-28 12:00 | 7.13 | 3.55 | 240 | 14.7917 | 100.967 | 3.55 | 240 | 14.7917 | 100.967 | 3.66 | 247 | 14.8178 | 101.1455 | 3.66 | 247 | 14.8178 | 101.1455
2821 | 2821 | 2019-04-28 13:00 | 7.21 | 1.24 | 85 | 14.5882 | 99.5784 | 1.24 | 85 | 14.5882 | 99.5784 | 1.28 | 88 | 14.5455 | 99.2864 | 1.28 | 88 | 14.5455 | 99.2864
2822 | 2822 | 2019-04-28 14:00 | 7.28 | 5.9 | 401 | 14.7132 | 100.4315 | 5.92 | 403 | 14.6898 | 100.2719 | 5.99 | 407 | 14.7174 | 100.4604 | 5.35 | 365 | 14.6575 | 100.0514
2823 | 2823 | 2019-04-28 15:00 | 7.36 | 5.83 | 395 | 14.7595 | 100.7474 | 5.92 | 401 | 14.7631 | 100.772 | 5.64 | 383 | 14.7258 | 100.5177 | 2.91 | 203 | 14.335 | 97.8497
2824 | 2824 | 2019-04-28 16:00 | 6.82 | 3.26 | 221 | 14.7511 | 100.6903 | 3.49 | 235 | 14.8511 | 101.3724 | 3.28 | 222 | 14.7748 | 100.8517 | 2.51 | 171 | 14.6784 | 100.1936
2825 | 2825 | 2019-04-28 17:00 | 6.28 | 0.71 | 49 | 14.4898 | 98.9065 | 1.04 | 71 | 14.6479 | 99.9856 | 0.75 | 52 | 14.4231 | 98.451 | 0.75 | 52 | 14.4231 | 98.451
2826 | 2826 | 2019-04-28 18:00 | 5.74 | 0.06 | 4 | 15 | 102.3891 | 1.06 | 72 | 14.7222 | 100.493 | 0.06 | 4 | 15 | 102.3891 | 0.06 | 4 | 15 | 102.3891
2827 | 2827 | 2019-04-28 19:00 | 5.04 | 0 | 0 | 0 | 0 | 0 | 0 | 0 | 0 | 0 | 0 | 0 | 0 | 0 | 0 | 0 | 0
2828 | 2828 | 2019-04-28 20:00 | 4.33 | 0 | 0 | 0 | 0 | 0 | 0 | 0 | 0 | 0 | 0 | 0 | 0 | 0 | 0 | 0 | 0
2829 | 2829 | 2019-04-28 21:00 | 3.63 | 0 | 0 | 0 | 0 | 0 | 0 | 0 | 0 | 0 | 0 | 0 | 0 | 0 | 0 | 0 | 0
2830 | 2830 | 2019-04-28 22:00 | 3.21 | 0 | 0 | 0 | 0 | 0 | 0 | 0 | 0 | 0 | 0 | 0 | 0 | 0 | 0 | 0 | 0
2831 | 2831 | 2019-04-28 23:00 | 2.79 | 0 | 0 | 0 | 0 | 0 | 0 | 0 | 0 | 0 | 0 | 0 | 0 | 0 | 0 | 0 | 0
2832 | 2832 | 2019-04-29 | 2.37 | 0 | 0 | 0 | 0 | 0 | 0 | 0 | 0 | 0 | 0 | 0 | 0 | 0 | 0 | 0 | 0
2833 | 2833 | 2019-04-29 01:00 | 2.51 | 0 | 0 | 0 | 0 | 0 | 0 | 0 | 0 | 0 | 0 | 0 | 0 | 0 | 0 | 0 | 0
2834 | 2834 | 2019-04-29 02:00 | 2.66 | 0 | 0 | 0 | 0 | 0 | 0 | 0 | 0 | 0 | 0 | 0 | 0 | 0 | 0 | 0 | 0
2835 | 2835 | 2019-04-29 03:00 | 2.8 | 0 | 0 | 0 | 0 | 0 | 0 | 0 | 0 | 0 | 0 | 0 | 0 | 0 | 0 | 0 | 0
2836 | 2836 | 2019-04-29 04:00 | 3.14 | 0 | 0 | 0 | 0 | 0 | 0 | 0 | 0 | 0 | 0 | 0 | 0 | 0 | 0 | 0 | 0
2837 | 2837 | 2019-04-29 05:00 | 3.48 | 0.65 | 44 | 14.7727 | 100.8377 | 11.03 | 690 | 15.9855 | 109.1161 | 0.69 | 47 | 14.6809 | 100.2106 | 0.69 | 47 | 14.6809 | 100.2106
2838 | 2838 | 2019-04-29 06:00 | 3.82 | 1.7 | 115 | 14.7826 | 100.9052 | 2.48 | 165 | 15.0303 | 102.5959 | 1.81 | 122 | 14.8361 | 101.2701 | 1.73 | 117 | 14.7863 | 100.9305
2839 | 2839 | 2019-04-29 07:00 | 4.81 | 4.2 | 282 | 14.8936 | 101.6629 | 4.48 | 300 | 14.9333 | 101.934 | 3.92 | 264 | 14.8485 | 101.3548 | 1.52 | 106 | 14.3396 | 97.8814
2840 | 2840 | 2019-04-29 08:00 | 5.79 | 6.94 | 473 | 14.6723 | 100.1522 | 7.04 | 479 | 14.6973 | 100.3228 | 6.47 | 442 | 14.638 | 99.9182 | 1.78 | 128 | 13.9062 | 94.9232
2841 | 2841 | 2019-04-29 09:00 | 6.78 | 8.09 | 563 | 14.3694 | 98.085 | 8.12 | 565 | 14.3717 | 98.1002 | 8.02 | 558 | 14.3728 | 98.1076 | 6.18 | 435 | 14.2069 | 96.9754
2842 | 2842 | 2019-04-29 10:00 | 7.67 | 8.41 | 591 | 14.2301 | 97.1339 | 8.42 | 591 | 14.247 | 97.2494 | 8.58 | 602 | 14.2525 | 97.2866 | 8.42 | 592 | 14.223 | 97.0851
2843 | 2843 | 2019-04-29 11:00 | 8.57 | 8.41 | 593 | 14.1821 | 96.8063 | 8.41 | 593 | 14.1821 | 96.8063 | 8.69 | 612 | 14.1993 | 96.9239 | 8.69 | 612 | 14.1993 | 96.9239
2844 | 2844 | 2019-04-29 12:00 | 9.46 | 5.15 | 356 | 14.4663 | 98.746 | 5.15 | 356 | 14.4663 | 98.746 | 5.31 | 367 | 14.4687 | 98.7622 | 5.32 | 367 | 14.4959 | 98.9482
2845 | 2845 | 2019-04-29 13:00 | 9.43 | 3.21 | 221 | 14.5249 | 99.146 | 3.21 | 221 | 14.5249 | 99.146 | 3.31 | 228 | 14.5175 | 99.0959 | 3.31 | 228 | 14.5175 | 99.0959
2846 | 2846 | 2019-04-29 14:00 | 9.39 | 4.38 | 301 | 14.5515 | 99.3276 | 4.4 | 303 | 14.5215 | 99.1225 | 4.51 | 310 | 14.5484 | 99.3064 | 4.33 | 298 | 14.5302 | 99.1823
2847 | 2847 | 2019-04-29 15:00 | 9.35 | 1.51 | 105 | 14.381 | 98.1635 | 1.54 | 106 | 14.5283 | 99.1693 | 1.58 | 109 | 14.4954 | 98.9448 | 1.58 | 109 | 14.4954 | 98.9448
2848 | 2848 | 2019-04-29 16:00 | 8.86 | 3.6 | 245 | 14.6939 | 100.2995 | 3.85 | 262 | 14.6947 | 100.3048 | 3.48 | 238 | 14.6218 | 99.8078 | 2 | 139 | 14.3885 | 98.2149
2849 | 2849 | 2019-04-29 17:00 | 8.38 | 1 | 70 | 14.2857 | 97.5134 | 1.47 | 101 | 14.5545 | 99.3478 | 1.06 | 74 | 14.3243 | 97.777 | 1.06 | 74 | 14.3243 | 97.777
2850 | 2850 | 2019-04-29 18:00 | 7.89 | 0.31 | 22 | 14.0909 | 96.1837 | 5.63 | 365 | 15.4247 | 105.2878 | 0.33 | 23 | 14.3478 | 97.9374 | 0.33 | 23 | 14.3478 | 97.9374
2851 | 2851 | 2019-04-29 19:00 | 6.29 | 0 | 0 | 0 | 0 | 0 | 0 | 0 | 0 | 0 | 0 | 0 | 0 | 0 | 0 | 0 | 0
2852 | 2852 | 2019-04-29 20:00 | 4.68 | 0 | 0 | 0 | 0 | 0 | 0 | 0 | 0 | 0 | 0 | 0 | 0 | 0 | 0 | 0 | 0
2853 | 2853 | 2019-04-29 21:00 | 3.08 | 0 | 0 | 0 | 0 | 0 | 0 | 0 | 0 | 0 | 0 | 0 | 0 | 0 | 0 | 0 | 0
2854 | 2854 | 2019-04-29 22:00 | 3.03 | 0 | 0 | 0 | 0 | 0 | 0 | 0 | 0 | 0 | 0 | 0 | 0 | 0 | 0 | 0 | 0
2855 | 2855 | 2019-04-29 23:00 | 2.99 | 0 | 0 | 0 | 0 | 0 | 0 | 0 | 0 | 0 | 0 | 0 | 0 | 0 | 0 | 0 | 0
2856 | 2856 | 2019-04-30 | 2.94 | 0 | 0 | 0 | 0 | 0 | 0 | 0 | 0 | 0 | 0 | 0 | 0 | 0 | 0 | 0 | 0
2857 | 2857 | 2019-04-30 01:00 | 3.11 | 0 | 0 | 0 | 0 | 0 | 0 | 0 | 0 | 0 | 0 | 0 | 0 | 0 | 0 | 0 | 0
2858 | 2858 | 2019-04-30 02:00 | 3.28 | 0 | 0 | 0 | 0 | 0 | 0 | 0 | 0 | 0 | 0 | 0 | 0 | 0 | 0 | 0 | 0
2859 | 2859 | 2019-04-30 03:00 | 3.45 | 0 | 0 | 0 | 0 | 0 | 0 | 0 | 0 | 0 | 0 | 0 | 0 | 0 | 0 | 0 | 0
2860 | 2860 | 2019-04-30 04:00 | 4.41 | 0 | 0 | 0 | 0 | 0 | 0 | 0 | 0 | 0 | 0 | 0 | 0 | 0 | 0 | 0 | 0
2861 | 2861 | 2019-04-30 05:00 | 5.37 | 0.68 | 47 | 14.4681 | 98.7583 | 11.23 | 706 | 15.9065 | 108.5769 | 0.72 | 50 | 14.4 | 98.2935 | 0.72 | 50 | 14.4 | 98.2935
2862 | 2862 | 2019-04-30 06:00 | 6.33 | 1.88 | 128 | 14.6875 | 100.256 | 2.73 | 183 | 14.918 | 101.8296 | 2 | 136 | 14.7059 | 100.3814 | 1.79 | 122 | 14.6721 | 100.1511
2863 | 2863 | 2019-04-30 07:00 | 8.06 | 3.07 | 209 | 14.689 | 100.2662 | 3.28 | 223 | 14.7085 | 100.3995 | 3.16 | 215 | 14.6977 | 100.3254 | 2.84 | 194 | 14.6392 | 99.9261
2864 | 2864 | 2019-04-30 08:00 | 9.78 | 1.88 | 129 | 14.5736 | 99.4788 | 1.91 | 131 | 14.5802 | 99.5232 | 1.96 | 135 | 14.5185 | 99.1025 | 1.96 | 135 | 14.5185 | 99.1025
2865 | 2865 | 2019-04-30 09:00 | 11.5 | 2.24 | 155 | 14.4516 | 98.6458 | 2.25 | 156 | 14.4231 | 98.451 | 2.32 | 160 | 14.5 | 98.9761 | 2.32 | 160 | 14.5 | 98.9761
2866 | 2866 | 2019-04-30 10:00 | 11.87 | 2.57 | 178 | 14.4382 | 98.5543 | 2.58 | 178 | 14.4944 | 98.9378 | 2.66 | 184 | 14.4565 | 98.6793 | 2.66 | 184 | 14.4565 | 98.6793
2867 | 2867 | 2019-04-30 11:00 | 12.25 | 4.51 | 312 | 14.4551 | 98.6698 | 4.52 | 312 | 14.4872 | 98.8886 | 4.66 | 322 | 14.472 | 98.7853 | 4.66 | 322 | 14.472 | 98.7853
2868 | 2868 | 2019-04-30 12:00 | 12.62 | 3.09 | 214 | 14.4393 | 98.5614 | 3.09 | 214 | 14.4393 | 98.5614 | 3.19 | 221 | 14.4344 | 98.5283 | 3.19 | 221 | 14.4344 | 98.5283
2869 | 2869 | 2019-04-30 13:00 | 12.35 | 1.84 | 129 | 14.2636 | 97.3622 | 1.85 | 129 | 14.3411 | 97.8914 | 1.91 | 133 | 14.3609 | 98.0266 | 1.91 | 133 | 14.3609 | 98.0266
2870 | 2870 | 2019-04-30 14:00 | 12.08 | 1.76 | 122 | 14.4262 | 98.4726 | 1.76 | 123 | 14.3089 | 97.672 | 1.82 | 127 | 14.3307 | 97.8205 | 1.82 | 127 | 14.3307 | 97.8205
2871 | 2871 | 2019-04-30 15:00 | 11.81 | 1.99 | 138 | 14.4203 | 98.432 | 2.02 | 140 | 14.4286 | 98.4885 | 2.07 | 144 | 14.375 | 98.1229 | 2.07 | 144 | 14.375 | 98.1229
2872 | 2872 | 2019-04-30 16:00 | 11.29 | 1.73 | 120 | 14.4167 | 98.4073 | 1.85 | 128 | 14.4531 | 98.6561 | 1.81 | 126 | 14.3651 | 98.0551 | 1.79 | 125 | 14.32 | 97.7474
2873 | 2873 | 2019-04-30 17:00 | 10.76 | 1.38 | 96 | 14.375 | 98.1229 | 2.02 | 139 | 14.5324 | 99.1971 | 1.47 | 102 | 14.4118 | 98.3738 | 1.41 | 98 | 14.3878 | 98.2099
2874 | 2874 | 2019-04-30 18:00 | 10.24 | 0.4 | 29 | 13.7931 | 94.1509 | 7.17 | 465 | 15.4194 | 105.2516 | 0.42 | 30 | 14 | 95.5631 | 0.42 | 30 | 14 | 95.5631
2875 | 2875 | 2019-04-30 19:00 | 9.53 | 0 | 0 | 0 | 0 | 0 | 0 | 0 | 0 | 0 | 0 | 0 | 0 | 0 | 0 | 0 | 0
2876 | 2876 | 2019-04-30 20:00 | 8.81 | 0 | 0 | 0 | 0 | 0 | 0 | 0 | 0 | 0 | 0 | 0 | 0 | 0 | 0 | 0 | 0
2877 | 2877 | 2019-04-30 21:00 | 8.1 | 0 | 0 | 0 | 0 | 0 | 0 | 0 | 0 | 0 | 0 | 0 | 0 | 0 | 0 | 0 | 0
2878 | 2878 | 2019-04-30 22:00 | 7.68 | 0 | 0 | 0 | 0 | 0 | 0 | 0 | 0 | 0 | 0 | 0 | 0 | 0 | 0 | 0 | 0
2879 | 2879 | 2019-04-30 23:00 | 7.26 | 0 | 0 | 0 | 0 | 0 | 0 | 0 | 0 | 0 | 0 | 0 | 0 | 0 | 0 | 0 | 0
2880 | 2880 | 2019-05-01 | 6.84 | 0 | 0 | 0 | 0 | 0 | 0 | 0 | 0 | 0 | 0 | 0 | 0 | 0 | 0 | 0 | 0
2881 | 2881 | 2019-05-01 01:00 | 6.55 | 0 | 0 | 0 | 0 | 0 | 0 | 0 | 0 | 0 | 0 | 0 | 0 | 0 | 0 | 0 | 0
2882 | 2882 | 2019-05-01 02:00 | 6.25 | 0 | 0 | 0 | 0 | 0 | 0 | 0 | 0 | 0 | 0 | 0 | 0 | 0 | 0 | 0 | 0
2883 | 2883 | 2019-05-01 03:00 | 5.96 | 0 | 0 | 0 | 0 | 0 | 0 | 0 | 0 | 0 | 0 | 0 | 0 | 0 | 0 | 0 | 0
2884 | 2884 | 2019-05-01 04:00 | 6.14 | 0 | 0 | 0 | 0 | 0 | 0 | 0 | 0 | 0 | 0 | 0 | 0 | 0 | 0 | 0 | 0
2885 | 2885 | 2019-05-01 05:00 | 6.33 | 0.28 | 20 | 14 | 95.5631 | 4.49 | 292 | 15.3767 | 104.9605 | 0.3 | 21 | 14.2857 | 97.5134 | 0.3 | 21 | 14.2857 | 97.5134
2886 | 2886 | 2019-05-01 06:00 | 6.51 | 1.25 | 86 | 14.5349 | 99.2142 | 1.8 | 122 | 14.7541 | 100.7106 | 1.32 | 91 | 14.5055 | 99.0136 | 1.32 | 90 | 14.6667 | 100.1138
2887 | 2887 | 2019-05-01 07:00 | 7.38 | 3.21 | 220 | 14.5909 | 99.5966 | 3.43 | 234 | 14.6581 | 100.0554 | 3.29 | 225 | 14.6222 | 99.8104 | 2.88 | 198 | 14.5455 | 99.2864
2888 | 2888 | 2019-05-01 08:00 | 8.24 | 4.26 | 294 | 14.4898 | 98.9065 | 4.32 | 298 | 14.4966 | 98.9532 | 4.34 | 299 | 14.5151 | 99.0788 | 3.78 | 262 | 14.4275 | 98.4811
2889 | 2889 | 2019-05-01 09:00 | 9.11 | 5.4 | 377 | 14.3236 | 97.7721 | 5.42 | 378 | 14.3386 | 97.8746 | 5.52 | 385 | 14.3377 | 97.868 | 5.12 | 358 | 14.3017 | 97.6224
2890 | 2890 | 2019-05-01 10:00 | 9.64 | 6.55 | 462 | 14.1775 | 96.7747 | 6.56 | 462 | 14.1991 | 96.9224 | 6.73 | 473 | 14.2283 | 97.1217 | 6.66 | 469 | 14.2004 | 96.9312
2891 | 2891 | 2019-05-01 11:00 | 10.18 | 7.64 | 544 | 14.0441 | 95.8643 | 7.64 | 544 | 14.0441 | 95.8643 | 7.9 | 561 | 14.082 | 96.1228 | 7.9 | 562 | 14.0569 | 95.9518
2892 | 2892 | 2019-05-01 12:00 | 10.71 | 8.53 | 612 | 13.9379 | 95.1393 | 8.53 | 612 | 13.9379 | 95.1393 | 8.82 | 632 | 13.9557 | 95.2607 | 8.82 | 632 | 13.9557 | 95.2607
2893 | 2893 | 2019-05-01 13:00 | 10.34 | 6.59 | 463 | 14.2333 | 97.1554 | 6.59 | 463 | 14.2333 | 97.1554 | 6.75 | 474 | 14.2405 | 97.2048 | 6.68 | 469 | 14.2431 | 97.2223
2894 | 2894 | 2019-05-01 14:00 | 9.97 | 4.59 | 318 | 14.434 | 98.5253 | 4.61 | 319 | 14.4514 | 98.6444 | 4.72 | 326 | 14.4785 | 98.8295 | 4.49 | 311 | 14.4373 | 98.5481
2895 | 2895 | 2019-05-01 15:00 | 9.6 | 4.4 | 303 | 14.5215 | 99.1225 | 4.47 | 308 | 14.513 | 99.0648 | 4.45 | 306 | 14.5425 | 99.2661 | 3.61 | 251 | 14.3825 | 98.1739
2896 | 2896 | 2019-05-01 16:00 | 8.84 | 1.73 | 119 | 14.5378 | 99.2342 | 1.85 | 127 | 14.5669 | 99.433 | 1.82 | 125 | 14.56 | 99.3857 | 1.81 | 125 | 14.48 | 98.8396
2897 | 2897 | 2019-05-01 17:00 | 8.09 | 1.14 | 79 | 14.4304 | 98.5009 | 1.68 | 115 | 14.6087 | 99.7181 | 1.21 | 84 | 14.4048 | 98.326 | 1.2 | 83 | 14.4578 | 98.6883
2898 | 2898 | 2019-05-01 18:00 | 7.33 | 0.34 | 24 | 14.1667 | 96.7008 | 6 | 387 | 15.5039 | 105.8285 | 0.36 | 25 | 14.4 | 98.2935 | 0.36 | 25 | 14.4 | 98.2935
2899 | 2899 | 2019-05-01 19:00 | 6.96 | 0 | 0 | 0 | 0 | 0 | 0 | 0 | 0 | 0 | 0 | 0 | 0 | 0 | 0 | 0 | 0
2900 | 2900 | 2019-05-01 20:00 | 6.58 | 0 | 0 | 0 | 0 | 0 | 0 | 0 | 0 | 0 | 0 | 0 | 0 | 0 | 0 | 0 | 0
2901 | 2901 | 2019-05-01 21:00 | 6.21 | 0 | 0 | 0 | 0 | 0 | 0 | 0 | 0 | 0 | 0 | 0 | 0 | 0 | 0 | 0 | 0
2902 | 2902 | 2019-05-01 22:00 | 6.09 | 0 | 0 | 0 | 0 | 0 | 0 | 0 | 0 | 0 | 0 | 0 | 0 | 0 | 0 | 0 | 0
2903 | 2903 | 2019-05-01 23:00 | 5.97 | 0 | 0 | 0 | 0 | 0 | 0 | 0 | 0 | 0 | 0 | 0 | 0 | 0 | 0 | 0 | 0
2904 | 2904 | 2019-05-02 | 5.84 | 0 | 0 | 0 | 0 | 0 | 0 | 0 | 0 | 0 | 0 | 0 | 0 | 0 | 0 | 0 | 0
2905 | 2905 | 2019-05-02 01:00 | 5.61 | 0 | 0 | 0 | 0 | 0 | 0 | 0 | 0 | 0 | 0 | 0 | 0 | 0 | 0 | 0 | 0
2906 | 2906 | 2019-05-02 02:00 | 5.37 | 0 | 0 | 0 | 0 | 0 | 0 | 0 | 0 | 0 | 0 | 0 | 0 | 0 | 0 | 0 | 0
2907 | 2907 | 2019-05-02 03:00 | 5.13 | 0 | 0 | 0 | 0 | 0 | 0 | 0 | 0 | 0 | 0 | 0 | 0 | 0 | 0 | 0 | 0
2908 | 2908 | 2019-05-02 04:00 | 5.19 | 0 | 0 | 0 | 0 | 0 | 0 | 0 | 0 | 0 | 0 | 0 | 0 | 0 | 0 | 0 | 0
2909 | 2909 | 2019-05-02 05:00 | 5.25 | 0.4 | 28 | 14.2857 | 97.5134 | 6.15 | 394 | 15.6091 | 106.547 | 0.42 | 29 | 14.4828 | 98.8584 | 0.42 | 29 | 14.4828 | 98.8584
2910 | 2910 | 2019-05-02 06:00 | 5.32 | 1.47 | 100 | 14.7 | 100.3413 | 2.11 | 142 | 14.8592 | 101.4277 | 1.56 | 106 | 14.717 | 100.4572 | 1.54 | 104 | 14.8077 | 101.0764
2911 | 2911 | 2019-05-02 07:00 | 6.98 | 1.94 | 132 | 14.697 | 100.3206 | 2.07 | 141 | 14.6809 | 100.2106 | 2.04 | 139 | 14.6763 | 100.1792 | 2.02 | 138 | 14.6377 | 99.9159
2912 | 2912 | 2019-05-02 08:00 | 8.65 | 1.73 | 119 | 14.5378 | 99.2342 | 1.75 | 120 | 14.5833 | 99.5449 | 1.8 | 124 | 14.5161 | 99.0862 | 1.8 | 124 | 14.5161 | 99.0862
2913 | 2913 | 2019-05-02 09:00 | 10.31 | 4.88 | 336 | 14.5238 | 99.1386 | 4.9 | 337 | 14.5401 | 99.2496 | 5.01 | 345 | 14.5217 | 99.1245 | 4.77 | 329 | 14.4985 | 98.9657
2914 | 2914 | 2019-05-02 10:00 | 11.69 | 5.45 | 379 | 14.3799 | 98.1566 | 5.46 | 379 | 14.4063 | 98.3367 | 5.61 | 389 | 14.4216 | 98.4409 | 5.58 | 387 | 14.4186 | 98.4205
2915 | 2915 | 2019-05-02 11:00 | 13.06 | 8.63 | 614 | 14.0554 | 95.9411 | 8.63 | 614 | 14.0554 | 95.9411 | 8.92 | 634 | 14.0694 | 96.0369 | 8.92 | 635 | 14.0472 | 95.8856
2916 | 2916 | 2019-05-02 12:00 | 14.43 | 8.62 | 618 | 13.9482 | 95.2097 | 8.62 | 618 | 13.9482 | 95.2097 | 8.92 | 638 | 13.9812 | 95.4348 | 8.92 | 639 | 13.9593 | 95.2854
2917 | 2917 | 2019-05-02 13:00 | 14.04 | 10.44 | 755 | 13.8278 | 94.3878 | 10.45 | 756 | 13.8228 | 94.3533 | 10.51 | 760 | 13.8289 | 94.3955 | 10.11 | 733 | 13.7926 | 94.1477
2918 | 2918 | 2019-05-02 14:00 | 13.64 | 8.83 | 626 | 14.1054 | 96.2828 | 8.86 | 628 | 14.1083 | 96.3023 | 8.52 | 606 | 14.0594 | 95.9686 | 5.37 | 389 | 13.8046 | 94.2295
2919 | 2919 | 2019-05-02 15:00 | 13.24 | 6.31 | 439 | 14.3736 | 98.1131 | 6.4 | 446 | 14.3498 | 97.9507 | 5.9 | 412 | 14.3204 | 97.7501 | 1.77 | 130 | 13.6154 | 92.9378
2920 | 2920 | 2019-05-02 16:00 | 12.95 | 3.69 | 255 | 14.4706 | 98.7753 | 3.95 | 272 | 14.5221 | 99.1267 | 3.48 | 242 | 14.3802 | 98.1581 | 1.55 | 111 | 13.964 | 95.3172
2921 | 2921 | 2019-05-02 17:00 | 12.66 | 1.47 | 103 | 14.2718 | 97.4187 | 2.15 | 149 | 14.4295 | 98.4951 | 1.57 | 110 | 14.2727 | 97.4248 | 1.12 | 80 | 14 | 95.5631
2922 | 2922 | 2019-05-02 18:00 | 12.37 | 0.32 | 23 | 13.913 | 94.9696 | 5.6 | 369 | 15.1762 | 103.5915 | 0.34 | 25 | 13.6 | 92.8328 | 0.34 | 25 | 13.6 | 92.8328
2923 | 2923 | 2019-05-02 19:00 | 11.48 | 0 | 0 | 0 | 0 | 0 | 0 | 0 | 0 | 0 | 0 | 0 | 0 | 0 | 0 | 0 | 0
2924 | 2924 | 2019-05-02 20:00 | 10.59 | 0 | 0 | 0 | 0 | 0 | 0 | 0 | 0 | 0 | 0 | 0 | 0 | 0 | 0 | 0 | 0
2925 | 2925 | 2019-05-02 21:00 | 9.7 | 0 | 0 | 0 | 0 | 0 | 0 | 0 | 0 | 0 | 0 | 0 | 0 | 0 | 0 | 0 | 0
2926 | 2926 | 2019-05-02 22:00 | 8.85 | 0 | 0 | 0 | 0 | 0 | 0 | 0 | 0 | 0 | 0 | 0 | 0 | 0 | 0 | 0 | 0
2927 | 2927 | 2019-05-02 23:00 | 8.01 | 0 | 0 | 0 | 0 | 0 | 0 | 0 | 0 | 0 | 0 | 0 | 0 | 0 | 0 | 0 | 0
2928 | 2928 | 2019-05-03 | 7.17 | 0 | 0 | 0 | 0 | 0 | 0 | 0 | 0 | 0 | 0 | 0 | 0 | 0 | 0 | 0 | 0
2929 | 2929 | 2019-05-03 01:00 | 6.48 | 0 | 0 | 0 | 0 | 0 | 0 | 0 | 0 | 0 | 0 | 0 | 0 | 0 | 0 | 0 | 0
2930 | 2930 | 2019-05-03 02:00 | 5.79 | 0 | 0 | 0 | 0 | 0 | 0 | 0 | 0 | 0 | 0 | 0 | 0 | 0 | 0 | 0 | 0
2931 | 2931 | 2019-05-03 03:00 | 5.09 | 0 | 0 | 0 | 0 | 0 | 0 | 0 | 0 | 0 | 0 | 0 | 0 | 0 | 0 | 0 | 0
2932 | 2932 | 2019-05-03 04:00 | 5.91 | 0 | 0 | 0 | 0 | 0 | 0 | 0 | 0 | 0 | 0 | 0 | 0 | 0 | 0 | 0 | 0
2933 | 2933 | 2019-05-03 05:00 | 6.73 | 0.72 | 50 | 14.4 | 98.2935 | 10.86 | 688 | 15.7849 | 107.7466 | 0.77 | 53 | 14.5283 | 99.1693 | 0.77 | 53 | 14.5283 | 99.1693
2934 | 2934 | 2019-05-03 06:00 | 7.55 | 1.84 | 126 | 14.6032 | 99.6804 | 2.64 | 179 | 14.7486 | 100.6731 | 1.95 | 134 | 14.5522 | 99.3327 | 1.41 | 98 | 14.3878 | 98.2099
2935 | 2935 | 2019-05-03 07:00 | 9.92 | 4.15 | 286 | 14.5105 | 99.0477 | 4.43 | 305 | 14.5246 | 99.144 | 3.92 | 271 | 14.4649 | 98.7368 | 1.78 | 127 | 14.0157 | 95.6706
2936 | 2936 | 2019-05-03 08:00 | 12.3 | 6.44 | 456 | 14.1228 | 96.4014 | 6.53 | 462 | 14.1342 | 96.4792 | 6.12 | 434 | 14.1014 | 96.2552 | 2.46 | 181 | 13.5912 | 92.7724
2937 | 2937 | 2019-05-03 09:00 | 14.68 | 8.53 | 625 | 13.648 | 93.1604 | 8.56 | 628 | 13.6306 | 93.0415 | 8.33 | 611 | 13.6334 | 93.0607 | 5.84 | 435 | 13.4253 | 91.6402
2938 | 2938 | 2019-05-03 10:00 | 15.6 | 9.74 | 732 | 13.306 | 90.826 | 9.75 | 733 | 13.3015 | 90.7952 | 9.85 | 740 | 13.3108 | 90.8588 | 9.56 | 720 | 13.2778 | 90.6333
2939 | 2939 | 2019-05-03 11:00 | 16.52 | 10.47 | 802 | 13.0549 | 89.1117 | 10.47 | 802 | 13.0549 | 89.1117 | 10.84 | 829 | 13.076 | 89.2559 | 10.85 | 830 | 13.0723 | 89.2306
2940 | 2940 | 2019-05-03 12:00 | 17.43 | 10.45 | 803 | 13.0137 | 88.8307 | 10.45 | 803 | 13.0137 | 88.8307 | 10.82 | 830 | 13.0361 | 88.9839 | 10.83 | 831 | 13.0325 | 88.959
2941 | 2941 | 2019-05-03 13:00 | 17.57 | 9.65 | 729 | 13.2373 | 90.3571 | 9.66 | 730 | 13.2329 | 90.3268 | 9.74 | 735 | 13.2517 | 90.4553 | 9.41 | 712 | 13.2163 | 90.2136
2942 | 2942 | 2019-05-03 14:00 | 17.7 | 6.55 | 478 | 13.7029 | 93.5354 | 6.58 | 480 | 13.7083 | 93.5722 | 6.56 | 479 | 13.6952 | 93.4826 | 5.42 | 399 | 13.584 | 92.7233
2943 | 2943 | 2019-05-03 15:00 | 17.83 | 4.4 | 316 | 13.9241 | 95.0447 | 4.47 | 321 | 13.9252 | 95.0528 | 4.43 | 318 | 13.9308 | 95.0909 | 3.46 | 251 | 13.7849 | 94.0946
2944 | 2944 | 2019-05-03 16:00 | 16.87 | 2.89 | 206 | 14.0291 | 95.762 | 3.09 | 219 | 14.1096 | 96.3112 | 2.94 | 210 | 14 | 95.5631 | 2.52 | 180 | 14 | 95.5631
2945 | 2945 | 2019-05-03 17:00 | 15.91 | 1.41 | 101 | 13.9604 | 95.2928 | 2.07 | 146 | 14.1781 | 96.7787 | 1.5 | 107 | 14.0187 | 95.6907 | 1.44 | 103 | 13.9806 | 95.4306
2946 | 2946 | 2019-05-03 18:00 | 14.95 | 0.43 | 31 | 13.871 | 94.6824 | 7.33 | 484 | 15.1446 | 103.3763 | 0.45 | 33 | 13.6364 | 93.081 | 0.45 | 33 | 13.6364 | 93.081
2947 | 2947 | 2019-05-03 19:00 | 13.31 | 0 | 0 | 0 | 0 | 0 | 0 | 0 | 0 | 0 | 0 | 0 | 0 | 0 | 0 | 0 | 0
2948 | 2948 | 2019-05-03 20:00 | 11.67 | 0 | 0 | 0 | 0 | 0 | 0 | 0 | 0 | 0 | 0 | 0 | 0 | 0 | 0 | 0 | 0
2949 | 2949 | 2019-05-03 21:00 | 10.03 | 0 | 0 | 0 | 0 | 0 | 0 | 0 | 0 | 0 | 0 | 0 | 0 | 0 | 0 | 0 | 0
2950 | 2950 | 2019-05-03 22:00 | 9.84 | 0 | 0 | 0 | 0 | 0 | 0 | 0 | 0 | 0 | 0 | 0 | 0 | 0 | 0 | 0 | 0
2951 | 2951 | 2019-05-03 23:00 | 9.66 | 0 | 0 | 0 | 0 | 0 | 0 | 0 | 0 | 0 | 0 | 0 | 0 | 0 | 0 | 0 | 0
2952 | 2952 | 2019-05-04 | 9.48 | 0 | 0 | 0 | 0 | 0 | 0 | 0 | 0 | 0 | 0 | 0 | 0 | 0 | 0 | 0 | 0
2953 | 2953 | 2019-05-04 01:00 | 9.34 | 0 | 0 | 0 | 0 | 0 | 0 | 0 | 0 | 0 | 0 | 0 | 0 | 0 | 0 | 0 | 0
2954 | 2954 | 2019-05-04 02:00 | 9.2 | 0 | 0 | 0 | 0 | 0 | 0 | 0 | 0 | 0 | 0 | 0 | 0 | 0 | 0 | 0 | 0
2955 | 2955 | 2019-05-04 03:00 | 9.06 | 0 | 0 | 0 | 0 | 0 | 0 | 0 | 0 | 0 | 0 | 0 | 0 | 0 | 0 | 0 | 0
2956 | 2956 | 2019-05-04 04:00 | 9.38 | 0 | 0 | 0 | 0 | 0 | 0 | 0 | 0 | 0 | 0 | 0 | 0 | 0 | 0 | 0 | 0
2957 | 2957 | 2019-05-04 05:00 | 9.69 | 0.68 | 48 | 14.1667 | 96.7008 | 9.94 | 638 | 15.5799 | 106.3477 | 0.72 | 51 | 14.1176 | 96.3662 | 0.72 | 51 | 14.1176 | 96.3662
2958 | 2958 | 2019-05-04 06:00 | 10.01 | 1.85 | 128 | 14.4531 | 98.6561 | 2.65 | 181 | 14.6409 | 99.9378 | 1.97 | 136 | 14.4853 | 98.8757 | 1.85 | 128 | 14.4531 | 98.6561
2959 | 2959 | 2019-05-04 07:00 | 10.26 | 3.33 | 228 | 14.6053 | 99.6946 | 3.54 | 242 | 14.6281 | 99.8505 | 3.22 | 221 | 14.5701 | 99.4549 | 1.89 | 133 | 14.2105 | 97.0002
2960 | 2960 | 2019-05-04 08:00 | 10.51 | 5.8 | 400 | 14.5 | 98.9761 | 5.88 | 406 | 14.4828 | 98.8584 | 5.7 | 394 | 14.467 | 98.7509 | 3.56 | 251 | 14.1833 | 96.8141
2961 | 2961 | 2019-05-04 09:00 | 10.76 | 8.34 | 584 | 14.2808 | 97.48 | 8.37 | 586 | 14.2833 | 97.4968 | 8.23 | 577 | 14.2634 | 97.3613 | 6.23 | 442 | 14.095 | 96.2118
2962 | 2962 | 2019-05-04 10:00 | 11.42 | 7.07 | 495 | 14.2828 | 97.4937 | 7.07 | 495 | 14.2828 | 97.4937 | 7.24 | 506 | 14.3083 | 97.6676 | 7.16 | 501 | 14.2914 | 97.5523
2963 | 2963 | 2019-05-04 11:00 | 12.08 | 8.79 | 623 | 14.1091 | 96.3082 | 8.79 | 623 | 14.1091 | 96.3082 | 9.08 | 643 | 14.1213 | 96.3912 | 9.09 | 644 | 14.1149 | 96.3475
2964 | 2964 | 2019-05-04 12:00 | 12.74 | 8.12 | 574 | 14.1463 | 96.5621 | 8.12 | 574 | 14.1463 | 96.5621 | 8.39 | 592 | 14.1723 | 96.7392 | 8.39 | 593 | 14.1484 | 96.5761
2965 | 2965 | 2019-05-04 13:00 | 12.92 | 7.86 | 555 | 14.1622 | 96.67 | 7.87 | 555 | 14.1802 | 96.793 | 8.02 | 565 | 14.1947 | 96.8921 | 7.88 | 556 | 14.1727 | 96.7417
2966 | 2966 | 2019-05-04 14:00 | 13.1 | 6.86 | 481 | 14.262 | 97.3512 | 6.88 | 482 | 14.2739 | 97.4325 | 6.87 | 481 | 14.2827 | 97.4931 | 5.67 | 401 | 14.1397 | 96.5164
2967 | 2967 | 2019-05-04 15:00 | 13.27 | 5.98 | 416 | 14.375 | 98.1229 | 6.07 | 421 | 14.4181 | 98.4167 | 5.72 | 398 | 14.3719 | 98.1014 | 2.6 | 187 | 13.9037 | 94.9061
2968 | 2968 | 2019-05-04 16:00 | 12.59 | 3.73 | 258 | 14.4574 | 98.6851 | 3.99 | 275 | 14.5091 | 99.0382 | 3.54 | 245 | 14.449 | 98.6278 | 1.67 | 119 | 14.0336 | 95.7926
2969 | 2969 | 2019-05-04 17:00 | 11.9 | 1.5 | 105 | 14.2857 | 97.5134 | 2.19 | 151 | 14.5033 | 98.9987 | 1.6 | 112 | 14.2857 | 97.5134 | 1.13 | 80 | 14.125 | 96.4164
2970 | 2970 | 2019-05-04 18:00 | 11.22 | 0.35 | 25 | 14 | 95.5631 | 5.96 | 391 | 15.243 | 104.0476 | 0.37 | 27 | 13.7037 | 93.5406 | 0.37 | 27 | 13.7037 | 93.5406
2971 | 2971 | 2019-05-04 19:00 | 10.03 | 0 | 0 | 0 | 0 | 0 | 0 | 0 | 0 | 0 | 0 | 0 | 0 | 0 | 0 | 0 | 0
2972 | 2972 | 2019-05-04 20:00 | 8.84 | 0 | 0 | 0 | 0 | 0 | 0 | 0 | 0 | 0 | 0 | 0 | 0 | 0 | 0 | 0 | 0
2973 | 2973 | 2019-05-04 21:00 | 7.66 | 0 | 0 | 0 | 0 | 0 | 0 | 0 | 0 | 0 | 0 | 0 | 0 | 0 | 0 | 0 | 0
2974 | 2974 | 2019-05-04 22:00 | 6.64 | 0 | 0 | 0 | 0 | 0 | 0 | 0 | 0 | 0 | 0 | 0 | 0 | 0 | 0 | 0 | 0
2975 | 2975 | 2019-05-04 23:00 | 5.63 | 0 | 0 | 0 | 0 | 0 | 0 | 0 | 0 | 0 | 0 | 0 | 0 | 0 | 0 | 0 | 0
2976 | 2976 | 2019-05-05 | 4.61 | 0 | 0 | 0 | 0 | 0 | 0 | 0 | 0 | 0 | 0 | 0 | 0 | 0 | 0 | 0 | 0
2977 | 2977 | 2019-05-05 01:00 | 4.42 | 0 | 0 | 0 | 0 | 0 | 0 | 0 | 0 | 0 | 0 | 0 | 0 | 0 | 0 | 0 | 0
2978 | 2978 | 2019-05-05 02:00 | 4.23 | 0 | 0 | 0 | 0 | 0 | 0 | 0 | 0 | 0 | 0 | 0 | 0 | 0 | 0 | 0 | 0
2979 | 2979 | 2019-05-05 03:00 | 4.04 | 0 | 0 | 0 | 0 | 0 | 0 | 0 | 0 | 0 | 0 | 0 | 0 | 0 | 0 | 0 | 0
2980 | 2980 | 2019-05-05 04:00 | 4.85 | 0 | 0 | 0 | 0 | 0 | 0 | 0 | 0 | 0 | 0 | 0 | 0 | 0 | 0 | 0 | 0
2981 | 2981 | 2019-05-05 05:00 | 5.66 | 0.69 | 48 | 14.375 | 98.1229 | 9.7 | 615 | 15.7724 | 107.6611 | 0.73 | 51 | 14.3137 | 97.7046 | 0.73 | 51 | 14.3137 | 97.7046
2982 | 2982 | 2019-05-05 06:00 | 6.47 | 1.79 | 122 | 14.6721 | 100.1511 | 2.54 | 172 | 14.7674 | 100.8017 | 1.9 | 129 | 14.7287 | 100.5371 | 1.18 | 82 | 14.3902 | 98.2269
2983 | 2983 | 2019-05-05 07:00 | 8.38 | 3.42 | 235 | 14.5532 | 99.3392 | 3.65 | 250 | 14.6 | 99.6587 | 3.33 | 229 | 14.5415 | 99.2593 | 2.05 | 143 | 14.3357 | 97.8544
2984 | 2984 | 2019-05-05 08:00 | 10.3 | 6.88 | 483 | 14.2443 | 97.2308 | 6.98 | 489 | 14.274 | 97.4336 | 6.43 | 452 | 14.2257 | 97.1035 | 1.84 | 136 | 13.5294 | 92.3509
2985 | 2985 | 2019-05-05 09:00 | 12.22 | 8.94 | 648 | 13.7963 | 94.1727 | 8.97 | 650 | 13.8 | 94.198 | 8.69 | 630 | 13.7937 | 94.1546 | 5.89 | 435 | 13.5402 | 92.4248
2986 | 2986 | 2019-05-05 10:00 | 12.91 | 10.31 | 767 | 13.442 | 91.7541 | 10.32 | 768 | 13.4375 | 91.7235 | 10.4 | 773 | 13.4541 | 91.8367 | 10.06 | 749 | 13.4312 | 91.6808
2987 | 2987 | 2019-05-05 11:00 | 13.6 | 10.59 | 798 | 13.2707 | 90.5848 | 10.59 | 798 | 13.2707 | 90.5848 | 10.96 | 824 | 13.301 | 90.7916 | 10.97 | 825 | 13.297 | 90.7643
2988 | 2988 | 2019-05-05 12:00 | 14.29 | 10.36 | 781 | 13.265 | 90.5464 | 10.36 | 781 | 13.265 | 90.5464 | 10.73 | 807 | 13.2962 | 90.7588 | 10.73 | 807 | 13.2962 | 90.7588
2989 | 2989 | 2019-05-05 13:00 | 14.41 | 9.63 | 714 | 13.4874 | 92.0641 | 9.64 | 714 | 13.5014 | 92.1597 | 9.72 | 721 | 13.4813 | 92.0224 | 9.41 | 698 | 13.4814 | 92.023
2990 | 2990 | 2019-05-05 14:00 | 14.53 | 7.98 | 578 | 13.8062 | 94.2405 | 8.01 | 580 | 13.8103 | 94.2686 | 7.84 | 568 | 13.8028 | 94.2172 | 5.62 | 413 | 13.6077 | 92.8857
2991 | 2991 | 2019-05-05 15:00 | 14.65 | 5.79 | 410 | 14.122 | 96.3956 | 5.87 | 416 | 14.1106 | 96.3179 | 5.56 | 395 | 14.0759 | 96.0816 | 2.72 | 199 | 13.6683 | 93.2993
2992 | 2992 | 2019-05-05 16:00 | 13.87 | 3.75 | 262 | 14.313 | 97.6995 | 4.01 | 279 | 14.3728 | 98.1076 | 3.51 | 246 | 14.2683 | 97.3945 | 1.46 | 105 | 13.9048 | 94.9131
2993 | 2993 | 2019-05-05 17:00 | 13.09 | 1.48 | 105 | 14.0952 | 96.2132 | 2.17 | 151 | 14.3709 | 98.0946 | 1.58 | 111 | 14.2342 | 97.162 | 1.07 | 76 | 14.0789 | 96.102
2994 | 2994 | 2019-05-05 18:00 | 12.31 | 0.49 | 35 | 14 | 95.5631 | 8.09 | 527 | 15.351 | 104.7853 | 0.52 | 37 | 14.0541 | 95.9321 | 0.52 | 37 | 14.0541 | 95.9321
2995 | 2995 | 2019-05-05 19:00 | 10.85 | 0 | 0 | 0 | 0 | 0 | 0 | 0 | 0 | 0 | 0 | 0 | 0 | 0 | 0 | 0 | 0
2996 | 2996 | 2019-05-05 20:00 | 9.4 | 0 | 0 | 0 | 0 | 0 | 0 | 0 | 0 | 0 | 0 | 0 | 0 | 0 | 0 | 0 | 0
2997 | 2997 | 2019-05-05 21:00 | 7.95 | 0 | 0 | 0 | 0 | 0 | 0 | 0 | 0 | 0 | 0 | 0 | 0 | 0 | 0 | 0 | 0
2998 | 2998 | 2019-05-05 22:00 | 7.38 | 0 | 0 | 0 | 0 | 0 | 0 | 0 | 0 | 0 | 0 | 0 | 0 | 0 | 0 | 0 | 0
2999 | 2999 | 2019-05-05 23:00 | 6.81 | 0 | 0 | 0 | 0 | 0 | 0 | 0 | 0 | 0 | 0 | 0 | 0 | 0 | 0 | 0 | 0
3000 | 3000 | 2019-05-06 | 6.24 | 0 | 0 | 0 | 0 | 0 | 0 | 0 | 0 | 0 | 0 | 0 | 0 | 0 | 0 | 0 | 0
3001 | 3001 | 2019-05-06 01:00 | 6.06 | 0 | 0 | 0 | 0 | 0 | 0 | 0 | 0 | 0 | 0 | 0 | 0 | 0 | 0 | 0 | 0
3002 | 3002 | 2019-05-06 02:00 | 5.88 | 0 | 0 | 0 | 0 | 0 | 0 | 0 | 0 | 0 | 0 | 0 | 0 | 0 | 0 | 0 | 0
3003 | 3003 | 2019-05-06 03:00 | 5.7 | 0 | 0 | 0 | 0 | 0 | 0 | 0 | 0 | 0 | 0 | 0 | 0 | 0 | 0 | 0 | 0
3004 | 3004 | 2019-05-06 04:00 | 6.65 | 0 | 0 | 0 | 0 | 0 | 0 | 0 | 0 | 0 | 0 | 0 | 0 | 0 | 0 | 0 | 0
3005 | 3005 | 2019-05-06 05:00 | 7.6 | 0.64 | 45 | 14.2222 | 97.08 | 8.86 | 566 | 15.6537 | 106.8513 | 0.69 | 48 | 14.375 | 98.1229 | 0.69 | 48 | 14.375 | 98.1229
3006 | 3006 | 2019-05-06 06:00 | 8.56 | 1.83 | 126 | 14.5238 | 99.1386 | 2.6 | 176 | 14.7727 | 100.8377 | 1.94 | 133 | 14.5865 | 99.5663 | 1.24 | 86 | 14.4186 | 98.4205
3007 | 3007 | 2019-05-06 07:00 | 10.45 | 4.34 | 297 | 14.6128 | 99.746 | 4.62 | 316 | 14.6203 | 99.7969 | 4.06 | 279 | 14.552 | 99.3309 | 1.65 | 117 | 14.1026 | 96.2632
3008 | 3008 | 2019-05-06 08:00 | 12.34 | 6.88 | 480 | 14.3333 | 97.8385 | 6.98 | 486 | 14.3621 | 98.0351 | 6.46 | 452 | 14.292 | 97.5566 | 2.06 | 151 | 13.6424 | 93.1221
3009 | 3009 | 2019-05-06 09:00 | 14.23 | 8.83 | 631 | 13.9937 | 95.5199 | 8.86 | 634 | 13.9748 | 95.3909 | 8.63 | 618 | 13.9644 | 95.3201 | 6.09 | 443 | 13.7472 | 93.8374
3010 | 3010 | 2019-05-06 10:00 | 15.19 | 10.37 | 758 | 13.6807 | 93.3839 | 10.38 | 758 | 13.6939 | 93.4739 | 10.47 | 764 | 13.7042 | 93.5439 | 10.14 | 741 | 13.6842 | 93.4076
3011 | 3011 | 2019-05-06 11:00 | 16.15 | 11.15 | 828 | 13.4662 | 91.9193 | 11.16 | 828 | 13.4783 | 92.0018 | 11.55 | 856 | 13.493 | 92.1023 | 11.56 | 856 | 13.5047 | 92.1821
3012 | 3012 | 2019-05-06 12:00 | 17.11 | 11.03 | 820 | 13.4512 | 91.8172 | 11.03 | 820 | 13.4512 | 91.8172 | 11.42 | 848 | 13.467 | 91.9248 | 11.42 | 848 | 13.467 | 91.9248
3013 | 3013 | 2019-05-06 13:00 | 17.71 | 10.29 | 760 | 13.5395 | 92.4196 | 10.3 | 760 | 13.5526 | 92.5094 | 10.35 | 764 | 13.5471 | 92.4718 | 9.95 | 736 | 13.519 | 92.28
3014 | 3014 | 2019-05-06 14:00 | 18.31 | 8.74 | 635 | 13.7638 | 93.9507 | 8.77 | 638 | 13.7461 | 93.8299 | 8.44 | 614 | 13.7459 | 93.8289 | 5.28 | 393 | 13.4351 | 91.7073
3015 | 3015 | 2019-05-06 15:00 | 18.9 | 6.3 | 451 | 13.969 | 95.3512 | 6.39 | 457 | 13.9825 | 95.4436 | 5.87 | 421 | 13.943 | 95.174 | 1.66 | 126 | 13.1746 | 89.929
3016 | 3016 | 2019-05-06 16:00 | 18.07 | 3.74 | 265 | 14.1132 | 96.3359 | 4 | 282 | 14.1844 | 96.8218 | 3.5 | 248 | 14.1129 | 96.3338 | 1.41 | 104 | 13.5577 | 92.544
3017 | 3017 | 2019-05-06 17:00 | 17.24 | 1.47 | 105 | 14 | 95.5631 | 2.15 | 152 | 14.1447 | 96.5511 | 1.57 | 112 | 14.0179 | 95.685 | 1.05 | 76 | 13.8158 | 94.3057
3018 | 3018 | 2019-05-06 18:00 | 16.41 | 0.49 | 36 | 13.6111 | 92.9086 | 8.03 | 532 | 15.094 | 103.0306 | 0.52 | 38 | 13.6842 | 93.4076 | 0.52 | 38 | 13.6842 | 93.4076
3019 | 3019 | 2019-05-06 19:00 | 15.13 | 0 | 0 | 0 | 0 | 0 | 0 | 0 | 0 | 0 | 0 | 0 | 0 | 0 | 0 | 0 | 0
3020 | 3020 | 2019-05-06 20:00 | 13.86 | 0 | 0 | 0 | 0 | 0 | 0 | 0 | 0 | 0 | 0 | 0 | 0 | 0 | 0 | 0 | 0
3021 | 3021 | 2019-05-06 21:00 | 12.59 | 0 | 0 | 0 | 0 | 0 | 0 | 0 | 0 | 0 | 0 | 0 | 0 | 0 | 0 | 0 | 0
3022 | 3022 | 2019-05-06 22:00 | 12.17 | 0 | 0 | 0 | 0 | 0 | 0 | 0 | 0 | 0 | 0 | 0 | 0 | 0 | 0 | 0 | 0
3023 | 3023 | 2019-05-06 23:00 | 11.75 | 0 | 0 | 0 | 0 | 0 | 0 | 0 | 0 | 0 | 0 | 0 | 0 | 0 | 0 | 0 | 0
3024 | 3024 | 2019-05-07 | 11.33 | 0 | 0 | 0 | 0 | 0 | 0 | 0 | 0 | 0 | 0 | 0 | 0 | 0 | 0 | 0 | 0
3025 | 3025 | 2019-05-07 01:00 | 10.65 | 0 | 0 | 0 | 0 | 0 | 0 | 0 | 0 | 0 | 0 | 0 | 0 | 0 | 0 | 0 | 0
3026 | 3026 | 2019-05-07 02:00 | 9.97 | 0 | 0 | 0 | 0 | 0 | 0 | 0 | 0 | 0 | 0 | 0 | 0 | 0 | 0 | 0 | 0
3027 | 3027 | 2019-05-07 03:00 | 9.29 | 0 | 0 | 0 | 0 | 0 | 0 | 0 | 0 | 0 | 0 | 0 | 0 | 0 | 0 | 0 | 0
3028 | 3028 | 2019-05-07 04:00 | 10.06 | 0 | 0 | 0 | 0 | 0 | 0 | 0 | 0 | 0 | 0 | 0 | 0 | 0 | 0 | 0 | 0
3029 | 3029 | 2019-05-07 05:00 | 10.83 | 0.7 | 49 | 14.2857 | 97.5134 | 9.35 | 604 | 15.4801 | 105.6664 | 0.74 | 52 | 14.2308 | 97.1384 | 0.74 | 52 | 14.2308 | 97.1384
3030 | 3030 | 2019-05-07 06:00 | 11.61 | 1.87 | 130 | 14.3846 | 98.1885 | 2.65 | 182 | 14.5604 | 99.3887 | 1.98 | 138 | 14.3478 | 97.9374 | 1.33 | 93 | 14.3011 | 97.6183
3031 | 3031 | 2019-05-07 07:00 | 13.93 | 4.26 | 297 | 14.3434 | 97.9074 | 4.54 | 315 | 14.4127 | 98.3802 | 4.02 | 280 | 14.3571 | 98.001 | 1.83 | 132 | 13.8636 | 94.6323
3032 | 3032 | 2019-05-07 08:00 | 16.26 | 6.75 | 479 | 14.0919 | 96.1902 | 6.84 | 485 | 14.1031 | 96.2668 | 6.35 | 452 | 14.0487 | 95.8954 | 2.14 | 160 | 13.375 | 91.2969
3033 | 3033 | 2019-05-07 09:00 | 18.59 | 8.74 | 637 | 13.7206 | 93.6557 | 8.77 | 639 | 13.7246 | 93.6831 | 8.53 | 623 | 13.6918 | 93.4595 | 5.98 | 443 | 13.4989 | 92.1425
3034 | 3034 | 2019-05-07 10:00 | 19.81 | 10.18 | 760 | 13.3947 | 91.4317 | 10.19 | 761 | 13.3903 | 91.4012 | 10.28 | 767 | 13.4029 | 91.4872 | 9.95 | 744 | 13.3737 | 91.2878
3035 | 3035 | 2019-05-07 11:00 | 21.03 | 10.77 | 817 | 13.1824 | 89.9821 | 10.77 | 817 | 13.1824 | 89.9821 | 11.15 | 844 | 13.2109 | 90.1768 | 11.16 | 845 | 13.2071 | 90.1509
3036 | 3036 | 2019-05-07 12:00 | 22.24 | 10.83 | 826 | 13.1114 | 89.4975 | 10.83 | 826 | 13.1114 | 89.4975 | 11.21 | 854 | 13.1265 | 89.6004 | 11.22 | 854 | 13.1382 | 89.6804
3037 | 3037 | 2019-05-07 13:00 | 22.61 | 9.76 | 735 | 13.2789 | 90.641 | 9.77 | 736 | 13.2745 | 90.6106 | 9.84 | 741 | 13.2794 | 90.644 | 9.49 | 716 | 13.2542 | 90.4723
3038 | 3038 | 2019-05-07 14:00 | 22.98 | 8.37 | 621 | 13.4783 | 92.0018 | 8.41 | 623 | 13.4992 | 92.1447 | 8.13 | 604 | 13.4603 | 91.8789 | 5.32 | 403 | 13.201 | 90.1092
3039 | 3039 | 2019-05-07 15:00 | 23.34 | 5.76 | 420 | 13.7143 | 93.6129 | 5.84 | 426 | 13.7089 | 93.5762 | 5.51 | 403 | 13.6725 | 93.3273 | 2.53 | 191 | 13.2461 | 90.4169
3040 | 3040 | 2019-05-07 16:00 | 22.11 | 3.04 | 220 | 13.8182 | 94.3221 | 3.25 | 235 | 13.8298 | 94.4013 | 3.08 | 223 | 13.8117 | 94.2775 | 2.55 | 186 | 13.7097 | 93.5814
3041 | 3041 | 2019-05-07 17:00 | 20.88 | 1.56 | 113 | 13.8053 | 94.2342 | 2.27 | 163 | 13.9264 | 95.0606 | 1.65 | 120 | 13.75 | 93.8567 | 1.55 | 113 | 13.7168 | 93.6301
3042 | 3042 | 2019-05-07 18:00 | 19.66 | 0.5 | 38 | 13.1579 | 89.815 | 8.19 | 549 | 14.918 | 101.8296 | 0.54 | 40 | 13.5 | 92.1502 | 0.54 | 40 | 13.5 | 92.1502
3043 | 3043 | 2019-05-07 19:00 | 17.85 | 0 | 0 | 0 | 0 | 0 | 0 | 0 | 0 | 0 | 0 | 0 | 0 | 0 | 0 | 0 | 0
3044 | 3044 | 2019-05-07 20:00 | 16.05 | 0 | 0 | 0 | 0 | 0 | 0 | 0 | 0 | 0 | 0 | 0 | 0 | 0 | 0 | 0 | 0
3045 | 3045 | 2019-05-07 21:00 | 14.25 | 0 | 0 | 0 | 0 | 0 | 0 | 0 | 0 | 0 | 0 | 0 | 0 | 0 | 0 | 0 | 0
3046 | 3046 | 2019-05-07 22:00 | 13.21 | 0 | 0 | 0 | 0 | 0 | 0 | 0 | 0 | 0 | 0 | 0 | 0 | 0 | 0 | 0 | 0
3047 | 3047 | 2019-05-07 23:00 | 12.18 | 0 | 0 | 0 | 0 | 0 | 0 | 0 | 0 | 0 | 0 | 0 | 0 | 0 | 0 | 0 | 0
3048 | 3048 | 2019-05-08 | 11.14 | 0 | 0 | 0 | 0 | 0 | 0 | 0 | 0 | 0 | 0 | 0 | 0 | 0 | 0 | 0 | 0
3049 | 3049 | 2019-05-08 01:00 | 10.81 | 0 | 0 | 0 | 0 | 0 | 0 | 0 | 0 | 0 | 0 | 0 | 0 | 0 | 0 | 0 | 0
3050 | 3050 | 2019-05-08 02:00 | 10.48 | 0 | 0 | 0 | 0 | 0 | 0 | 0 | 0 | 0 | 0 | 0 | 0 | 0 | 0 | 0 | 0
3051 | 3051 | 2019-05-08 03:00 | 10.14 | 0 | 0 | 0 | 0 | 0 | 0 | 0 | 0 | 0 | 0 | 0 | 0 | 0 | 0 | 0 | 0
3052 | 3052 | 2019-05-08 04:00 | 11.24 | 0 | 0 | 0 | 0 | 0 | 0 | 0 | 0 | 0 | 0 | 0 | 0 | 0 | 0 | 0 | 0
3053 | 3053 | 2019-05-08 05:00 | 12.33 | 0.72 | 51 | 14.1176 | 96.3662 | 9.38 | 609 | 15.4023 | 105.1351 | 0.76 | 54 | 14.0741 | 96.0688 | 0.76 | 54 | 14.0741 | 96.0688
3054 | 3054 | 2019-05-08 06:00 | 13.43 | 1.84 | 129 | 14.2636 | 97.3622 | 2.61 | 180 | 14.5 | 98.9761 | 1.95 | 137 | 14.2336 | 97.1575 | 1.25 | 89 | 14.0449 | 95.8699
3055 | 3055 | 2019-05-08 07:00 | 16.16 | 4.29 | 302 | 14.2053 | 96.9645 | 4.57 | 320 | 14.2812 | 97.4829 | 4 | 282 | 14.1844 | 96.8218 | 1.55 | 113 | 13.7168 | 93.6301
3056 | 3056 | 2019-05-08 08:00 | 18.9 | 6.78 | 489 | 13.865 | 94.6418 | 6.88 | 495 | 13.899 | 94.8737 | 6.34 | 458 | 13.8428 | 94.4901 | 1.84 | 140 | 13.1429 | 89.7123
3057 | 3057 | 2019-05-08 09:00 | 21.63 | 8.84 | 659 | 13.4143 | 91.5649 | 8.87 | 661 | 13.4191 | 91.5977 | 8.58 | 641 | 13.3853 | 91.3675 | 5.77 | 439 | 13.1435 | 89.7168
3058 | 3058 | 2019-05-08 10:00 | 22.38 | 10.22 | 779 | 13.1194 | 89.5521 | 10.23 | 780 | 13.1154 | 89.5248 | 10.3 | 785 | 13.121 | 89.5633 | 9.95 | 760 | 13.0921 | 89.3659
3059 | 3059 | 2019-05-08 11:00 | 23.13 | 10.92 | 845 | 12.9231 | 88.2121 | 10.92 | 845 | 12.9231 | 88.2121 | 11.3 | 873 | 12.9439 | 88.3541 | 11.31 | 874 | 12.9405 | 88.3311
3060 | 3060 | 2019-05-08 12:00 | 23.87 | 10.87 | 842 | 12.9097 | 88.1211 | 10.88 | 842 | 12.9216 | 88.2022 | 11.26 | 870 | 12.9425 | 88.3449 | 11.27 | 870 | 12.954 | 88.4234
3061 | 3061 | 2019-05-08 13:00 | 23.83 | 10.16 | 776 | 13.0928 | 89.3705 | 10.17 | 777 | 13.0888 | 89.3434 | 10.21 | 779 | 13.1065 | 89.4645 | 9.79 | 749 | 13.0708 | 89.2202
3062 | 3062 | 2019-05-08 14:00 | 23.78 | 7.99 | 595 | 13.4286 | 91.6626 | 8.02 | 598 | 13.4114 | 91.5452 | 7.82 | 583 | 13.4134 | 91.5589 | 5.45 | 413 | 13.1961 | 90.0759
3063 | 3063 | 2019-05-08 15:00 | 23.73 | 5.67 | 415 | 13.6627 | 93.2604 | 5.76 | 421 | 13.6817 | 93.3905 | 5.45 | 400 | 13.625 | 93.0034 | 2.7 | 204 | 13.2353 | 90.3433
3064 | 3064 | 2019-05-08 16:00 | 22.55 | 3.69 | 267 | 13.8202 | 94.336 | 3.95 | 285 | 13.8596 | 94.6051 | 3.48 | 252 | 13.8095 | 94.263 | 1.57 | 118 | 13.3051 | 90.8197
3065 | 3065 | 2019-05-08 17:00 | 21.36 | 1.53 | 111 | 13.7838 | 94.0873 | 2.22 | 160 | 13.875 | 94.7099 | 1.63 | 118 | 13.8136 | 94.2905 | 1.14 | 84 | 13.5714 | 92.6377
3066 | 3066 | 2019-05-08 18:00 | 20.18 | 0.55 | 41 | 13.4146 | 91.5675 | 8.8 | 589 | 14.9406 | 101.9835 | 0.59 | 44 | 13.4091 | 91.5296 | 0.59 | 44 | 13.4091 | 91.5296
3067 | 3067 | 2019-05-08 19:00 | 18.66 | 0 | 0 | 0 | 0 | 0 | 0 | 0 | 0 | 0 | 0 | 0 | 0 | 0 | 0 | 0 | 0
3068 | 3068 | 2019-05-08 20:00 | 17.15 | 0 | 0 | 0 | 0 | 0 | 0 | 0 | 0 | 0 | 0 | 0 | 0 | 0 | 0 | 0 | 0
3069 | 3069 | 2019-05-08 21:00 | 15.64 | 0 | 0 | 0 | 0 | 0 | 0 | 0 | 0 | 0 | 0 | 0 | 0 | 0 | 0 | 0 | 0
3070 | 3070 | 2019-05-08 22:00 | 15.23 | 0 | 0 | 0 | 0 | 0 | 0 | 0 | 0 | 0 | 0 | 0 | 0 | 0 | 0 | 0 | 0
3071 | 3071 | 2019-05-08 23:00 | 14.83 | 0 | 0 | 0 | 0 | 0 | 0 | 0 | 0 | 0 | 0 | 0 | 0 | 0 | 0 | 0 | 0
3072 | 3072 | 2019-05-09 | 14.43 | 0 | 0 | 0 | 0 | 0 | 0 | 0 | 0 | 0 | 0 | 0 | 0 | 0 | 0 | 0 | 0
3073 | 3073 | 2019-05-09 01:00 | 14.41 | 0 | 0 | 0 | 0 | 0 | 0 | 0 | 0 | 0 | 0 | 0 | 0 | 0 | 0 | 0 | 0
3074 | 3074 | 2019-05-09 02:00 | 14.39 | 0 | 0 | 0 | 0 | 0 | 0 | 0 | 0 | 0 | 0 | 0 | 0 | 0 | 0 | 0 | 0
3075 | 3075 | 2019-05-09 03:00 | 14.36 | 0 | 0 | 0 | 0 | 0 | 0 | 0 | 0 | 0 | 0 | 0 | 0 | 0 | 0 | 0 | 0
3076 | 3076 | 2019-05-09 04:00 | 14.74 | 0 | 0 | 0 | 0 | 0 | 0 | 0 | 0 | 0 | 0 | 0 | 0 | 0 | 0 | 0 | 0
3077 | 3077 | 2019-05-09 05:00 | 15.12 | 0.74 | 54 | 13.7037 | 93.5406 | 9.53 | 625 | 15.248 | 104.0819 | 0.79 | 57 | 13.8596 | 94.6051 | 0.79 | 57 | 13.8596 | 94.6051
3078 | 3078 | 2019-05-09 06:00 | 15.51 | 1.86 | 131 | 14.1985 | 96.9179 | 2.62 | 183 | 14.3169 | 97.7266 | 1.97 | 139 | 14.1727 | 96.7417 | 1.26 | 91 | 13.8462 | 94.513
3079 | 3079 | 2019-05-09 07:00 | 17.24 | 4.33 | 304 | 14.2434 | 97.2247 | 4.6 | 323 | 14.2415 | 97.2115 | 4.02 | 283 | 14.2049 | 96.9621 | 1.49 | 110 | 13.5455 | 92.4604
3080 | 3080 | 2019-05-09 08:00 | 18.98 | 6.84 | 489 | 13.9877 | 95.4794 | 6.94 | 496 | 13.9919 | 95.5081 | 6.41 | 459 | 13.9651 | 95.3252 | 1.93 | 146 | 13.2192 | 90.2333
3081 | 3081 | 2019-05-09 09:00 | 20.71 | 8.91 | 652 | 13.6656 | 93.2808 | 8.94 | 654 | 13.6697 | 93.3087 | 8.67 | 635 | 13.6535 | 93.1982 | 5.95 | 444 | 13.4009 | 91.4737
3082 | 3082 | 2019-05-09 10:00 | 21.71 | 10.36 | 774 | 13.385 | 91.3653 | 10.36 | 774 | 13.385 | 91.3653 | 10.44 | 780 | 13.3846 | 91.3626 | 10.09 | 755 | 13.3642 | 91.2235
3083 | 3083 | 2019-05-09 11:00 | 22.71 | 11.13 | 844 | 13.1872 | 90.015 | 11.13 | 844 | 13.1872 | 90.015 | 11.52 | 872 | 13.211 | 90.1775 | 11.53 | 873 | 13.2073 | 90.1524
3084 | 3084 | 2019-05-09 12:00 | 23.71 | 11 | 835 | 13.1737 | 89.9225 | 11 | 835 | 13.1737 | 89.9225 | 11.38 | 863 | 13.1866 | 90.0106 | 11.39 | 863 | 13.1981 | 90.0897
3085 | 3085 | 2019-05-09 13:00 | 23.87 | 10.21 | 767 | 13.3116 | 90.8642 | 10.22 | 768 | 13.3073 | 90.8348 | 10.26 | 771 | 13.3074 | 90.8354 | 9.85 | 742 | 13.2749 | 90.6139
3086 | 3086 | 2019-05-09 14:00 | 24.02 | 8.67 | 641 | 13.5257 | 92.3259 | 8.7 | 643 | 13.5303 | 92.3572 | 8.37 | 619 | 13.5218 | 92.299 | 5.24 | 396 | 13.2323 | 90.323
3087 | 3087 | 2019-05-09 15:00 | 24.17 | 6.25 | 455 | 13.7363 | 93.7629 | 6.34 | 461 | 13.7527 | 93.8752 | 5.84 | 426 | 13.7089 | 93.5762 | 1.76 | 136 | 12.9412 | 88.3357
3088 | 3088 | 2019-05-09 16:00 | 23.27 | 3.75 | 270 | 13.8889 | 94.8047 | 4.01 | 288 | 13.9236 | 95.0417 | 3.51 | 254 | 13.8189 | 94.3269 | 1.47 | 111 | 13.2432 | 90.3976
3089 | 3089 | 2019-05-09 17:00 | 22.37 | 1.51 | 110 | 13.7273 | 93.7015 | 2.19 | 158 | 13.8608 | 94.6127 | 1.61 | 117 | 13.7607 | 93.9296 | 1.07 | 79 | 13.5443 | 92.4526
3090 | 3090 | 2019-05-09 18:00 | 21.48 | 0.51 | 38 | 13.4211 | 91.6113 | 8.04 | 543 | 14.8066 | 101.0691 | 0.55 | 41 | 13.4146 | 91.5675 | 0.55 | 41 | 13.4146 | 91.5675
3091 | 3091 | 2019-05-09 19:00 | 20.5 | 0 | 0 | 0 | 0 | 0 | 0 | 0 | 0 | 0 | 0 | 0 | 0 | 0 | 0 | 0 | 0
3092 | 3092 | 2019-05-09 20:00 | 19.53 | 0 | 0 | 0 | 0 | 0 | 0 | 0 | 0 | 0 | 0 | 0 | 0 | 0 | 0 | 0 | 0
3093 | 3093 | 2019-05-09 21:00 | 18.56 | 0 | 0 | 0 | 0 | 0 | 0 | 0 | 0 | 0 | 0 | 0 | 0 | 0 | 0 | 0 | 0
3094 | 3094 | 2019-05-09 22:00 | 17.94 | 0 | 0 | 0 | 0 | 0 | 0 | 0 | 0 | 0 | 0 | 0 | 0 | 0 | 0 | 0 | 0
3095 | 3095 | 2019-05-09 23:00 | 17.33 | 0 | 0 | 0 | 0 | 0 | 0 | 0 | 0 | 0 | 0 | 0 | 0 | 0 | 0 | 0 | 0
3096 | 3096 | 2019-05-10 | 16.72 | 0 | 0 | 0 | 0 | 0 | 0 | 0 | 0 | 0 | 0 | 0 | 0 | 0 | 0 | 0 | 0
3097 | 3097 | 2019-05-10 01:00 | 16.18 | 0 | 0 | 0 | 0 | 0 | 0 | 0 | 0 | 0 | 0 | 0 | 0 | 0 | 0 | 0 | 0
3098 | 3098 | 2019-05-10 02:00 | 15.64 | 0 | 0 | 0 | 0 | 0 | 0 | 0 | 0 | 0 | 0 | 0 | 0 | 0 | 0 | 0 | 0
3099 | 3099 | 2019-05-10 03:00 | 15.09 | 0 | 0 | 0 | 0 | 0 | 0 | 0 | 0 | 0 | 0 | 0 | 0 | 0 | 0 | 0 | 0
3100 | 3100 | 2019-05-10 04:00 | 15.34 | 0 | 0 | 0 | 0 | 0 | 0 | 0 | 0 | 0 | 0 | 0 | 0 | 0 | 0 | 0 | 0
3101 | 3101 | 2019-05-10 05:00 | 15.59 | 0.69 | 50 | 13.8 | 94.198 | 8.67 | 572 | 15.1573 | 103.4631 | 0.74 | 53 | 13.9623 | 95.3056 | 0.74 | 53 | 13.9623 | 95.3056
3102 | 3102 | 2019-05-10 06:00 | 15.85 | 1.87 | 132 | 14.1667 | 96.7008 | 2.63 | 184 | 14.2935 | 97.5664 | 1.98 | 139 | 14.2446 | 97.2328 | 1.25 | 90 | 13.8889 | 94.8047
3103 | 3103 | 2019-05-10 07:00 | 17.47 | 4.36 | 306 | 14.2484 | 97.2585 | 4.63 | 325 | 14.2462 | 97.2434 | 4.05 | 286 | 14.1608 | 96.661 | 1.54 | 113 | 13.6283 | 93.0261
3104 | 3104 | 2019-05-10 08:00 | 19.1 | 6.93 | 494 | 14.0283 | 95.7566 | 7.03 | 501 | 14.0319 | 95.7811 | 6.48 | 463 | 13.9957 | 95.5337 | 1.87 | 141 | 13.2624 | 90.5284
3105 | 3105 | 2019-05-10 09:00 | 20.73 | 9.07 | 661 | 13.7216 | 93.663 | 9.1 | 663 | 13.7255 | 93.6894 | 8.81 | 643 | 13.7014 | 93.5249 | 5.95 | 442 | 13.4615 | 91.8876
3106 | 3106 | 2019-05-10 10:00 | 21.75 | 10.48 | 780 | 13.4359 | 91.7126 | 10.48 | 781 | 13.4187 | 91.5952 | 10.56 | 786 | 13.4351 | 91.7073 | 10.2 | 760 | 13.4211 | 91.6113
3107 | 3107 | 2019-05-10 11:00 | 22.77 | 11.23 | 850 | 13.2118 | 90.1827 | 11.23 | 850 | 13.2118 | 90.1827 | 11.62 | 878 | 13.2346 | 90.3387 | 11.63 | 879 | 13.2309 | 90.3136
3108 | 3108 | 2019-05-10 12:00 | 23.78 | 10.98 | 834 | 13.1655 | 89.8667 | 10.99 | 834 | 13.1775 | 89.9485 | 11.37 | 861 | 13.2056 | 90.1404 | 11.37 | 862 | 13.1903 | 90.0359
3109 | 3109 | 2019-05-10 13:00 | 23.57 | 9.69 | 726 | 13.3471 | 91.1065 | 9.7 | 726 | 13.3609 | 91.2006 | 9.77 | 732 | 13.347 | 91.1058 | 9.44 | 707 | 13.3522 | 91.1412
3110 | 3110 | 2019-05-10 14:00 | 23.36 | 8.12 | 599 | 13.5559 | 92.5319 | 8.15 | 601 | 13.5607 | 92.5647 | 7.94 | 586 | 13.5495 | 92.488 | 5.54 | 416 | 13.3173 | 90.9031
3111 | 3111 | 2019-05-10 15:00 | 23.15 | 5.63 | 409 | 13.7653 | 93.961 | 5.71 | 415 | 13.759 | 93.9183 | 5.44 | 396 | 13.7374 | 93.7705 | 2.91 | 217 | 13.4101 | 91.5368
3112 | 3112 | 2019-05-10 16:00 | 22.44 | 3.64 | 263 | 13.8403 | 94.4731 | 3.89 | 280 | 13.8929 | 94.8318 | 3.52 | 255 | 13.8039 | 94.2247 | 2.05 | 152 | 13.4868 | 92.0604
3113 | 3113 | 2019-05-10 17:00 | 21.73 | 1.52 | 111 | 13.6937 | 93.4723 | 2.2 | 158 | 13.9241 | 95.0447 | 1.61 | 117 | 13.7607 | 93.9296 | 1.54 | 113 | 13.6283 | 93.0261
3114 | 3114 | 2019-05-10 18:00 | 21.02 | 0.6 | 45 | 13.3333 | 91.0125 | 9.22 | 619 | 14.895 | 101.6723 | 0.64 | 47 | 13.617 | 92.949 | 0.64 | 47 | 13.617 | 92.949
3115 | 3115 | 2019-05-10 19:00 | 19.87 | 0 | 0 | 0 | 0 | 0 | 0 | 0 | 0 | 0 | 0 | 0 | 0 | 0 | 0 | 0 | 0
3116 | 3116 | 2019-05-10 20:00 | 18.73 | 0 | 0 | 0 | 0 | 0 | 0 | 0 | 0 | 0 | 0 | 0 | 0 | 0 | 0 | 0 | 0
3117 | 3117 | 2019-05-10 21:00 | 17.59 | 0 | 0 | 0 | 0 | 0 | 0 | 0 | 0 | 0 | 0 | 0 | 0 | 0 | 0 | 0 | 0
3118 | 3118 | 2019-05-10 22:00 | 17.24 | 0 | 0 | 0 | 0 | 0 | 0 | 0 | 0 | 0 | 0 | 0 | 0 | 0 | 0 | 0 | 0
3119 | 3119 | 2019-05-10 23:00 | 16.9 | 0 | 0 | 0 | 0 | 0 | 0 | 0 | 0 | 0 | 0 | 0 | 0 | 0 | 0 | 0 | 0
3120 | 3120 | 2019-05-11 | 16.55 | 0 | 0 | 0 | 0 | 0 | 0 | 0 | 0 | 0 | 0 | 0 | 0 | 0 | 0 | 0 | 0
3121 | 3121 | 2019-05-11 01:00 | 16.37 | 0 | 0 | 0 | 0 | 0 | 0 | 0 | 0 | 0 | 0 | 0 | 0 | 0 | 0 | 0 | 0
3122 | 3122 | 2019-05-11 02:00 | 16.19 | 0 | 0 | 0 | 0 | 0 | 0 | 0 | 0 | 0 | 0 | 0 | 0 | 0 | 0 | 0 | 0
3123 | 3123 | 2019-05-11 03:00 | 16.01 | 0 | 0 | 0 | 0 | 0 | 0 | 0 | 0 | 0 | 0 | 0 | 0 | 0 | 0 | 0 | 0
3124 | 3124 | 2019-05-11 04:00 | 16.27 | 0 | 0 | 0 | 0 | 0 | 0 | 0 | 0 | 0 | 0 | 0 | 0 | 0 | 0 | 0 | 0
3125 | 3125 | 2019-05-11 05:00 | 16.52 | 0.23 | 17 | 13.5294 | 92.3509 | 2.85 | 196 | 14.5408 | 99.2547 | 0.25 | 18 | 13.8889 | 94.8047 | 0.25 | 18 | 13.8889 | 94.8047
3126 | 3126 | 2019-05-11 06:00 | 16.78 | 0.85 | 61 | 13.9344 | 95.1155 | 1.19 | 85 | 14 | 95.5631 | 0.9 | 65 | 13.8462 | 94.513 | 0.9 | 65 | 13.8462 | 94.513
3127 | 3127 | 2019-05-11 07:00 | 18.02 | 2.92 | 208 | 14.0385 | 95.8257 | 3.11 | 221 | 14.0724 | 96.0573 | 3.02 | 215 | 14.0465 | 95.8806 | 2.8 | 200 | 14 | 95.5631
3128 | 3128 | 2019-05-11 08:00 | 19.27 | 5.18 | 372 | 13.9247 | 95.0494 | 5.25 | 377 | 13.9257 | 95.0562 | 5.17 | 371 | 13.9353 | 95.1216 | 3.82 | 278 | 13.741 | 93.7953
3129 | 3129 | 2019-05-11 09:00 | 20.51 | 5.52 | 400 | 13.8 | 94.198 | 5.54 | 401 | 13.8155 | 94.3035 | 5.63 | 407 | 13.8329 | 94.4227 | 5.19 | 377 | 13.7666 | 93.9698
3130 | 3130 | 2019-05-11 10:00 | 21.19 | 6.12 | 447 | 13.6913 | 93.4558 | 6.13 | 447 | 13.7136 | 93.6085 | 6.28 | 458 | 13.7118 | 93.5958 | 6.23 | 454 | 13.7225 | 93.6687
3131 | 3131 | 2019-05-11 11:00 | 21.87 | 3.69 | 268 | 13.7687 | 93.984 | 3.69 | 268 | 13.7687 | 93.984 | 3.81 | 276 | 13.8043 | 94.2276 | 3.81 | 276 | 13.8043 | 94.2276
3132 | 3132 | 2019-05-11 12:00 | 22.54 | 4.7 | 343 | 13.7026 | 93.5333 | 4.7 | 343 | 13.7026 | 93.5333 | 4.84 | 353 | 13.711 | 93.5908 | 4.84 | 353 | 13.711 | 93.5908
3133 | 3133 | 2019-05-11 13:00 | 21.81 | 4.65 | 338 | 13.7574 | 93.9071 | 4.66 | 339 | 13.7463 | 93.8315 | 4.79 | 348 | 13.7644 | 93.9547 | 4.77 | 347 | 13.7464 | 93.8321
3134 | 3134 | 2019-05-11 14:00 | 21.08 | 3.19 | 230 | 13.8696 | 94.6728 | 3.2 | 231 | 13.8528 | 94.5585 | 3.29 | 238 | 13.8235 | 94.3586 | 3.27 | 236 | 13.8559 | 94.5797
3135 | 3135 | 2019-05-11 15:00 | 20.34 | 1.9 | 137 | 13.8686 | 94.6663 | 1.93 | 139 | 13.8849 | 94.7774 | 1.97 | 143 | 13.7762 | 94.0357 | 1.97 | 143 | 13.7762 | 94.0357
3136 | 3136 | 2019-05-11 16:00 | 19.59 | 1.53 | 111 | 13.7838 | 94.0873 | 1.64 | 118 | 13.8983 | 94.869 | 1.6 | 116 | 13.7931 | 94.1509 | 1.6 | 116 | 13.7931 | 94.1509
3137 | 3137 | 2019-05-11 17:00 | 18.83 | 0.43 | 32 | 13.4375 | 91.7235 | 0.63 | 46 | 13.6957 | 93.4857 | 0.46 | 34 | 13.5294 | 92.3509 | 0.46 | 34 | 13.5294 | 92.3509
3138 | 3138 | 2019-05-11 18:00 | 18.08 | 0.15 | 11 | 13.6364 | 93.081 | 2.22 | 155 | 14.3226 | 97.7651 | 0.16 | 12 | 13.3333 | 91.0125 | 0.16 | 12 | 13.3333 | 91.0125
3139 | 3139 | 2019-05-11 19:00 | 16.81 | 0 | 0 | 0 | 0 | 0 | 0 | 0 | 0 | 0 | 0 | 0 | 0 | 0 | 0 | 0 | 0
3140 | 3140 | 2019-05-11 20:00 | 15.54 | 0 | 0 | 0 | 0 | 0 | 0 | 0 | 0 | 0 | 0 | 0 | 0 | 0 | 0 | 0 | 0
3141 | 3141 | 2019-05-11 21:00 | 14.27 | 0 | 0 | 0 | 0 | 0 | 0 | 0 | 0 | 0 | 0 | 0 | 0 | 0 | 0 | 0 | 0
3142 | 3142 | 2019-05-11 22:00 | 13.77 | 0 | 0 | 0 | 0 | 0 | 0 | 0 | 0 | 0 | 0 | 0 | 0 | 0 | 0 | 0 | 0
3143 | 3143 | 2019-05-11 23:00 | 13.28 | 0 | 0 | 0 | 0 | 0 | 0 | 0 | 0 | 0 | 0 | 0 | 0 | 0 | 0 | 0 | 0
3144 | 3144 | 2019-05-12 | 12.79 | 0 | 0 | 0 | 0 | 0 | 0 | 0 | 0 | 0 | 0 | 0 | 0 | 0 | 0 | 0 | 0
3145 | 3145 | 2019-05-12 01:00 | 12.48 | 0 | 0 | 0 | 0 | 0 | 0 | 0 | 0 | 0 | 0 | 0 | 0 | 0 | 0 | 0 | 0
3146 | 3146 | 2019-05-12 02:00 | 12.17 | 0 | 0 | 0 | 0 | 0 | 0 | 0 | 0 | 0 | 0 | 0 | 0 | 0 | 0 | 0 | 0
3147 | 3147 | 2019-05-12 03:00 | 11.86 | 0 | 0 | 0 | 0 | 0 | 0 | 0 | 0 | 0 | 0 | 0 | 0 | 0 | 0 | 0 | 0
3148 | 3148 | 2019-05-12 04:00 | 13.02 | 0 | 0 | 0 | 0 | 0 | 0 | 0 | 0 | 0 | 0 | 0 | 0 | 0 | 0 | 0 | 0
3149 | 3149 | 2019-05-12 05:00 | 14.18 | 0.92 | 66 | 13.9394 | 95.1494 | 11.08 | 722 | 15.3463 | 104.7526 | 0.98 | 70 | 14 | 95.5631 | 0.98 | 70 | 14 | 95.5631
3150 | 3150 | 2019-05-12 06:00 | 15.35 | 1.94 | 137 | 14.1606 | 96.6593 | 2.72 | 190 | 14.3158 | 97.7187 | 2.05 | 144 | 14.2361 | 97.1748 | 1.32 | 95 | 13.8947 | 94.8446
3151 | 3151 | 2019-05-12 07:00 | 17.36 | 4.4 | 311 | 14.1479 | 96.5728 | 4.67 | 330 | 14.1515 | 96.5974 | 4.08 | 290 | 14.069 | 96.0339 | 1.54 | 114 | 13.5088 | 92.21
3152 | 3152 | 2019-05-12 08:00 | 19.37 | 6.88 | 497 | 13.8431 | 94.4919 | 6.98 | 504 | 13.8492 | 94.5338 | 6.44 | 466 | 13.8197 | 94.3327 | 1.92 | 146 | 13.1507 | 89.7658
3153 | 3153 | 2019-05-12 09:00 | 21.38 | 8.91 | 663 | 13.4389 | 91.7332 | 8.94 | 665 | 13.4436 | 91.7652 | 8.66 | 645 | 13.4264 | 91.6475 | 5.88 | 446 | 13.1839 | 89.9922
3154 | 3154 | 2019-05-12 10:00 | 22.12 | 10.22 | 777 | 13.1532 | 89.7826 | 10.23 | 777 | 13.166 | 89.8705 | 10.3 | 783 | 13.1545 | 89.792 | 9.95 | 757 | 13.144 | 89.7201
3155 | 3155 | 2019-05-12 11:00 | 22.86 | 10.6 | 814 | 13.0221 | 88.8881 | 10.6 | 814 | 13.0221 | 88.8881 | 10.97 | 841 | 13.044 | 89.0375 | 10.97 | 841 | 13.044 | 89.0375
3156 | 3156 | 2019-05-12 12:00 | 23.6 | 9.33 | 708 | 13.178 | 89.952 | 9.33 | 708 | 13.178 | 89.952 | 9.64 | 730 | 13.2055 | 90.1398 | 9.64 | 730 | 13.2055 | 90.1398
3157 | 3157 | 2019-05-12 13:00 | 22.92 | 7.78 | 579 | 13.437 | 91.7199 | 7.78 | 579 | 13.437 | 91.7199 | 7.92 | 588 | 13.4694 | 91.9412 | 7.75 | 577 | 13.4315 | 91.6829
3158 | 3158 | 2019-05-12 14:00 | 22.23 | 8.03 | 593 | 13.5413 | 92.4322 | 8.06 | 595 | 13.5462 | 92.4657 | 7.87 | 582 | 13.5223 | 92.3026 | 5.57 | 418 | 13.3254 | 90.9581
3159 | 3159 | 2019-05-12 15:00 | 21.54 | 4.33 | 313 | 13.8339 | 94.4291 | 4.39 | 318 | 13.805 | 94.2323 | 4.38 | 316 | 13.8608 | 94.6127 | 3.59 | 262 | 13.7023 | 93.531
3160 | 3160 | 2019-05-12 16:00 | 20.89 | 3.58 | 257 | 13.93 | 95.0851 | 3.82 | 274 | 13.9416 | 95.1645 | 3.52 | 253 | 13.913 | 94.9696 | 2.38 | 174 | 13.6782 | 93.3663
3161 | 3161 | 2019-05-12 17:00 | 20.23 | 1.69 | 122 | 13.8525 | 94.556 | 2.44 | 174 | 14.023 | 95.7201 | 1.79 | 129 | 13.876 | 94.7165 | 1.65 | 120 | 13.75 | 93.8567
3162 | 3162 | 2019-05-12 18:00 | 19.58 | 0.64 | 47 | 13.617 | 92.949 | 9.46 | 631 | 14.9921 | 102.335 | 0.68 | 50 | 13.6 | 92.8328 | 0.68 | 50 | 13.6 | 92.8328
3163 | 3163 | 2019-05-12 19:00 | 18.93 | 0 | 0 | 0 | 0 | 0 | 0 | 0 | 0 | 0 | 0 | 0 | 0 | 0 | 0 | 0 | 0
3164 | 3164 | 2019-05-12 20:00 | 18.28 | 0 | 0 | 0 | 0 | 0 | 0 | 0 | 0 | 0 | 0 | 0 | 0 | 0 | 0 | 0 | 0
3165 | 3165 | 2019-05-12 21:00 | 17.64 | 0 | 0 | 0 | 0 | 0 | 0 | 0 | 0 | 0 | 0 | 0 | 0 | 0 | 0 | 0 | 0
3166 | 3166 | 2019-05-12 22:00 | 17.44 | 0 | 0 | 0 | 0 | 0 | 0 | 0 | 0 | 0 | 0 | 0 | 0 | 0 | 0 | 0 | 0
3167 | 3167 | 2019-05-12 23:00 | 17.24 | 0 | 0 | 0 | 0 | 0 | 0 | 0 | 0 | 0 | 0 | 0 | 0 | 0 | 0 | 0 | 0
3168 | 3168 | 2019-05-13 | 17.04 | 0 | 0 | 0 | 0 | 0 | 0 | 0 | 0 | 0 | 0 | 0 | 0 | 0 | 0 | 0 | 0
3169 | 3169 | 2019-05-13 01:00 | 16.45 | 0 | 0 | 0 | 0 | 0 | 0 | 0 | 0 | 0 | 0 | 0 | 0 | 0 | 0 | 0 | 0
3170 | 3170 | 2019-05-13 02:00 | 15.86 | 0 | 0 | 0 | 0 | 0 | 0 | 0 | 0 | 0 | 0 | 0 | 0 | 0 | 0 | 0 | 0
3171 | 3171 | 2019-05-13 03:00 | 15.26 | 0 | 0 | 0 | 0 | 0 | 0 | 0 | 0 | 0 | 0 | 0 | 0 | 0 | 0 | 0 | 0
3172 | 3172 | 2019-05-13 04:00 | 15.49 | 0.12 | 9 | 13.3333 | 91.0125 | 334.93 | 19261 | 17.389 | 118.6964 | 0.58 | 42 | 13.8095 | 94.263 | 0.58 | 42 | 13.8095 | 94.263
3173 | 3173 | 2019-05-13 05:00 | 15.72 | 0.76 | 55 | 13.8182 | 94.3221 | 8.98 | 592 | 15.1689 | 103.5421 | 0.81 | 59 | 13.7288 | 93.712 | 0.81 | 59 | 13.7288 | 93.712
3174 | 3174 | 2019-05-13 06:00 | 15.96 | 1.97 | 140 | 14.0714 | 96.0507 | 2.76 | 193 | 14.3005 | 97.6145 | 2.08 | 147 | 14.1497 | 96.5847 | 1.36 | 98 | 13.8776 | 94.7273
3175 | 3175 | 2019-05-13 07:00 | 16.76 | 4.45 | 313 | 14.2173 | 97.0461 | 4.74 | 332 | 14.2771 | 97.4547 | 4.15 | 292 | 14.2123 | 97.0125 | 1.62 | 118 | 13.7288 | 93.712
3176 | 3176 | 2019-05-13 08:00 | 17.56 | 7.02 | 499 | 14.0681 | 96.0282 | 7.12 | 506 | 14.0711 | 96.0488 | 6.56 | 468 | 14.0171 | 95.6798 | 1.95 | 146 | 13.3562 | 91.1684
3177 | 3177 | 2019-05-13 09:00 | 18.36 | 9.16 | 665 | 13.7744 | 94.0235 | 9.19 | 668 | 13.7575 | 93.9077 | 8.9 | 647 | 13.7558 | 93.8962 | 6.04 | 447 | 13.5123 | 92.2342
3178 | 3178 | 2019-05-13 10:00 | 18.78 | 10.6 | 783 | 13.5377 | 92.4073 | 10.61 | 784 | 13.5332 | 92.3765 | 10.67 | 789 | 13.5234 | 92.3102 | 10.3 | 762 | 13.5171 | 92.2666
3179 | 3179 | 2019-05-13 11:00 | 19.2 | 11.09 | 826 | 13.4262 | 91.6461 | 11.09 | 826 | 13.4262 | 91.6461 | 11.47 | 853 | 13.4467 | 91.7861 | 11.47 | 853 | 13.4467 | 91.7861
3180 | 3180 | 2019-05-13 12:00 | 19.62 | 10.81 | 803 | 13.462 | 91.8909 | 10.82 | 803 | 13.4745 | 91.9759 | 11.18 | 829 | 13.4861 | 92.0555 | 11.18 | 829 | 13.4861 | 92.0555
3181 | 3181 | 2019-05-13 13:00 | 19.25 | 8.29 | 603 | 13.7479 | 93.8425 | 8.29 | 603 | 13.7479 | 93.8425 | 8.42 | 612 | 13.7582 | 93.9124 | 8.23 | 599 | 13.7396 | 93.7854
3182 | 3182 | 2019-05-13 14:00 | 18.88 | 8.38 | 607 | 13.8056 | 94.2362 | 8.41 | 609 | 13.8095 | 94.263 | 8.19 | 593 | 13.8111 | 94.2739 | 5.66 | 417 | 13.5731 | 92.6494
3183 | 3183 | 2019-05-13 15:00 | 18.51 | 6.41 | 457 | 14.0263 | 95.7424 | 6.5 | 463 | 14.0389 | 95.8285 | 6.02 | 430 | 14 | 95.5631 | 2.06 | 154 | 13.3766 | 91.308
3184 | 3184 | 2019-05-13 16:00 | 18.16 | 3.92 | 277 | 14.1516 | 96.5981 | 4.19 | 295 | 14.2034 | 96.9515 | 3.69 | 261 | 14.1379 | 96.5046 | 1.64 | 120 | 13.6667 | 93.2878
3185 | 3185 | 2019-05-13 17:00 | 17.81 | 1.66 | 119 | 13.9496 | 95.219 | 2.4 | 169 | 14.2012 | 96.9364 | 1.77 | 126 | 14.0476 | 95.8882 | 1.24 | 90 | 13.7778 | 94.0463
3186 | 3186 | 2019-05-13 18:00 | 17.47 | 0.64 | 47 | 13.617 | 92.949 | 9.35 | 619 | 15.105 | 103.1059 | 0.68 | 50 | 13.6 | 92.8328 | 0.68 | 50 | 13.6 | 92.8328
3187 | 3187 | 2019-05-13 19:00 | 16.92 | 0 | 0 | 0 | 0 | 0 | 0 | 0 | 0 | 0 | 0 | 0 | 0 | 0 | 0 | 0 | 0
3188 | 3188 | 2019-05-13 20:00 | 16.38 | 0 | 0 | 0 | 0 | 0 | 0 | 0 | 0 | 0 | 0 | 0 | 0 | 0 | 0 | 0 | 0
3189 | 3189 | 2019-05-13 21:00 | 15.84 | 0 | 0 | 0 | 0 | 0 | 0 | 0 | 0 | 0 | 0 | 0 | 0 | 0 | 0 | 0 | 0
3190 | 3190 | 2019-05-13 22:00 | 15.5 | 0 | 0 | 0 | 0 | 0 | 0 | 0 | 0 | 0 | 0 | 0 | 0 | 0 | 0 | 0 | 0
3191 | 3191 | 2019-05-13 23:00 | 15.17 | 0 | 0 | 0 | 0 | 0 | 0 | 0 | 0 | 0 | 0 | 0 | 0 | 0 | 0 | 0 | 0
3192 | 3192 | 2019-05-14 | 14.83 | 0 | 0 | 0 | 0 | 0 | 0 | 0 | 0 | 0 | 0 | 0 | 0 | 0 | 0 | 0 | 0
3193 | 3193 | 2019-05-14 01:00 | 14.06 | 0 | 0 | 0 | 0 | 0 | 0 | 0 | 0 | 0 | 0 | 0 | 0 | 0 | 0 | 0 | 0
3194 | 3194 | 2019-05-14 02:00 | 13.3 | 0 | 0 | 0 | 0 | 0 | 0 | 0 | 0 | 0 | 0 | 0 | 0 | 0 | 0 | 0 | 0
3195 | 3195 | 2019-05-14 03:00 | 12.53 | 0 | 0 | 0 | 0 | 0 | 0 | 0 | 0 | 0 | 0 | 0 | 0 | 0 | 0 | 0 | 0
3196 | 3196 | 2019-05-14 04:00 | 13.14 | 0.11 | 8 | 13.75 | 93.8567 | 311.38 | 17829 | 17.4648 | 119.2137 | 0.45 | 32 | 14.0625 | 95.9898 | 0.45 | 32 | 14.0625 | 95.9898
3197 | 3197 | 2019-05-14 05:00 | 13.75 | 0.87 | 62 | 14.0323 | 95.7833 | 10.03 | 655 | 15.313 | 104.5254 | 0.93 | 66 | 14.0909 | 96.1837 | 0.93 | 66 | 14.0909 | 96.1837
3198 | 3198 | 2019-05-14 06:00 | 14.37 | 2.18 | 153 | 14.2484 | 97.2585 | 3.04 | 211 | 14.4076 | 98.3453 | 2.3 | 162 | 14.1975 | 96.9115 | 1.94 | 137 | 14.1606 | 96.6593
3199 | 3199 | 2019-05-14 07:00 | 15.96 | 4.31 | 303 | 14.2244 | 97.095 | 4.58 | 322 | 14.2236 | 97.0894 | 4.14 | 292 | 14.1781 | 96.7787 | 2.33 | 168 | 13.869 | 94.6693
3200 | 3200 | 2019-05-14 08:00 | 17.55 | 6.97 | 499 | 13.9679 | 95.3443 | 7.07 | 506 | 13.9723 | 95.3743 | 6.53 | 469 | 13.9232 | 95.0392 | 2.01 | 152 | 13.2237 | 90.2641
3201 | 3201 | 2019-05-14 09:00 | 19.14 | 8.16 | 597 | 13.6683 | 93.2993 | 8.19 | 599 | 13.6728 | 93.3296 | 8.05 | 590 | 13.6441 | 93.1336 | 6.14 | 456 | 13.4649 | 91.9107
3202 | 3202 | 2019-05-14 10:00 | 19.22 | 10.5 | 786 | 13.3588 | 91.1862 | 10.51 | 786 | 13.3715 | 91.273 | 10.57 | 791 | 13.3628 | 91.2139 | 10.2 | 764 | 13.3508 | 91.1316
3203 | 3203 | 2019-05-14 11:00 | 19.3 | 11.4 | 863 | 13.2097 | 90.1688 | 11.4 | 863 | 13.2097 | 90.1688 | 11.79 | 891 | 13.2323 | 90.323 | 11.8 | 891 | 13.2435 | 90.3996
3204 | 3204 | 2019-05-14 12:00 | 19.37 | 11.15 | 838 | 13.3055 | 90.8225 | 11.15 | 838 | 13.3055 | 90.8225 | 11.53 | 865 | 13.3295 | 90.9862 | 11.53 | 865 | 13.3295 | 90.9862
3205 | 3205 | 2019-05-14 13:00 | 18.86 | 10.05 | 743 | 13.5262 | 92.3293 | 10.06 | 743 | 13.5397 | 92.4212 | 10.12 | 748 | 13.5294 | 92.3509 | 9.74 | 721 | 13.509 | 92.2117
3206 | 3206 | 2019-05-14 14:00 | 18.35 | 8.41 | 609 | 13.8095 | 94.263 | 8.44 | 611 | 13.8134 | 94.2896 | 8.21 | 596 | 13.7752 | 94.0284 | 5.67 | 418 | 13.5646 | 92.5911
3207 | 3207 | 2019-05-14 15:00 | 17.83 | 6.32 | 449 | 14.0757 | 96.08 | 6.41 | 456 | 14.057 | 95.9523 | 5.98 | 426 | 14.0376 | 95.8195 | 2.32 | 172 | 13.4884 | 92.0708
3208 | 3208 | 2019-05-14 16:00 | 17.25 | 3.97 | 280 | 14.1786 | 96.7821 | 4.24 | 298 | 14.2282 | 97.1207 | 3.72 | 263 | 14.1445 | 96.5494 | 1.57 | 115 | 13.6522 | 93.1889
3209 | 3209 | 2019-05-14 17:00 | 16.66 | 1.63 | 116 | 14.0517 | 95.9162 | 2.35 | 165 | 14.2424 | 97.2179 | 1.74 | 123 | 14.1463 | 96.5621 | 1.13 | 82 | 13.7805 | 94.0648
3210 | 3210 | 2019-05-14 18:00 | 16.08 | 0.57 | 42 | 13.5714 | 92.6377 | 8.18 | 541 | 15.1201 | 103.2092 | 0.61 | 44 | 13.8636 | 94.6323 | 0.61 | 44 | 13.8636 | 94.6323
3211 | 3211 | 2019-05-14 19:00 | 15.21 | 0 | 0 | 0 | 0 | 0 | 0 | 0 | 0 | 0 | 0 | 0 | 0 | 0 | 0 | 0 | 0
3212 | 3212 | 2019-05-14 20:00 | 14.35 | 0 | 0 | 0 | 0 | 0 | 0 | 0 | 0 | 0 | 0 | 0 | 0 | 0 | 0 | 0 | 0
3213 | 3213 | 2019-05-14 21:00 | 13.49 | 0 | 0 | 0 | 0 | 0 | 0 | 0 | 0 | 0 | 0 | 0 | 0 | 0 | 0 | 0 | 0
3214 | 3214 | 2019-05-14 22:00 | 12.53 | 0 | 0 | 0 | 0 | 0 | 0 | 0 | 0 | 0 | 0 | 0 | 0 | 0 | 0 | 0 | 0
3215 | 3215 | 2019-05-14 23:00 | 11.58 | 0 | 0 | 0 | 0 | 0 | 0 | 0 | 0 | 0 | 0 | 0 | 0 | 0 | 0 | 0 | 0
3216 | 3216 | 2019-05-15 | 10.62 | 0 | 0 | 0 | 0 | 0 | 0 | 0 | 0 | 0 | 0 | 0 | 0 | 0 | 0 | 0 | 0
3217 | 3217 | 2019-05-15 01:00 | 10.11 | 0 | 0 | 0 | 0 | 0 | 0 | 0 | 0 | 0 | 0 | 0 | 0 | 0 | 0 | 0 | 0
3218 | 3218 | 2019-05-15 02:00 | 9.6 | 0 | 0 | 0 | 0 | 0 | 0 | 0 | 0 | 0 | 0 | 0 | 0 | 0 | 0 | 0 | 0
3219 | 3219 | 2019-05-15 03:00 | 9.08 | 0 | 0 | 0 | 0 | 0 | 0 | 0 | 0 | 0 | 0 | 0 | 0 | 0 | 0 | 0 | 0
3220 | 3220 | 2019-05-15 04:00 | 8.81 | 0.08 | 6 | 13.3333 | 91.0125 | 212.08 | 12138 | 17.4724 | 119.2655 | 0.26 | 19 | 13.6842 | 93.4076 | 0.26 | 19 | 13.6842 | 93.4076
3221 | 3221 | 2019-05-15 05:00 | 8.53 | 0.57 | 40 | 14.25 | 97.2696 | 6.46 | 419 | 15.4177 | 105.24 | 0.61 | 43 | 14.186 | 96.8331 | 0.61 | 43 | 14.186 | 96.8331
3222 | 3222 | 2019-05-15 06:00 | 8.26 | 2.09 | 143 | 14.6154 | 99.7637 | 2.91 | 197 | 14.7716 | 100.8299 | 2.21 | 151 | 14.6358 | 99.9028 | 2.09 | 143 | 14.6154 | 99.7637
3223 | 3223 | 2019-05-15 07:00 | 9.39 | 1.92 | 132 | 14.5455 | 99.2864 | 2.04 | 140 | 14.5714 | 99.4637 | 2.01 | 138 | 14.5652 | 99.4213 | 2.01 | 138 | 14.5652 | 99.4213
3224 | 3224 | 2019-05-15 08:00 | 10.53 | 4.42 | 305 | 14.4918 | 98.9202 | 4.48 | 309 | 14.4984 | 98.9651 | 4.51 | 311 | 14.5016 | 98.9871 | 3.99 | 276 | 14.4565 | 98.6793
3225 | 3225 | 2019-05-15 09:00 | 11.67 | 3.55 | 245 | 14.4898 | 98.9065 | 3.56 | 246 | 14.4715 | 98.7819 | 3.66 | 253 | 14.4664 | 98.7468 | 3.64 | 252 | 14.4444 | 98.5969
3226 | 3226 | 2019-05-15 10:00 | 12.26 | 4 | 278 | 14.3885 | 98.2149 | 4.01 | 278 | 14.4245 | 98.4605 | 4.13 | 286 | 14.4406 | 98.5704 | 4.12 | 286 | 14.4056 | 98.3317
3227 | 3227 | 2019-05-15 11:00 | 12.84 | 9.63 | 689 | 13.9768 | 95.4046 | 9.63 | 689 | 13.9768 | 95.4046 | 9.95 | 710 | 14.0141 | 95.6593 | 9.95 | 711 | 13.9944 | 95.5247
3228 | 3228 | 2019-05-15 12:00 | 13.42 | 10.92 | 791 | 13.8053 | 94.2342 | 10.93 | 791 | 13.818 | 94.3205 | 11.28 | 815 | 13.8405 | 94.4743 | 11.28 | 815 | 13.8405 | 94.4743
3229 | 3229 | 2019-05-15 13:00 | 13.1 | 5.31 | 370 | 14.3514 | 97.9614 | 5.32 | 371 | 14.3396 | 97.8814 | 5.46 | 380 | 14.3684 | 98.078 | 5.43 | 378 | 14.3651 | 98.0551
3230 | 3230 | 2019-05-15 14:00 | 12.78 | 6.93 | 484 | 14.3182 | 97.735 | 6.95 | 486 | 14.3004 | 97.6137 | 6.95 | 485 | 14.3299 | 97.815 | 5.79 | 408 | 14.1912 | 96.8681
3231 | 3231 | 2019-05-15 15:00 | 12.46 | 4.28 | 296 | 14.4595 | 98.6994 | 4.34 | 300 | 14.4667 | 98.7486 | 4.35 | 301 | 14.4518 | 98.6473 | 3.76 | 261 | 14.4061 | 98.3354
3232 | 3232 | 2019-05-15 16:00 | 11.89 | 3.35 | 231 | 14.5022 | 98.9909 | 3.58 | 246 | 14.5528 | 99.3368 | 3.4 | 234 | 14.5299 | 99.1803 | 2.83 | 196 | 14.4388 | 98.5582
3233 | 3233 | 2019-05-15 17:00 | 11.31 | 1.89 | 131 | 14.4275 | 98.4811 | 2.71 | 186 | 14.5699 | 99.4532 | 2 | 139 | 14.3885 | 98.2149 | 1.76 | 123 | 14.3089 | 97.672
3234 | 3234 | 2019-05-15 18:00 | 10.74 | 0.65 | 46 | 14.1304 | 96.4535 | 9.12 | 589 | 15.4839 | 105.692 | 0.7 | 49 | 14.2857 | 97.5134 | 0.7 | 49 | 14.2857 | 97.5134
3235 | 3235 | 2019-05-15 19:00 | 9.76 | 0 | 0 | 0 | 0 | 0 | 0 | 0 | 0 | 0 | 0 | 0 | 0 | 0 | 0 | 0 | 0
3236 | 3236 | 2019-05-15 20:00 | 8.78 | 0 | 0 | 0 | 0 | 0 | 0 | 0 | 0 | 0 | 0 | 0 | 0 | 0 | 0 | 0 | 0
3237 | 3237 | 2019-05-15 21:00 | 7.8 | 0 | 0 | 0 | 0 | 0 | 0 | 0 | 0 | 0 | 0 | 0 | 0 | 0 | 0 | 0 | 0
3238 | 3238 | 2019-05-15 22:00 | 7.22 | 0 | 0 | 0 | 0 | 0 | 0 | 0 | 0 | 0 | 0 | 0 | 0 | 0 | 0 | 0 | 0
3239 | 3239 | 2019-05-15 23:00 | 6.64 | 0 | 0 | 0 | 0 | 0 | 0 | 0 | 0 | 0 | 0 | 0 | 0 | 0 | 0 | 0 | 0
3240 | 3240 | 2019-05-16 | 6.06 | 0 | 0 | 0 | 0 | 0 | 0 | 0 | 0 | 0 | 0 | 0 | 0 | 0 | 0 | 0 | 0
3241 | 3241 | 2019-05-16 01:00 | 5.62 | 0 | 0 | 0 | 0 | 0 | 0 | 0 | 0 | 0 | 0 | 0 | 0 | 0 | 0 | 0 | 0
3242 | 3242 | 2019-05-16 02:00 | 5.18 | 0 | 0 | 0 | 0 | 0 | 0 | 0 | 0 | 0 | 0 | 0 | 0 | 0 | 0 | 0 | 0
3243 | 3243 | 2019-05-16 03:00 | 4.74 | 0 | 0 | 0 | 0 | 0 | 0 | 0 | 0 | 0 | 0 | 0 | 0 | 0 | 0 | 0 | 0
3244 | 3244 | 2019-05-16 04:00 | 5.2 | 0.16 | 12 | 13.3333 | 91.0125 | 416.17 | 23084 | 18.0285 | 123.0615 | 0.45 | 32 | 14.0625 | 95.9898 | 0.45 | 32 | 14.0625 | 95.9898
3245 | 3245 | 2019-05-16 05:00 | 5.66 | 0.96 | 66 | 14.5455 | 99.2864 | 10.61 | 671 | 15.8122 | 107.9332 | 1.02 | 70 | 14.5714 | 99.4637 | 1.02 | 70 | 14.5714 | 99.4637
3246 | 3246 | 2019-05-16 06:00 | 6.12 | 2.12 | 144 | 14.7222 | 100.493 | 2.94 | 197 | 14.9239 | 101.8693 | 2.23 | 151 | 14.7682 | 100.8069 | 1.44 | 99 | 14.5455 | 99.2864
3247 | 3247 | 2019-05-16 07:00 | 7.15 | 4.27 | 289 | 14.7751 | 100.8538 | 4.54 | 306 | 14.8366 | 101.2737 | 4.21 | 285 | 14.7719 | 100.8323 | 2.95 | 202 | 14.604 | 99.6857
3248 | 3248 | 2019-05-16 08:00 | 8.19 | 4.32 | 295 | 14.6441 | 99.9595 | 4.38 | 299 | 14.6488 | 99.992 | 4.42 | 301 | 14.6844 | 100.2347 | 3.97 | 272 | 14.5956 | 99.6286
3249 | 3249 | 2019-05-16 09:00 | 9.22 | 5.55 | 381 | 14.5669 | 99.433 | 5.57 | 383 | 14.5431 | 99.2702 | 5.67 | 389 | 14.5758 | 99.4938 | 5.31 | 365 | 14.5479 | 99.3034
3250 | 3250 | 2019-05-16 10:00 | 9.96 | 8.73 | 611 | 14.2881 | 97.5294 | 8.74 | 612 | 14.281 | 97.4815 | 8.88 | 621 | 14.2995 | 97.6076 | 8.71 | 610 | 14.2787 | 97.4655
3251 | 3251 | 2019-05-16 11:00 | 10.69 | 10.22 | 726 | 14.0771 | 96.0897 | 10.22 | 726 | 14.0771 | 96.0897 | 10.55 | 749 | 14.0854 | 96.1464 | 10.56 | 749 | 14.0988 | 96.2375
3252 | 3252 | 2019-05-16 12:00 | 11.42 | 5.86 | 407 | 14.398 | 98.2801 | 5.86 | 407 | 14.398 | 98.2801 | 6.04 | 419 | 14.4153 | 98.3978 | 6.04 | 419 | 14.4153 | 98.3978
3253 | 3253 | 2019-05-16 13:00 | 11.42 | 2.92 | 202 | 14.4554 | 98.672 | 2.92 | 202 | 14.4554 | 98.672 | 3.01 | 208 | 14.4712 | 98.7792 | 3.01 | 208 | 14.4712 | 98.7792
3254 | 3254 | 2019-05-16 14:00 | 11.41 | 7.9 | 551 | 14.3376 | 97.8674 | 7.93 | 553 | 14.34 | 97.8837 | 7.82 | 546 | 14.3223 | 97.7634 | 5.99 | 423 | 14.1608 | 96.6605
3255 | 3255 | 2019-05-16 15:00 | 11.4 | 5.55 | 383 | 14.4909 | 98.9137 | 5.63 | 389 | 14.473 | 98.7919 | 5.47 | 378 | 14.4709 | 98.7775 | 3.61 | 253 | 14.2688 | 97.3978
3256 | 3256 | 2019-05-16 16:00 | 11.04 | 3.51 | 242 | 14.5041 | 99.0043 | 3.75 | 258 | 14.5349 | 99.2142 | 3.54 | 244 | 14.5082 | 99.0321 | 2.83 | 197 | 14.3655 | 98.0579
3257 | 3257 | 2019-05-16 17:00 | 10.68 | 1.89 | 131 | 14.4275 | 98.4811 | 2.71 | 185 | 14.6486 | 99.9908 | 2 | 138 | 14.4928 | 98.9266 | 1.81 | 125 | 14.48 | 98.8396
3258 | 3258 | 2019-05-16 18:00 | 10.33 | 0.6 | 43 | 13.9535 | 95.2457 | 8.27 | 535 | 15.4579 | 105.515 | 0.64 | 46 | 13.913 | 94.9696 | 0.64 | 46 | 13.913 | 94.9696
3259 | 3259 | 2019-05-16 19:00 | 9.44 | 0 | 0 | 0 | 0 | 0 | 0 | 0 | 0 | 0 | 0 | 0 | 0 | 0 | 0 | 0 | 0
3260 | 3260 | 2019-05-16 20:00 | 8.55 | 0 | 0 | 0 | 0 | 0 | 0 | 0 | 0 | 0 | 0 | 0 | 0 | 0 | 0 | 0 | 0
3261 | 3261 | 2019-05-16 21:00 | 7.67 | 0 | 0 | 0 | 0 | 0 | 0 | 0 | 0 | 0 | 0 | 0 | 0 | 0 | 0 | 0 | 0
3262 | 3262 | 2019-05-16 22:00 | 7.21 | 0 | 0 | 0 | 0 | 0 | 0 | 0 | 0 | 0 | 0 | 0 | 0 | 0 | 0 | 0 | 0
3263 | 3263 | 2019-05-16 23:00 | 6.75 | 0 | 0 | 0 | 0 | 0 | 0 | 0 | 0 | 0 | 0 | 0 | 0 | 0 | 0 | 0 | 0
3264 | 3264 | 2019-05-17 | 6.29 | 0 | 0 | 0 | 0 | 0 | 0 | 0 | 0 | 0 | 0 | 0 | 0 | 0 | 0 | 0 | 0
3265 | 3265 | 2019-05-17 01:00 | 6.12 | 0 | 0 | 0 | 0 | 0 | 0 | 0 | 0 | 0 | 0 | 0 | 0 | 0 | 0 | 0 | 0
3266 | 3266 | 2019-05-17 02:00 | 5.95 | 0 | 0 | 0 | 0 | 0 | 0 | 0 | 0 | 0 | 0 | 0 | 0 | 0 | 0 | 0 | 0
3267 | 3267 | 2019-05-17 03:00 | 5.77 | 0 | 0 | 0 | 0 | 0 | 0 | 0 | 0 | 0 | 0 | 0 | 0 | 0 | 0 | 0 | 0
3268 | 3268 | 2019-05-17 04:00 | 6.3 | 0.06 | 4 | 15 | 102.3891 | 142.96 | 8226 | 17.379 | 118.6283 | 0.14 | 10 | 14 | 95.5631 | 0.14 | 10 | 14 | 95.5631
3269 | 3269 | 2019-05-17 05:00 | 6.82 | 0.29 | 21 | 13.8095 | 94.263 | 3.22 | 212 | 15.1887 | 103.677 | 0.31 | 22 | 14.0909 | 96.1837 | 0.31 | 22 | 14.0909 | 96.1837
3270 | 3270 | 2019-05-17 06:00 | 7.35 | 2.27 | 155 | 14.6452 | 99.967 | 3.15 | 213 | 14.7887 | 100.947 | 2.4 | 164 | 14.6341 | 99.8918 | 2.15 | 147 | 14.6259 | 99.8352
3271 | 3271 | 2019-05-17 07:00 | 8.07 | 4.52 | 309 | 14.6278 | 99.8487 | 4.81 | 327 | 14.7095 | 100.406 | 4.34 | 297 | 14.6128 | 99.746 | 2.43 | 170 | 14.2941 | 97.5708
3272 | 3272 | 2019-05-17 08:00 | 8.8 | 6.21 | 429 | 14.4755 | 98.809 | 6.3 | 435 | 14.4828 | 98.8584 | 6.08 | 420 | 14.4762 | 98.8136 | 3.7 | 261 | 14.1762 | 96.7662
3273 | 3273 | 2019-05-17 09:00 | 9.53 | 4.58 | 316 | 14.4937 | 98.9329 | 4.59 | 317 | 14.4795 | 98.8361 | 4.7 | 324 | 14.5062 | 99.0182 | 4.57 | 315 | 14.5079 | 99.0303
3274 | 3274 | 2019-05-17 10:00 | 10.18 | 5.34 | 371 | 14.3935 | 98.2494 | 5.34 | 371 | 14.3935 | 98.2494 | 5.49 | 381 | 14.4094 | 98.358 | 5.47 | 379 | 14.4327 | 98.5168
3275 | 3275 | 2019-05-17 11:00 | 10.83 | 2.03 | 141 | 14.3972 | 98.2742 | 2.03 | 141 | 14.3972 | 98.2742 | 2.09 | 145 | 14.4138 | 98.3877 | 2.09 | 145 | 14.4138 | 98.3877
3276 | 3276 | 2019-05-17 12:00 | 11.47 | 9.46 | 680 | 13.9118 | 94.9609 | 9.46 | 680 | 13.9118 | 94.9609 | 9.76 | 701 | 13.923 | 95.0373 | 9.76 | 701 | 13.923 | 95.0373
3277 | 3277 | 2019-05-17 13:00 | 11.91 | 1.48 | 104 | 14.2308 | 97.1384 | 1.48 | 104 | 14.2308 | 97.1384 | 1.53 | 107 | 14.2991 | 97.6045 | 1.53 | 107 | 14.2991 | 97.6045
3278 | 3278 | 2019-05-17 14:00 | 12.35 | 5.51 | 386 | 14.2746 | 97.4376 | 5.54 | 387 | 14.3152 | 97.715 | 5.62 | 393 | 14.3003 | 97.6127 | 5.15 | 362 | 14.2265 | 97.1093
3279 | 3279 | 2019-05-17 15:00 | 12.79 | 3.96 | 276 | 14.3478 | 97.9374 | 4.02 | 280 | 14.3571 | 98.001 | 4.05 | 282 | 14.3617 | 98.0321 | 3.64 | 255 | 14.2745 | 97.4369
3280 | 3280 | 2019-05-17 16:00 | 12.42 | 1.72 | 121 | 14.2149 | 97.0299 | 1.84 | 128 | 14.375 | 98.1229 | 1.8 | 126 | 14.2857 | 97.5134 | 1.8 | 126 | 14.2857 | 97.5134
3281 | 3281 | 2019-05-17 17:00 | 12.05 | 1.55 | 109 | 14.2202 | 97.0661 | 2.22 | 154 | 14.4156 | 98.3999 | 1.64 | 115 | 14.2609 | 97.3438 | 1.61 | 112 | 14.375 | 98.1229
3282 | 3282 | 2019-05-17 18:00 | 11.69 | 0.63 | 45 | 14 | 95.5631 | 8.4 | 546 | 15.3846 | 105.0144 | 0.67 | 47 | 14.2553 | 97.3059 | 0.67 | 47 | 14.2553 | 97.3059
3283 | 3283 | 2019-05-17 19:00 | 9.98 | 0 | 0 | 0 | 0 | 0 | 0 | 0 | 0 | 0 | 0 | 0 | 0 | 0 | 0 | 0 | 0
3284 | 3284 | 2019-05-17 20:00 | 8.27 | 0 | 0 | 0 | 0 | 0 | 0 | 0 | 0 | 0 | 0 | 0 | 0 | 0 | 0 | 0 | 0
3285 | 3285 | 2019-05-17 21:00 | 6.57 | 0 | 0 | 0 | 0 | 0 | 0 | 0 | 0 | 0 | 0 | 0 | 0 | 0 | 0 | 0 | 0
3286 | 3286 | 2019-05-17 22:00 | 5.94 | 0 | 0 | 0 | 0 | 0 | 0 | 0 | 0 | 0 | 0 | 0 | 0 | 0 | 0 | 0 | 0
3287 | 3287 | 2019-05-17 23:00 | 5.31 | 0 | 0 | 0 | 0 | 0 | 0 | 0 | 0 | 0 | 0 | 0 | 0 | 0 | 0 | 0 | 0
3288 | 3288 | 2019-05-18 | 4.68 | 0 | 0 | 0 | 0 | 0 | 0 | 0 | 0 | 0 | 0 | 0 | 0 | 0 | 0 | 0 | 0
3289 | 3289 | 2019-05-18 01:00 | 4.65 | 0 | 0 | 0 | 0 | 0 | 0 | 0 | 0 | 0 | 0 | 0 | 0 | 0 | 0 | 0 | 0
3290 | 3290 | 2019-05-18 02:00 | 4.62 | 0 | 0 | 0 | 0 | 0 | 0 | 0 | 0 | 0 | 0 | 0 | 0 | 0 | 0 | 0 | 0
3291 | 3291 | 2019-05-18 03:00 | 4.58 | 0 | 0 | 0 | 0 | 0 | 0 | 0 | 0 | 0 | 0 | 0 | 0 | 0 | 0 | 0 | 0
3292 | 3292 | 2019-05-18 04:00 | 6.07 | 0.08 | 6 | 13.3333 | 91.0125 | 197.41 | 11235 | 17.571 | 119.9385 | 0.17 | 12 | 14.1667 | 96.7008 | 0.17 | 12 | 14.1667 | 96.7008
3293 | 3293 | 2019-05-18 05:00 | 7.55 | 0.36 | 25 | 14.4 | 98.2935 | 3.85 | 253 | 15.2174 | 103.873 | 0.38 | 27 | 14.0741 | 96.0688 | 0.38 | 27 | 14.0741 | 96.0688
3294 | 3294 | 2019-05-18 06:00 | 9.04 | 1.07 | 75 | 14.2667 | 97.3834 | 1.49 | 102 | 14.6078 | 99.7122 | 1.13 | 79 | 14.3038 | 97.6368 | 1.13 | 79 | 14.3038 | 97.6368
3295 | 3295 | 2019-05-18 07:00 | 10.7 | 2.72 | 188 | 14.4681 | 98.7583 | 2.89 | 199 | 14.5226 | 99.1305 | 2.82 | 195 | 14.4615 | 98.7136 | 2.73 | 189 | 14.4444 | 98.5969
3296 | 3296 | 2019-05-18 08:00 | 12.37 | 2.96 | 206 | 14.3689 | 98.0814 | 3 | 209 | 14.3541 | 97.98 | 3.07 | 213 | 14.4131 | 98.3832 | 3.02 | 211 | 14.3128 | 97.6983
3297 | 3297 | 2019-05-18 09:00 | 14.04 | 9.25 | 665 | 13.9098 | 94.9473 | 9.29 | 667 | 13.928 | 95.0719 | 9 | 648 | 13.8889 | 94.8047 | 6.18 | 452 | 13.6726 | 93.3281
3298 | 3298 | 2019-05-18 10:00 | 14.51 | 5.31 | 375 | 14.16 | 96.6553 | 5.32 | 376 | 14.1489 | 96.5798 | 5.46 | 386 | 14.1451 | 96.5534 | 5.44 | 384 | 14.1667 | 96.7008
3299 | 3299 | 2019-05-18 11:00 | 14.98 | 4.05 | 286 | 14.1608 | 96.661 | 4.05 | 286 | 14.1608 | 96.661 | 4.18 | 294 | 14.2177 | 97.0491 | 4.18 | 294 | 14.2177 | 97.0491
3300 | 3300 | 2019-05-18 12:00 | 15.45 | 1.62 | 115 | 14.087 | 96.1567 | 1.62 | 115 | 14.087 | 96.1567 | 1.67 | 119 | 14.0336 | 95.7926 | 1.67 | 119 | 14.0336 | 95.7926
3301 | 3301 | 2019-05-18 13:00 | 15.46 | 4.72 | 334 | 14.1317 | 96.4624 | 4.73 | 334 | 14.1617 | 96.6667 | 4.86 | 343 | 14.1691 | 96.7174 | 4.84 | 342 | 14.152 | 96.601
3302 | 3302 | 2019-05-18 14:00 | 15.47 | 1.29 | 92 | 14.0217 | 95.7115 | 1.3 | 93 | 13.9785 | 95.4163 | 1.34 | 95 | 14.1053 | 96.2817 | 1.34 | 95 | 14.1053 | 96.2817
3303 | 3303 | 2019-05-18 15:00 | 15.47 | 5.81 | 411 | 14.1363 | 96.4932 | 5.9 | 417 | 14.1487 | 96.578 | 5.66 | 400 | 14.15 | 96.587 | 3.27 | 236 | 13.8559 | 94.5797
3304 | 3304 | 2019-05-18 16:00 | 15.15 | 2.91 | 205 | 14.1951 | 96.895 | 3.11 | 218 | 14.2661 | 97.3792 | 3 | 211 | 14.218 | 97.0513 | 2.74 | 193 | 14.1969 | 96.9071
3305 | 3305 | 2019-05-18 17:00 | 14.82 | 0.83 | 60 | 13.8333 | 94.4255 | 1.19 | 84 | 14.1667 | 96.7008 | 0.88 | 63 | 13.9683 | 95.3464 | 0.88 | 63 | 13.9683 | 95.3464
3306 | 3306 | 2019-05-18 18:00 | 14.5 | 0.51 | 37 | 13.7838 | 94.0873 | 6.67 | 442 | 15.0905 | 103.0068 | 0.54 | 39 | 13.8462 | 94.513 | 0.54 | 39 | 13.8462 | 94.513
3307 | 3307 | 2019-05-18 19:00 | 13.51 | 0 | 0 | 0 | 0 | 0 | 0 | 0 | 0 | 0 | 0 | 0 | 0 | 0 | 0 | 0 | 0
3308 | 3308 | 2019-05-18 20:00 | 12.53 | 0 | 0 | 0 | 0 | 0 | 0 | 0 | 0 | 0 | 0 | 0 | 0 | 0 | 0 | 0 | 0
3309 | 3309 | 2019-05-18 21:00 | 11.55 | 0 | 0 | 0 | 0 | 0 | 0 | 0 | 0 | 0 | 0 | 0 | 0 | 0 | 0 | 0 | 0
3310 | 3310 | 2019-05-18 22:00 | 11.19 | 0 | 0 | 0 | 0 | 0 | 0 | 0 | 0 | 0 | 0 | 0 | 0 | 0 | 0 | 0 | 0
3311 | 3311 | 2019-05-18 23:00 | 10.84 | 0 | 0 | 0 | 0 | 0 | 0 | 0 | 0 | 0 | 0 | 0 | 0 | 0 | 0 | 0 | 0
3312 | 3312 | 2019-05-19 | 10.49 | 0 | 0 | 0 | 0 | 0 | 0 | 0 | 0 | 0 | 0 | 0 | 0 | 0 | 0 | 0 | 0
3313 | 3313 | 2019-05-19 01:00 | 10.28 | 0 | 0 | 0 | 0 | 0 | 0 | 0 | 0 | 0 | 0 | 0 | 0 | 0 | 0 | 0 | 0
3314 | 3314 | 2019-05-19 02:00 | 10.07 | 0 | 0 | 0 | 0 | 0 | 0 | 0 | 0 | 0 | 0 | 0 | 0 | 0 | 0 | 0 | 0
3315 | 3315 | 2019-05-19 03:00 | 9.86 | 0 | 0 | 0 | 0 | 0 | 0 | 0 | 0 | 0 | 0 | 0 | 0 | 0 | 0 | 0 | 0
3316 | 3316 | 2019-05-19 04:00 | 10.75 | 0.21 | 15 | 14 | 95.5631 | 484.38 | 27172 | 17.8264 | 121.6822 | 0.39 | 28 | 13.9286 | 95.0756 | 0.39 | 28 | 13.9286 | 95.0756
3317 | 3317 | 2019-05-19 05:00 | 11.64 | 0.95 | 67 | 14.1791 | 96.7857 | 10.13 | 657 | 15.4186 | 105.2462 | 1.01 | 71 | 14.2254 | 97.1014 | 1.01 | 71 | 14.2254 | 97.1014
3318 | 3318 | 2019-05-19 06:00 | 12.54 | 2.24 | 157 | 14.2675 | 97.3892 | 3.1 | 214 | 14.486 | 98.8804 | 2.37 | 165 | 14.3636 | 98.0453 | 2.14 | 150 | 14.2667 | 97.3834
3319 | 3319 | 2019-05-19 07:00 | 13.91 | 2.73 | 191 | 14.2932 | 97.5645 | 2.9 | 203 | 14.2857 | 97.5134 | 2.83 | 198 | 14.2929 | 97.5627 | 2.74 | 192 | 14.2708 | 97.4118
3320 | 3320 | 2019-05-19 08:00 | 15.29 | 2.3 | 162 | 14.1975 | 96.9115 | 2.33 | 164 | 14.2073 | 96.9783 | 2.39 | 168 | 14.2262 | 97.1071 | 2.39 | 168 | 14.2262 | 97.1071
3321 | 3321 | 2019-05-19 09:00 | 16.66 | 3.3 | 234 | 14.1026 | 96.2632 | 3.31 | 235 | 14.0851 | 96.1441 | 3.41 | 241 | 14.1494 | 96.5828 | 3.4 | 240 | 14.1667 | 96.7008
3322 | 3322 | 2019-05-19 10:00 | 17.05 | 2.99 | 213 | 14.0376 | 95.8195 | 3 | 213 | 14.0845 | 96.14 | 3.09 | 219 | 14.1096 | 96.3112 | 3.09 | 219 | 14.1096 | 96.3112
3323 | 3323 | 2019-05-19 11:00 | 17.44 | 3.55 | 252 | 14.0873 | 96.1591 | 3.55 | 252 | 14.0873 | 96.1591 | 3.66 | 260 | 14.0769 | 96.0882 | 3.66 | 260 | 14.0769 | 96.0882
3324 | 3324 | 2019-05-19 12:00 | 17.82 | 2.3 | 164 | 14.0244 | 95.7296 | 2.3 | 164 | 14.0244 | 95.7296 | 2.37 | 169 | 14.0237 | 95.7247 | 2.37 | 169 | 14.0237 | 95.7247
3325 | 3325 | 2019-05-19 13:00 | 17.57 | 1.77 | 127 | 13.937 | 95.1332 | 1.78 | 127 | 14.0157 | 95.6706 | 1.83 | 131 | 13.9695 | 95.3547 | 1.83 | 131 | 13.9695 | 95.3547
3326 | 3326 | 2019-05-19 14:00 | 17.32 | 1.8 | 129 | 13.9535 | 95.2457 | 1.81 | 129 | 14.031 | 95.7748 | 1.86 | 133 | 13.985 | 95.4605 | 1.86 | 133 | 13.985 | 95.4605
3327 | 3327 | 2019-05-19 15:00 | 17.07 | 3.17 | 225 | 14.0889 | 96.1699 | 3.22 | 228 | 14.1228 | 96.4014 | 3.28 | 232 | 14.1379 | 96.5046 | 3.16 | 224 | 14.1071 | 96.2945
3328 | 3328 | 2019-05-19 16:00 | 16.15 | 2.65 | 187 | 14.1711 | 96.7312 | 2.83 | 199 | 14.2211 | 97.0724 | 2.74 | 194 | 14.1237 | 96.4076 | 2.6 | 184 | 14.1304 | 96.4535
3329 | 3329 | 2019-05-19 17:00 | 15.23 | 0.37 | 27 | 13.7037 | 93.5406 | 0.52 | 38 | 13.6842 | 93.4076 | 0.39 | 28 | 13.9286 | 95.0756 | 0.39 | 28 | 13.9286 | 95.0756
3330 | 3330 | 2019-05-19 18:00 | 14.32 | 0.74 | 53 | 13.9623 | 95.3056 | 9.6 | 628 | 15.2866 | 104.3456 | 0.79 | 57 | 13.8596 | 94.6051 | 0.79 | 57 | 13.8596 | 94.6051
3331 | 3331 | 2019-05-19 19:00 | 13.48 | 0 | 0 | 0 | 0 | 0 | 0 | 0 | 0 | 0 | 0 | 0 | 0 | 0 | 0 | 0 | 0
3332 | 3332 | 2019-05-19 20:00 | 12.64 | 0 | 0 | 0 | 0 | 0 | 0 | 0 | 0 | 0 | 0 | 0 | 0 | 0 | 0 | 0 | 0
3333 | 3333 | 2019-05-19 21:00 | 11.8 | 0 | 0 | 0 | 0 | 0 | 0 | 0 | 0 | 0 | 0 | 0 | 0 | 0 | 0 | 0 | 0
3334 | 3334 | 2019-05-19 22:00 | 11.47 | 0 | 0 | 0 | 0 | 0 | 0 | 0 | 0 | 0 | 0 | 0 | 0 | 0 | 0 | 0 | 0
3335 | 3335 | 2019-05-19 23:00 | 11.15 | 0 | 0 | 0 | 0 | 0 | 0 | 0 | 0 | 0 | 0 | 0 | 0 | 0 | 0 | 0 | 0
3336 | 3336 | 2019-05-20 | 10.83 | 0 | 0 | 0 | 0 | 0 | 0 | 0 | 0 | 0 | 0 | 0 | 0 | 0 | 0 | 0 | 0
3337 | 3337 | 2019-05-20 01:00 | 10.67 | 0 | 0 | 0 | 0 | 0 | 0 | 0 | 0 | 0 | 0 | 0 | 0 | 0 | 0 | 0 | 0
3338 | 3338 | 2019-05-20 02:00 | 10.52 | 0 | 0 | 0 | 0 | 0 | 0 | 0 | 0 | 0 | 0 | 0 | 0 | 0 | 0 | 0 | 0
3339 | 3339 | 2019-05-20 03:00 | 10.36 | 0 | 0 | 0 | 0 | 0 | 0 | 0 | 0 | 0 | 0 | 0 | 0 | 0 | 0 | 0 | 0
3340 | 3340 | 2019-05-20 04:00 | 10.38 | 0.04 | 3 | 13.3333 | 91.0125 | 104.16 | 6131 | 16.9891 | 115.9664 | 0.08 | 5 | 16 | 109.215 | 0.08 | 5 | 16 | 109.215
3341 | 3341 | 2019-05-20 05:00 | 10.4 | 0.16 | 12 | 13.3333 | 91.0125 | 1.75 | 119 | 14.7059 | 100.3814 | 0.18 | 13 | 13.8462 | 94.513 | 0.18 | 13 | 13.8462 | 94.513
3342 | 3342 | 2019-05-20 06:00 | 10.42 | 1.22 | 85 | 14.3529 | 97.9723 | 1.69 | 117 | 14.4444 | 98.5969 | 1.29 | 90 | 14.3333 | 97.8385 | 1.29 | 90 | 14.3333 | 97.8385
3343 | 3343 | 2019-05-20 07:00 | 10.85 | 1.72 | 120 | 14.3333 | 97.8385 | 1.83 | 127 | 14.4094 | 98.358 | 1.8 | 125 | 14.4 | 98.2935 | 1.8 | 125 | 14.4 | 98.2935
3344 | 3344 | 2019-05-20 08:00 | 11.28 | 4.65 | 324 | 14.3519 | 97.9649 | 4.72 | 328 | 14.3902 | 98.2269 | 4.73 | 329 | 14.3769 | 98.1358 | 4.06 | 285 | 14.2456 | 97.2397
3345 | 3345 | 2019-05-20 09:00 | 11.71 | 4.45 | 311 | 14.3087 | 97.6702 | 4.47 | 312 | 14.3269 | 97.7947 | 4.58 | 320 | 14.3125 | 97.6962 | 4.45 | 311 | 14.3087 | 97.6702
3346 | 3346 | 2019-05-20 10:00 | 12.88 | 5.17 | 365 | 14.1644 | 96.6852 | 5.17 | 365 | 14.1644 | 96.6852 | 5.32 | 375 | 14.1867 | 96.8373 | 5.29 | 373 | 14.1823 | 96.8075
3347 | 3347 | 2019-05-20 11:00 | 14.05 | 6.55 | 469 | 13.9659 | 95.3303 | 6.55 | 469 | 13.9659 | 95.3303 | 6.75 | 483 | 13.9752 | 95.3936 | 6.75 | 483 | 13.9752 | 95.3936
3348 | 3348 | 2019-05-20 12:00 | 15.22 | 5.27 | 376 | 14.016 | 95.6721 | 5.27 | 376 | 14.016 | 95.6721 | 5.43 | 387 | 14.031 | 95.7748 | 5.43 | 387 | 14.031 | 95.7748
3349 | 3349 | 2019-05-20 13:00 | 15.53 | 6.83 | 493 | 13.854 | 94.5662 | 6.83 | 494 | 13.8259 | 94.3748 | 6.98 | 504 | 13.8492 | 94.5338 | 6.88 | 497 | 13.8431 | 94.4919
3350 | 3350 | 2019-05-20 14:00 | 15.84 | 6.73 | 485 | 13.8763 | 94.7187 | 6.75 | 486 | 13.8889 | 94.8047 | 6.75 | 486 | 13.8889 | 94.8047 | 5.66 | 411 | 13.7713 | 94.002
3351 | 3351 | 2019-05-20 15:00 | 16.14 | 4.56 | 325 | 14.0308 | 95.7732 | 4.63 | 329 | 14.0729 | 96.0611 | 4.61 | 328 | 14.0549 | 95.9377 | 3.77 | 271 | 13.9114 | 94.9586
3352 | 3352 | 2019-05-20 16:00 | 15.89 | 2.49 | 177 | 14.0678 | 96.0259 | 2.66 | 188 | 14.1489 | 96.5798 | 2.59 | 184 | 14.0761 | 96.0825 | 2.49 | 177 | 14.0678 | 96.0259
3353 | 3353 | 2019-05-20 17:00 | 15.64 | 1.94 | 138 | 14.058 | 95.9588 | 2.76 | 193 | 14.3005 | 97.6145 | 2.05 | 145 | 14.1379 | 96.5046 | 1.78 | 127 | 14.0157 | 95.6706
3354 | 3354 | 2019-05-20 18:00 | 15.4 | 0.74 | 54 | 13.7037 | 93.5406 | 9.44 | 621 | 15.2013 | 103.7631 | 0.79 | 57 | 13.8596 | 94.6051 | 0.79 | 57 | 13.8596 | 94.6051
3355 | 3355 | 2019-05-20 19:00 | 13.91 | 0 | 0 | 0 | 0 | 0 | 0 | 0 | 0 | 0 | 0 | 0 | 0 | 0 | 0 | 0 | 0
3356 | 3356 | 2019-05-20 20:00 | 12.42 | 0 | 0 | 0 | 0 | 0 | 0 | 0 | 0 | 0 | 0 | 0 | 0 | 0 | 0 | 0 | 0
3357 | 3357 | 2019-05-20 21:00 | 10.94 | 0 | 0 | 0 | 0 | 0 | 0 | 0 | 0 | 0 | 0 | 0 | 0 | 0 | 0 | 0 | 0
3358 | 3358 | 2019-05-20 22:00 | 10.56 | 0 | 0 | 0 | 0 | 0 | 0 | 0 | 0 | 0 | 0 | 0 | 0 | 0 | 0 | 0 | 0
3359 | 3359 | 2019-05-20 23:00 | 10.19 | 0 | 0 | 0 | 0 | 0 | 0 | 0 | 0 | 0 | 0 | 0 | 0 | 0 | 0 | 0 | 0
3360 | 3360 | 2019-05-21 | 9.82 | 0 | 0 | 0 | 0 | 0 | 0 | 0 | 0 | 0 | 0 | 0 | 0 | 0 | 0 | 0 | 0
3361 | 3361 | 2019-05-21 01:00 | 9.62 | 0 | 0 | 0 | 0 | 0 | 0 | 0 | 0 | 0 | 0 | 0 | 0 | 0 | 0 | 0 | 0
3362 | 3362 | 2019-05-21 02:00 | 9.42 | 0 | 0 | 0 | 0 | 0 | 0 | 0 | 0 | 0 | 0 | 0 | 0 | 0 | 0 | 0 | 0
3363 | 3363 | 2019-05-21 03:00 | 9.21 | 0 | 0 | 0 | 0 | 0 | 0 | 0 | 0 | 0 | 0 | 0 | 0 | 0 | 0 | 0 | 0
3364 | 3364 | 2019-05-21 04:00 | 10.1 | 0.03 | 2 | 15 | 102.3891 | 75.74 | 4502 | 16.8236 | 114.8371 | 0.05 | 4 | 12.5 | 85.3242 | 0.05 | 4 | 12.5 | 85.3242
3365 | 3365 | 2019-05-21 05:00 | 10.98 | 0.16 | 12 | 13.3333 | 91.0125 | 1.72 | 118 | 14.5763 | 99.4967 | 0.18 | 13 | 13.8462 | 94.513 | 0.18 | 13 | 13.8462 | 94.513
3366 | 3366 | 2019-05-21 06:00 | 11.87 | 0.78 | 55 | 14.1818 | 96.8042 | 1.08 | 76 | 14.2105 | 97.0002 | 0.82 | 58 | 14.1379 | 96.5046 | 0.82 | 58 | 14.1379 | 96.5046
3367 | 3367 | 2019-05-21 07:00 | 13.24 | 1.85 | 129 | 14.3411 | 97.8914 | 1.96 | 137 | 14.3066 | 97.6558 | 1.93 | 135 | 14.2963 | 97.5856 | 1.93 | 135 | 14.2963 | 97.5856
3368 | 3368 | 2019-05-21 08:00 | 14.62 | 2.76 | 194 | 14.2268 | 97.1113 | 2.8 | 196 | 14.2857 | 97.5134 | 2.87 | 201 | 14.2786 | 97.4649 | 2.85 | 199 | 14.3216 | 97.7584
3369 | 3369 | 2019-05-21 09:00 | 15.99 | 2.06 | 145 | 14.2069 | 96.9754 | 2.06 | 146 | 14.1096 | 96.3112 | 2.13 | 150 | 14.2 | 96.9283 | 2.13 | 150 | 14.2 | 96.9283
3370 | 3370 | 2019-05-21 10:00 | 16.37 | 2.04 | 144 | 14.1667 | 96.7008 | 2.04 | 145 | 14.069 | 96.0339 | 2.1 | 149 | 14.094 | 96.2045 | 2.1 | 149 | 14.094 | 96.2045
3371 | 3371 | 2019-05-21 11:00 | 16.75 | 2.52 | 178 | 14.1573 | 96.6369 | 2.52 | 178 | 14.1573 | 96.6369 | 2.59 | 183 | 14.153 | 96.6075 | 2.59 | 183 | 14.153 | 96.6075
3372 | 3372 | 2019-05-21 12:00 | 17.13 | 2.9 | 205 | 14.1463 | 96.5621 | 2.9 | 205 | 14.1463 | 96.5621 | 2.99 | 211 | 14.1706 | 96.7278 | 2.99 | 211 | 14.1706 | 96.7278
3373 | 3373 | 2019-05-21 13:00 | 17.08 | 2.45 | 174 | 14.0805 | 96.1124 | 2.45 | 174 | 14.0805 | 96.1124 | 2.52 | 179 | 14.0782 | 96.097 | 2.52 | 179 | 14.0782 | 96.097
3374 | 3374 | 2019-05-21 14:00 | 17.03 | 2.11 | 150 | 14.0667 | 96.0182 | 2.12 | 150 | 14.1333 | 96.4733 | 2.18 | 155 | 14.0645 | 96.0035 | 2.18 | 155 | 14.0645 | 96.0035
3375 | 3375 | 2019-05-21 15:00 | 16.97 | 3.42 | 242 | 14.1322 | 96.4657 | 3.47 | 246 | 14.1057 | 96.2846 | 3.52 | 249 | 14.1365 | 96.4952 | 3.34 | 237 | 14.0928 | 96.1968
3376 | 3376 | 2019-05-21 16:00 | 16.53 | 2.89 | 204 | 14.1667 | 96.7008 | 3.08 | 218 | 14.1284 | 96.4399 | 2.98 | 210 | 14.1905 | 96.8633 | 2.75 | 195 | 14.1026 | 96.2632
3377 | 3377 | 2019-05-21 17:00 | 16.08 | 1.97 | 140 | 14.0714 | 96.0507 | 2.8 | 196 | 14.2857 | 97.5134 | 2.09 | 148 | 14.1216 | 96.3933 | 1.79 | 128 | 13.9844 | 95.4565
3378 | 3378 | 2019-05-21 18:00 | 15.64 | 0.65 | 47 | 13.8298 | 94.4013 | 8.11 | 536 | 15.1306 | 103.2805 | 0.7 | 50 | 14 | 95.5631 | 0.7 | 50 | 14 | 95.5631
3379 | 3379 | 2019-05-21 19:00 | 14.8 | 0 | 0 | 0 | 0 | 0 | 0 | 0 | 0 | 0 | 0 | 0 | 0 | 0 | 0 | 0 | 0
3380 | 3380 | 2019-05-21 20:00 | 13.96 | 0 | 0 | 0 | 0 | 0 | 0 | 0 | 0 | 0 | 0 | 0 | 0 | 0 | 0 | 0 | 0
3381 | 3381 | 2019-05-21 21:00 | 13.13 | 0 | 0 | 0 | 0 | 0 | 0 | 0 | 0 | 0 | 0 | 0 | 0 | 0 | 0 | 0 | 0
3382 | 3382 | 2019-05-21 22:00 | 12.87 | 0 | 0 | 0 | 0 | 0 | 0 | 0 | 0 | 0 | 0 | 0 | 0 | 0 | 0 | 0 | 0
3383 | 3383 | 2019-05-21 23:00 | 12.62 | 0 | 0 | 0 | 0 | 0 | 0 | 0 | 0 | 0 | 0 | 0 | 0 | 0 | 0 | 0 | 0
3384 | 3384 | 2019-05-22 | 12.36 | 0 | 0 | 0 | 0 | 0 | 0 | 0 | 0 | 0 | 0 | 0 | 0 | 0 | 0 | 0 | 0
3385 | 3385 | 2019-05-22 01:00 | 12.43 | 0 | 0 | 0 | 0 | 0 | 0 | 0 | 0 | 0 | 0 | 0 | 0 | 0 | 0 | 0 | 0
3386 | 3386 | 2019-05-22 02:00 | 12.5 | 0 | 0 | 0 | 0 | 0 | 0 | 0 | 0 | 0 | 0 | 0 | 0 | 0 | 0 | 0 | 0
3387 | 3387 | 2019-05-22 03:00 | 12.56 | 0 | 0 | 0 | 0 | 0 | 0 | 0 | 0 | 0 | 0 | 0 | 0 | 0 | 0 | 0 | 0
3388 | 3388 | 2019-05-22 04:00 | 13.19 | 0.25 | 18 | 13.8889 | 94.8047 | 546.91 | 30778 | 17.7695 | 121.2936 | 0.37 | 27 | 13.7037 | 93.5406 | 0.37 | 27 | 13.7037 | 93.5406
3389 | 3389 | 2019-05-22 05:00 | 13.81 | 0.72 | 52 | 13.8462 | 94.513 | 7.47 | 492 | 15.1829 | 103.6377 | 0.77 | 55 | 14 | 95.5631 | 0.77 | 55 | 14 | 95.5631
3390 | 3390 | 2019-05-22 06:00 | 14.44 | 1.73 | 122 | 14.1803 | 96.794 | 2.39 | 167 | 14.3114 | 97.6886 | 1.83 | 129 | 14.186 | 96.8331 | 1.8 | 127 | 14.1732 | 96.7456
3391 | 3391 | 2019-05-22 07:00 | 16.13 | 3.7 | 261 | 14.1762 | 96.7662 | 3.93 | 277 | 14.1877 | 96.8445 | 3.75 | 265 | 14.1509 | 96.5935 | 3.17 | 225 | 14.0889 | 96.1699
3392 | 3392 | 2019-05-22 08:00 | 17.83 | 5.41 | 385 | 14.0519 | 95.9177 | 5.48 | 391 | 14.0153 | 95.6679 | 5.4 | 385 | 14.026 | 95.7404 | 4.01 | 289 | 13.8754 | 94.7129
3393 | 3393 | 2019-05-22 09:00 | 19.52 | 7.44 | 540 | 13.7778 | 94.0463 | 7.47 | 541 | 13.8078 | 94.2509 | 7.43 | 539 | 13.7848 | 94.0941 | 6.1 | 446 | 13.6771 | 93.3592
3394 | 3394 | 2019-05-22 10:00 | 20.55 | 7.76 | 568 | 13.662 | 93.2558 | 7.77 | 568 | 13.6796 | 93.376 | 7.91 | 578 | 13.6851 | 93.4138 | 7.78 | 569 | 13.6731 | 93.3318
3395 | 3395 | 2019-05-22 11:00 | 21.57 | 4.62 | 334 | 13.8323 | 94.4187 | 4.62 | 334 | 13.8323 | 94.4187 | 4.76 | 344 | 13.8372 | 94.4519 | 4.76 | 344 | 13.8372 | 94.4519
3396 | 3396 | 2019-05-22 12:00 | 22.59 | 8.76 | 652 | 13.4356 | 91.7105 | 8.76 | 652 | 13.4356 | 91.7105 | 9.03 | 671 | 13.4575 | 91.8602 | 9.03 | 671 | 13.4575 | 91.8602
3397 | 3397 | 2019-05-22 13:00 | 22.41 | 6.76 | 496 | 13.629 | 93.0309 | 6.76 | 496 | 13.629 | 93.0309 | 6.91 | 506 | 13.6561 | 93.2159 | 6.81 | 499 | 13.6473 | 93.1556
3398 | 3398 | 2019-05-22 14:00 | 22.22 | 6.76 | 495 | 13.6566 | 93.2189 | 6.78 | 496 | 13.6694 | 93.3062 | 6.77 | 496 | 13.6492 | 93.1686 | 5.62 | 415 | 13.5422 | 92.438
3399 | 3399 | 2019-05-22 15:00 | 22.03 | 6.35 | 461 | 13.7744 | 94.0232 | 6.45 | 467 | 13.8116 | 94.2769 | 6.01 | 437 | 13.7529 | 93.8762 | 2.41 | 182 | 13.2418 | 90.3874
3400 | 3400 | 2019-05-22 16:00 | 21.38 | 4.09 | 293 | 13.959 | 95.2836 | 4.36 | 312 | 13.9744 | 95.3881 | 3.83 | 276 | 13.8768 | 94.7223 | 1.65 | 123 | 13.4146 | 91.5675
3401 | 3401 | 2019-05-22 17:00 | 20.73 | 1.78 | 129 | 13.7984 | 94.1874 | 2.52 | 180 | 14 | 95.5631 | 1.88 | 136 | 13.8235 | 94.3586 | 1.79 | 130 | 13.7692 | 93.9879
3402 | 3402 | 2019-05-22 18:00 | 20.09 | 0.71 | 52 | 13.6538 | 93.2003 | 8.7 | 584 | 14.8973 | 101.6878 | 0.76 | 56 | 13.5714 | 92.6377 | 0.76 | 56 | 13.5714 | 92.6377
3403 | 3403 | 2019-05-22 19:00 | 19.24 | 0 | 0 | 0 | 0 | 0 | 0 | 0 | 0 | 0 | 0 | 0 | 0 | 0 | 0 | 0 | 0
3404 | 3404 | 2019-05-22 20:00 | 18.4 | 0 | 0 | 0 | 0 | 0 | 0 | 0 | 0 | 0 | 0 | 0 | 0 | 0 | 0 | 0 | 0
3405 | 3405 | 2019-05-22 21:00 | 17.56 | 0 | 0 | 0 | 0 | 0 | 0 | 0 | 0 | 0 | 0 | 0 | 0 | 0 | 0 | 0 | 0
3406 | 3406 | 2019-05-22 22:00 | 17.44 | 0 | 0 | 0 | 0 | 0 | 0 | 0 | 0 | 0 | 0 | 0 | 0 | 0 | 0 | 0 | 0
3407 | 3407 | 2019-05-22 23:00 | 17.33 | 0 | 0 | 0 | 0 | 0 | 0 | 0 | 0 | 0 | 0 | 0 | 0 | 0 | 0 | 0 | 0
3408 | 3408 | 2019-05-23 | 17.22 | 0 | 0 | 0 | 0 | 0 | 0 | 0 | 0 | 0 | 0 | 0 | 0 | 0 | 0 | 0 | 0
3409 | 3409 | 2019-05-23 01:00 | 17.09 | 0 | 0 | 0 | 0 | 0 | 0 | 0 | 0 | 0 | 0 | 0 | 0 | 0 | 0 | 0 | 0
3410 | 3410 | 2019-05-23 02:00 | 16.96 | 0 | 0 | 0 | 0 | 0 | 0 | 0 | 0 | 0 | 0 | 0 | 0 | 0 | 0 | 0 | 0
3411 | 3411 | 2019-05-23 03:00 | 16.83 | 0 | 0 | 0 | 0 | 0 | 0 | 0 | 0 | 0 | 0 | 0 | 0 | 0 | 0 | 0 | 0
3412 | 3412 | 2019-05-23 04:00 | 17.55 | 0.22 | 16 | 13.75 | 93.8567 | 475.3 | 27196 | 17.4768 | 119.2958 | 0.31 | 23 | 13.4783 | 92.0018 | 0.31 | 23 | 13.4783 | 92.0018
3413 | 3413 | 2019-05-23 05:00 | 18.27 | 0.73 | 53 | 13.7736 | 94.0176 | 7.53 | 505 | 14.9109 | 101.7808 | 0.78 | 57 | 13.6842 | 93.4076 | 0.78 | 57 | 13.6842 | 93.4076
3414 | 3414 | 2019-05-23 06:00 | 19 | 0.34 | 25 | 13.6 | 92.8328 | 0.47 | 34 | 13.8235 | 94.3586 | 0.36 | 27 | 13.3333 | 91.0125 | 0.36 | 27 | 13.3333 | 91.0125
3415 | 3415 | 2019-05-23 07:00 | 19.28 | 2.81 | 201 | 13.9801 | 95.4273 | 2.98 | 213 | 13.9906 | 95.499 | 2.91 | 208 | 13.9904 | 95.4975 | 2.79 | 200 | 13.95 | 95.2218
3416 | 3416 | 2019-05-23 08:00 | 19.57 | 1.46 | 106 | 13.7736 | 94.0176 | 1.48 | 107 | 13.8318 | 94.4149 | 1.51 | 109 | 13.8532 | 94.5612 | 1.51 | 109 | 13.8532 | 94.5612
3417 | 3417 | 2019-05-23 09:00 | 19.85 | 2.38 | 171 | 13.9181 | 95.0043 | 2.39 | 172 | 13.8953 | 94.8488 | 2.46 | 177 | 13.8983 | 94.869 | 2.46 | 177 | 13.8983 | 94.869
3418 | 3418 | 2019-05-23 10:00 | 19.6 | 2.04 | 147 | 13.8776 | 94.7273 | 2.05 | 147 | 13.9456 | 95.1917 | 2.11 | 152 | 13.8816 | 94.7548 | 2.11 | 152 | 13.8816 | 94.7548
3419 | 3419 | 2019-05-23 11:00 | 19.34 | 5.01 | 361 | 13.8781 | 94.7312 | 5.01 | 361 | 13.8781 | 94.7312 | 5.16 | 371 | 13.9084 | 94.9376 | 5.16 | 371 | 13.9084 | 94.9376
3420 | 3420 | 2019-05-23 12:00 | 19.08 | 5.03 | 362 | 13.895 | 94.8466 | 5.03 | 362 | 13.895 | 94.8466 | 5.18 | 372 | 13.9247 | 95.0494 | 5.18 | 372 | 13.9247 | 95.0494
3421 | 3421 | 2019-05-23 13:00 | 19.07 | 3.48 | 249 | 13.9759 | 95.3987 | 3.48 | 249 | 13.9759 | 95.3987 | 3.58 | 256 | 13.9844 | 95.4565 | 3.58 | 256 | 13.9844 | 95.4565
3422 | 3422 | 2019-05-23 14:00 | 19.06 | 1.31 | 95 | 13.7895 | 94.1261 | 1.32 | 95 | 13.8947 | 94.8446 | 1.36 | 98 | 13.8776 | 94.7273 | 1.36 | 98 | 13.8776 | 94.7273
3423 | 3423 | 2019-05-23 15:00 | 19.04 | 1.91 | 137 | 13.9416 | 95.1645 | 1.94 | 139 | 13.9568 | 95.2685 | 1.98 | 142 | 13.9437 | 95.1786 | 1.98 | 142 | 13.9437 | 95.1786
3424 | 3424 | 2019-05-23 16:00 | 18.36 | 1.5 | 108 | 13.8889 | 94.8047 | 1.6 | 115 | 13.913 | 94.9696 | 1.57 | 113 | 13.8938 | 94.8383 | 1.57 | 113 | 13.8938 | 94.8383
3425 | 3425 | 2019-05-23 17:00 | 17.68 | 0.29 | 22 | 13.1818 | 89.9783 | 0.41 | 30 | 13.6667 | 93.2878 | 0.31 | 23 | 13.4783 | 92.0018 | 0.31 | 23 | 13.4783 | 92.0018
3426 | 3426 | 2019-05-23 18:00 | 17 | 0.3 | 22 | 13.6364 | 93.081 | 3.64 | 248 | 14.6774 | 100.1872 | 0.32 | 24 | 13.3333 | 91.0125 | 0.32 | 24 | 13.3333 | 91.0125
3427 | 3427 | 2019-05-23 19:00 | 16.18 | 0 | 0 | 0 | 0 | 0 | 0 | 0 | 0 | 0 | 0 | 0 | 0 | 0 | 0 | 0 | 0
3428 | 3428 | 2019-05-23 20:00 | 15.36 | 0 | 0 | 0 | 0 | 0 | 0 | 0 | 0 | 0 | 0 | 0 | 0 | 0 | 0 | 0 | 0
3429 | 3429 | 2019-05-23 21:00 | 14.54 | 0 | 0 | 0 | 0 | 0 | 0 | 0 | 0 | 0 | 0 | 0 | 0 | 0 | 0 | 0 | 0
3430 | 3430 | 2019-05-23 22:00 | 13.91 | 0 | 0 | 0 | 0 | 0 | 0 | 0 | 0 | 0 | 0 | 0 | 0 | 0 | 0 | 0 | 0
3431 | 3431 | 2019-05-23 23:00 | 13.29 | 0 | 0 | 0 | 0 | 0 | 0 | 0 | 0 | 0 | 0 | 0 | 0 | 0 | 0 | 0 | 0
3432 | 3432 | 2019-05-24 | 12.67 | 0 | 0 | 0 | 0 | 0 | 0 | 0 | 0 | 0 | 0 | 0 | 0 | 0 | 0 | 0 | 0
3433 | 3433 | 2019-05-24 01:00 | 12.47 | 0 | 0 | 0 | 0 | 0 | 0 | 0 | 0 | 0 | 0 | 0 | 0 | 0 | 0 | 0 | 0
3434 | 3434 | 2019-05-24 02:00 | 12.27 | 0 | 0 | 0 | 0 | 0 | 0 | 0 | 0 | 0 | 0 | 0 | 0 | 0 | 0 | 0 | 0
3435 | 3435 | 2019-05-24 03:00 | 12.07 | 0 | 0 | 0 | 0 | 0 | 0 | 0 | 0 | 0 | 0 | 0 | 0 | 0 | 0 | 0 | 0
3436 | 3436 | 2019-05-24 04:00 | 12.14 | 0.26 | 19 | 13.6842 | 93.4076 | 563.11 | 31573 | 17.8352 | 121.7418 | 0.36 | 26 | 13.8462 | 94.513 | 0.36 | 26 | 13.8462 | 94.513
3437 | 3437 | 2019-05-24 05:00 | 12.21 | 0.26 | 19 | 13.6842 | 93.4076 | 2.67 | 180 | 14.8333 | 101.2514 | 0.28 | 20 | 14 | 95.5631 | 0.28 | 20 | 14 | 95.5631
3438 | 3438 | 2019-05-24 06:00 | 12.28 | 0.57 | 41 | 13.9024 | 94.8972 | 0.79 | 56 | 14.1071 | 96.2945 | 0.61 | 43 | 14.186 | 96.8331 | 0.61 | 43 | 14.186 | 96.8331
3439 | 3439 | 2019-05-24 07:00 | 12.64 | 1.04 | 74 | 14.0541 | 95.9321 | 1.11 | 78 | 14.2308 | 97.1384 | 1.09 | 77 | 14.1558 | 96.6269 | 1.09 | 77 | 14.1558 | 96.6269
3440 | 3440 | 2019-05-24 08:00 | 13.01 | 1.49 | 105 | 14.1905 | 96.8633 | 1.51 | 106 | 14.2453 | 97.2374 | 1.54 | 109 | 14.1284 | 96.4399 | 1.54 | 109 | 14.1284 | 96.4399
3441 | 3441 | 2019-05-24 09:00 | 13.37 | 1.98 | 139 | 14.2446 | 97.2328 | 1.99 | 140 | 14.2143 | 97.0258 | 2.05 | 144 | 14.2361 | 97.1748 | 2.05 | 144 | 14.2361 | 97.1748
3442 | 3442 | 2019-05-24 10:00 | 13.49 | 1.29 | 91 | 14.1758 | 96.7633 | 1.29 | 92 | 14.0217 | 95.7115 | 1.33 | 94 | 14.1489 | 96.5798 | 1.33 | 94 | 14.1489 | 96.5798
3443 | 3443 | 2019-05-24 11:00 | 13.6 | 1.76 | 124 | 14.1935 | 96.8843 | 1.76 | 124 | 14.1935 | 96.8843 | 1.82 | 128 | 14.2188 | 97.0563 | 1.82 | 128 | 14.2188 | 97.0563
3444 | 3444 | 2019-05-24 12:00 | 13.71 | 2.25 | 158 | 14.2405 | 97.2048 | 2.25 | 158 | 14.2405 | 97.2048 | 2.31 | 162 | 14.2593 | 97.3328 | 2.31 | 162 | 14.2593 | 97.3328
3445 | 3445 | 2019-05-24 13:00 | 13.19 | 1.71 | 120 | 14.25 | 97.2696 | 1.71 | 120 | 14.25 | 97.2696 | 1.76 | 123 | 14.3089 | 97.672 | 1.76 | 123 | 14.3089 | 97.672
3446 | 3446 | 2019-05-24 14:00 | 12.67 | 1.22 | 86 | 14.186 | 96.8331 | 1.23 | 86 | 14.3023 | 97.6268 | 1.26 | 89 | 14.1573 | 96.6369 | 1.26 | 89 | 14.1573 | 96.6369
3447 | 3447 | 2019-05-24 15:00 | 12.15 | 1.82 | 127 | 14.3307 | 97.8205 | 1.85 | 129 | 14.3411 | 97.8914 | 1.89 | 131 | 14.4275 | 98.4811 | 1.89 | 131 | 14.4275 | 98.4811
3448 | 3448 | 2019-05-24 16:00 | 11.79 | 1.59 | 111 | 14.3243 | 97.777 | 1.69 | 118 | 14.322 | 97.7613 | 1.66 | 116 | 14.3103 | 97.6815 | 1.66 | 116 | 14.3103 | 97.6815
3449 | 3449 | 2019-05-24 17:00 | 11.43 | 1.26 | 88 | 14.3182 | 97.735 | 1.77 | 123 | 14.3902 | 98.2269 | 1.33 | 93 | 14.3011 | 97.6183 | 1.33 | 93 | 14.3011 | 97.6183
3450 | 3450 | 2019-05-24 18:00 | 11.07 | 0.59 | 42 | 14.0476 | 95.8882 | 6.89 | 449 | 15.3452 | 104.7455 | 0.63 | 45 | 14 | 95.5631 | 0.63 | 45 | 14 | 95.5631
3451 | 3451 | 2019-05-24 19:00 | 10.73 | 0 | 0 | 0 | 0 | 0 | 0 | 0 | 0 | 0 | 0 | 0 | 0 | 0 | 0 | 0 | 0
3452 | 3452 | 2019-05-24 20:00 | 10.39 | 0 | 0 | 0 | 0 | 0 | 0 | 0 | 0 | 0 | 0 | 0 | 0 | 0 | 0 | 0 | 0
3453 | 3453 | 2019-05-24 21:00 | 10.05 | 0 | 0 | 0 | 0 | 0 | 0 | 0 | 0 | 0 | 0 | 0 | 0 | 0 | 0 | 0 | 0
3454 | 3454 | 2019-05-24 22:00 | 9.77 | 0 | 0 | 0 | 0 | 0 | 0 | 0 | 0 | 0 | 0 | 0 | 0 | 0 | 0 | 0 | 0
3455 | 3455 | 2019-05-24 23:00 | 9.49 | 0 | 0 | 0 | 0 | 0 | 0 | 0 | 0 | 0 | 0 | 0 | 0 | 0 | 0 | 0 | 0
3456 | 3456 | 2019-05-25 | 9.21 | 0 | 0 | 0 | 0 | 0 | 0 | 0 | 0 | 0 | 0 | 0 | 0 | 0 | 0 | 0 | 0
3457 | 3457 | 2019-05-25 01:00 | 9.29 | 0 | 0 | 0 | 0 | 0 | 0 | 0 | 0 | 0 | 0 | 0 | 0 | 0 | 0 | 0 | 0
3458 | 3458 | 2019-05-25 02:00 | 9.38 | 0 | 0 | 0 | 0 | 0 | 0 | 0 | 0 | 0 | 0 | 0 | 0 | 0 | 0 | 0 | 0
3459 | 3459 | 2019-05-25 03:00 | 9.46 | 0 | 0 | 0 | 0 | 0 | 0 | 0 | 0 | 0 | 0 | 0 | 0 | 0 | 0 | 0 | 0
3460 | 3460 | 2019-05-25 04:00 | 9.36 | 0.24 | 17 | 14.1176 | 96.3662 | 499.95 | 27908 | 17.9142 | 122.2814 | 0.31 | 22 | 14.0909 | 96.1837 | 0.31 | 22 | 14.0909 | 96.1837
3461 | 3461 | 2019-05-25 05:00 | 9.26 | 1.16 | 81 | 14.321 | 97.7542 | 11.74 | 751 | 15.6325 | 106.7064 | 1.24 | 86 | 14.4186 | 98.4205 | 1.24 | 86 | 14.4186 | 98.4205
3462 | 3462 | 2019-05-25 06:00 | 9.16 | 1.16 | 81 | 14.321 | 97.7542 | 1.61 | 110 | 14.6364 | 99.9069 | 1.23 | 85 | 14.4706 | 98.7753 | 1.23 | 85 | 14.4706 | 98.7753
3463 | 3463 | 2019-05-25 07:00 | 9.78 | 3.3 | 227 | 14.5374 | 99.2317 | 3.51 | 241 | 14.5643 | 99.4151 | 3.4 | 234 | 14.5299 | 99.1803 | 3.15 | 217 | 14.5161 | 99.0862
3464 | 3464 | 2019-05-25 08:00 | 10.4 | 4.05 | 279 | 14.5161 | 99.0862 | 4.11 | 283 | 14.523 | 99.1329 | 4.16 | 287 | 14.4948 | 98.9404 | 3.87 | 268 | 14.4403 | 98.5686
3465 | 3465 | 2019-05-25 09:00 | 11.02 | 5.21 | 362 | 14.3923 | 98.2407 | 5.23 | 363 | 14.4077 | 98.3462 | 5.34 | 370 | 14.4324 | 98.5149 | 5.07 | 352 | 14.4034 | 98.3168
3466 | 3466 | 2019-05-25 10:00 | 12.28 | 5.28 | 369 | 14.3089 | 97.672 | 5.29 | 369 | 14.336 | 97.857 | 5.43 | 379 | 14.3272 | 97.7964 | 5.41 | 377 | 14.3501 | 97.9531
3467 | 3467 | 2019-05-25 11:00 | 13.54 | 5.51 | 388 | 14.201 | 96.9354 | 5.52 | 388 | 14.2268 | 97.1113 | 5.68 | 399 | 14.2356 | 97.1713 | 5.68 | 399 | 14.2356 | 97.1713
3468 | 3468 | 2019-05-25 12:00 | 14.79 | 3.25 | 228 | 14.2544 | 97.2996 | 3.25 | 228 | 14.2544 | 97.2996 | 3.35 | 235 | 14.2553 | 97.3059 | 3.35 | 235 | 14.2553 | 97.3059
3469 | 3469 | 2019-05-25 13:00 | 14.86 | 4.7 | 332 | 14.1566 | 96.6323 | 4.71 | 332 | 14.1867 | 96.8379 | 4.84 | 341 | 14.1935 | 96.8843 | 4.82 | 340 | 14.1765 | 96.7677
3470 | 3470 | 2019-05-25 14:00 | 14.93 | 3.34 | 235 | 14.2128 | 97.0155 | 3.35 | 236 | 14.1949 | 96.8936 | 3.44 | 242 | 14.2149 | 97.0299 | 3.42 | 241 | 14.1909 | 96.866
3471 | 3471 | 2019-05-25 15:00 | 14.99 | 2.78 | 195 | 14.2564 | 97.3134 | 2.82 | 198 | 14.2424 | 97.2179 | 2.88 | 202 | 14.2574 | 97.3203 | 2.85 | 200 | 14.25 | 97.2696
3472 | 3472 | 2019-05-25 16:00 | 14.77 | 1.78 | 126 | 14.127 | 96.4299 | 1.9 | 134 | 14.1791 | 96.7857 | 1.86 | 131 | 14.1985 | 96.9179 | 1.86 | 131 | 14.1985 | 96.9179
3473 | 3473 | 2019-05-25 17:00 | 14.55 | 1.51 | 107 | 14.1121 | 96.3287 | 2.12 | 148 | 14.3243 | 97.777 | 1.59 | 113 | 14.0708 | 96.0464 | 1.57 | 111 | 14.1441 | 96.5471
3474 | 3474 | 2019-05-25 18:00 | 14.34 | 0.89 | 64 | 13.9062 | 94.9232 | 10.18 | 666 | 15.2853 | 104.3364 | 0.95 | 68 | 13.9706 | 95.3624 | 0.95 | 68 | 13.9706 | 95.3624
3475 | 3475 | 2019-05-25 19:00 | 13.4 | 0 | 0 | 0 | 0 | 0 | 0 | 0 | 0 | 0 | 0 | 0 | 0 | 0 | 0 | 0 | 0
3476 | 3476 | 2019-05-25 20:00 | 12.47 | 0 | 0 | 0 | 0 | 0 | 0 | 0 | 0 | 0 | 0 | 0 | 0 | 0 | 0 | 0 | 0
3477 | 3477 | 2019-05-25 21:00 | 11.54 | 0 | 0 | 0 | 0 | 0 | 0 | 0 | 0 | 0 | 0 | 0 | 0 | 0 | 0 | 0 | 0
3478 | 3478 | 2019-05-25 22:00 | 11.29 | 0 | 0 | 0 | 0 | 0 | 0 | 0 | 0 | 0 | 0 | 0 | 0 | 0 | 0 | 0 | 0
3479 | 3479 | 2019-05-25 23:00 | 11.04 | 0 | 0 | 0 | 0 | 0 | 0 | 0 | 0 | 0 | 0 | 0 | 0 | 0 | 0 | 0 | 0
3480 | 3480 | 2019-05-26 | 10.79 | 0 | 0 | 0 | 0 | 0 | 0 | 0 | 0 | 0 | 0 | 0 | 0 | 0 | 0 | 0 | 0
3481 | 3481 | 2019-05-26 01:00 | 10.32 | 0 | 0 | 0 | 0 | 0 | 0 | 0 | 0 | 0 | 0 | 0 | 0 | 0 | 0 | 0 | 0
3482 | 3482 | 2019-05-26 02:00 | 9.85 | 0 | 0 | 0 | 0 | 0 | 0 | 0 | 0 | 0 | 0 | 0 | 0 | 0 | 0 | 0 | 0
3483 | 3483 | 2019-05-26 03:00 | 9.37 | 0 | 0 | 0 | 0 | 0 | 0 | 0 | 0 | 0 | 0 | 0 | 0 | 0 | 0 | 0 | 0
3484 | 3484 | 2019-05-26 04:00 | 10.07 | 0.19 | 14 | 13.5714 | 92.6377 | 391.03 | 22046 | 17.737 | 121.0717 | 0.24 | 17 | 14.1176 | 96.3662 | 0.24 | 17 | 14.1176 | 96.3662
3485 | 3485 | 2019-05-26 05:00 | 10.77 | 0.93 | 66 | 14.0909 | 96.1837 | 9.38 | 608 | 15.4276 | 105.3081 | 1 | 70 | 14.2857 | 97.5134 | 1 | 70 | 14.2857 | 97.5134
3486 | 3486 | 2019-05-26 06:00 | 11.47 | 1.93 | 135 | 14.2963 | 97.5856 | 2.66 | 184 | 14.4565 | 98.6793 | 2.04 | 142 | 14.3662 | 98.0628 | 1.99 | 139 | 14.3165 | 97.7239
3487 | 3487 | 2019-05-26 07:00 | 12.58 | 1.78 | 125 | 14.24 | 97.2014 | 1.89 | 133 | 14.2105 | 97.0002 | 1.86 | 130 | 14.3077 | 97.6634 | 1.86 | 130 | 14.3077 | 97.6634
3488 | 3488 | 2019-05-26 08:00 | 13.69 | 3.53 | 249 | 14.1767 | 96.7693 | 3.58 | 252 | 14.2063 | 96.9717 | 3.64 | 256 | 14.2188 | 97.0563 | 3.5 | 247 | 14.17 | 96.7238
3489 | 3489 | 2019-05-26 09:00 | 14.8 | 4.3 | 305 | 14.0984 | 96.2345 | 4.31 | 307 | 14.0391 | 95.83 | 4.42 | 314 | 14.0764 | 96.0849 | 4.32 | 307 | 14.0717 | 96.0523
3490 | 3490 | 2019-05-26 10:00 | 15.49 | 3.78 | 269 | 14.052 | 95.9184 | 3.78 | 269 | 14.052 | 95.9184 | 3.89 | 277 | 14.0433 | 95.8588 | 3.89 | 276 | 14.0942 | 96.2062
3491 | 3491 | 2019-05-26 11:00 | 16.18 | 2.29 | 163 | 14.0491 | 95.8982 | 2.29 | 163 | 14.0491 | 95.8982 | 2.36 | 168 | 14.0476 | 95.8882 | 2.36 | 168 | 14.0476 | 95.8882
3492 | 3492 | 2019-05-26 12:00 | 16.87 | 3.2 | 228 | 14.0351 | 95.8026 | 3.2 | 228 | 14.0351 | 95.8026 | 3.29 | 235 | 14 | 95.5631 | 3.29 | 235 | 14 | 95.5631
3493 | 3493 | 2019-05-26 13:00 | 16.94 | 4.63 | 333 | 13.9039 | 94.9072 | 4.63 | 333 | 13.9039 | 94.9072 | 4.76 | 342 | 13.9181 | 95.0043 | 4.74 | 341 | 13.9003 | 94.8825
3494 | 3494 | 2019-05-26 14:00 | 17 | 7.09 | 517 | 13.7137 | 93.6091 | 7.12 | 519 | 13.7187 | 93.6429 | 7.08 | 517 | 13.6944 | 93.4771 | 5.75 | 424 | 13.5613 | 92.5687
3495 | 3495 | 2019-05-26 15:00 | 17.06 | 5.96 | 429 | 13.8928 | 94.8312 | 6.04 | 435 | 13.8851 | 94.7785 | 5.77 | 416 | 13.8702 | 94.6771 | 3.21 | 237 | 13.5443 | 92.4526
3496 | 3496 | 2019-05-26 16:00 | 16.76 | 4.15 | 295 | 14.0678 | 96.0259 | 4.42 | 313 | 14.1214 | 96.3918 | 3.96 | 282 | 14.0426 | 95.8536 | 2.07 | 151 | 13.7086 | 93.5741
3497 | 3497 | 2019-05-26 17:00 | 16.46 | 1.79 | 128 | 13.9844 | 95.4565 | 2.52 | 177 | 14.2373 | 97.1829 | 1.89 | 134 | 14.1045 | 96.2763 | 1.11 | 81 | 13.7037 | 93.5406
3498 | 3498 | 2019-05-26 18:00 | 16.17 | 0.85 | 61 | 13.9344 | 95.1155 | 9.54 | 630 | 15.1429 | 103.3642 | 0.91 | 65 | 14 | 95.5631 | 0.91 | 65 | 14 | 95.5631
3499 | 3499 | 2019-05-26 19:00 | 15.41 | 0.11 | 8 | 13.75 | 93.8567 | 272.53 | 15781 | 17.2695 | 117.8806 | 0.15 | 11 | 13.6364 | 93.081 | 0.15 | 11 | 13.6364 | 93.081
3500 | 3500 | 2019-05-26 20:00 | 14.65 | 0 | 0 | 0 | 0 | 0 | 0 | 0 | 0 | 0 | 0 | 0 | 0 | 0 | 0 | 0 | 0
3501 | 3501 | 2019-05-26 21:00 | 13.9 | 0 | 0 | 0 | 0 | 0 | 0 | 0 | 0 | 0 | 0 | 0 | 0 | 0 | 0 | 0 | 0
3502 | 3502 | 2019-05-26 22:00 | 12.75 | 0 | 0 | 0 | 0 | 0 | 0 | 0 | 0 | 0 | 0 | 0 | 0 | 0 | 0 | 0 | 0
3503 | 3503 | 2019-05-26 23:00 | 11.6 | 0 | 0 | 0 | 0 | 0 | 0 | 0 | 0 | 0 | 0 | 0 | 0 | 0 | 0 | 0 | 0
3504 | 3504 | 2019-05-27 | 10.45 | 0 | 0 | 0 | 0 | 0 | 0 | 0 | 0 | 0 | 0 | 0 | 0 | 0 | 0 | 0 | 0
3505 | 3505 | 2019-05-27 01:00 | 9.79 | 0 | 0 | 0 | 0 | 0 | 0 | 0 | 0 | 0 | 0 | 0 | 0 | 0 | 0 | 0 | 0
3506 | 3506 | 2019-05-27 02:00 | 9.14 | 0 | 0 | 0 | 0 | 0 | 0 | 0 | 0 | 0 | 0 | 0 | 0 | 0 | 0 | 0 | 0
3507 | 3507 | 2019-05-27 03:00 | 8.48 | 0 | 0 | 0 | 0 | 0 | 0 | 0 | 0 | 0 | 0 | 0 | 0 | 0 | 0 | 0 | 0
3508 | 3508 | 2019-05-27 04:00 | 10.08 | 0.31 | 22 | 14.0909 | 96.1837 | 620.93 | 34526 | 17.9844 | 122.7605 | 0.38 | 27 | 14.0741 | 96.0688 | 0.38 | 27 | 14.0741 | 96.0688
3509 | 3509 | 2019-05-27 05:00 | 11.68 | 1.17 | 82 | 14.2683 | 97.3945 | 11.68 | 756 | 15.4497 | 105.4589 | 1.25 | 88 | 14.2045 | 96.9594 | 1.25 | 88 | 14.2045 | 96.9594
3510 | 3510 | 2019-05-27 06:00 | 13.29 | 2.29 | 161 | 14.2236 | 97.0894 | 3.16 | 219 | 14.4292 | 98.493 | 2.41 | 169 | 14.2604 | 97.3403 | 1.71 | 121 | 14.1322 | 96.4657
3511 | 3511 | 2019-05-27 07:00 | 15.17 | 4.68 | 330 | 14.1818 | 96.8042 | 4.97 | 350 | 14.2 | 96.9283 | 4.37 | 309 | 14.1424 | 96.5351 | 1.88 | 137 | 13.7226 | 93.6698
3512 | 3512 | 2019-05-27 08:00 | 17.05 | 7.14 | 517 | 13.8104 | 94.2692 | 7.24 | 524 | 13.8168 | 94.3126 | 6.68 | 485 | 13.7732 | 94.015 | 2.06 | 157 | 13.121 | 89.5633
3513 | 3513 | 2019-05-27 09:00 | 18.93 | 8.39 | 626 | 13.4026 | 91.485 | 8.42 | 628 | 13.4076 | 91.5197 | 8.24 | 616 | 13.3766 | 91.308 | 6.04 | 458 | 13.1878 | 90.0189
3514 | 3514 | 2019-05-27 10:00 | 19.67 | 8.89 | 675 | 13.1704 | 89.9001 | 8.9 | 676 | 13.1657 | 89.8681 | 9 | 684 | 13.1579 | 89.815 | 8.75 | 665 | 13.1579 | 89.815
3515 | 3515 | 2019-05-27 11:00 | 20.41 | 6.98 | 523 | 13.3461 | 91.0995 | 6.98 | 523 | 13.3461 | 91.0995 | 7.19 | 538 | 13.3643 | 91.224 | 7.19 | 538 | 13.3643 | 91.224
3516 | 3516 | 2019-05-27 12:00 | 21.14 | 8.98 | 693 | 12.9582 | 88.4516 | 8.98 | 693 | 12.9582 | 88.4516 | 9.26 | 713 | 12.9874 | 88.651 | 9.25 | 713 | 12.9734 | 88.5553
3517 | 3517 | 2019-05-27 13:00 | 21.02 | 8.92 | 682 | 13.0792 | 89.2777 | 8.93 | 683 | 13.0747 | 89.2469 | 9.02 | 689 | 13.0914 | 89.3613 | 8.73 | 668 | 13.0689 | 89.2073
3518 | 3518 | 2019-05-27 14:00 | 20.9 | 7.87 | 589 | 13.3616 | 91.2057 | 7.9 | 592 | 13.3446 | 91.0894 | 7.75 | 581 | 13.3391 | 91.0517 | 5.7 | 433 | 13.164 | 89.8565
3519 | 3519 | 2019-05-27 15:00 | 20.78 | 5.94 | 434 | 13.6866 | 93.4241 | 6.03 | 441 | 13.6735 | 93.3343 | 5.74 | 421 | 13.6342 | 93.0662 | 3.09 | 233 | 13.2618 | 90.5242
3520 | 3520 | 2019-05-27 16:00 | 20.13 | 3.88 | 280 | 13.8571 | 94.588 | 4.14 | 298 | 13.8926 | 94.8302 | 3.81 | 275 | 13.8545 | 94.5703 | 2.58 | 189 | 13.6508 | 93.1795
3521 | 3521 | 2019-05-27 17:00 | 19.48 | 1.91 | 138 | 13.8406 | 94.4749 | 2.68 | 191 | 14.0314 | 95.7776 | 2.02 | 146 | 13.8356 | 94.4411 | 1.89 | 137 | 13.7956 | 94.1681
3522 | 3522 | 2019-05-27 18:00 | 18.84 | 0.74 | 54 | 13.7037 | 93.5406 | 8.16 | 547 | 14.9177 | 101.8275 | 0.79 | 58 | 13.6207 | 92.974 | 0.79 | 58 | 13.6207 | 92.974
3523 | 3523 | 2019-05-27 19:00 | 17.85 | 0.07 | 5 | 14 | 95.5631 | 154.08 | 9160 | 16.821 | 114.8188 | 0.08 | 6 | 13.3333 | 91.0125 | 0.08 | 6 | 13.3333 | 91.0125
3524 | 3524 | 2019-05-27 20:00 | 16.86 | 0 | 0 | 0 | 0 | 0 | 0 | 0 | 0 | 0 | 0 | 0 | 0 | 0 | 0 | 0 | 0
3525 | 3525 | 2019-05-27 21:00 | 15.88 | 0 | 0 | 0 | 0 | 0 | 0 | 0 | 0 | 0 | 0 | 0 | 0 | 0 | 0 | 0 | 0
3526 | 3526 | 2019-05-27 22:00 | 15.33 | 0 | 0 | 0 | 0 | 0 | 0 | 0 | 0 | 0 | 0 | 0 | 0 | 0 | 0 | 0 | 0
3527 | 3527 | 2019-05-27 23:00 | 14.79 | 0 | 0 | 0 | 0 | 0 | 0 | 0 | 0 | 0 | 0 | 0 | 0 | 0 | 0 | 0 | 0
3528 | 3528 | 2019-05-28 | 14.24 | 0 | 0 | 0 | 0 | 0 | 0 | 0 | 0 | 0 | 0 | 0 | 0 | 0 | 0 | 0 | 0
3529 | 3529 | 2019-05-28 01:00 | 14.01 | 0 | 0 | 0 | 0 | 0 | 0 | 0 | 0 | 0 | 0 | 0 | 0 | 0 | 0 | 0 | 0
3530 | 3530 | 2019-05-28 02:00 | 13.78 | 0 | 0 | 0 | 0 | 0 | 0 | 0 | 0 | 0 | 0 | 0 | 0 | 0 | 0 | 0 | 0
3531 | 3531 | 2019-05-28 03:00 | 13.55 | 0 | 0 | 0 | 0 | 0 | 0 | 0 | 0 | 0 | 0 | 0 | 0 | 0 | 0 | 0 | 0
3532 | 3532 | 2019-05-28 04:00 | 14.31 | 0.04 | 3 | 13.3333 | 91.0125 | 89.78 | 5378 | 16.6939 | 113.9518 | 0.05 | 4 | 12.5 | 85.3242 | 0.05 | 4 | 12.5 | 85.3242
3533 | 3533 | 2019-05-28 05:00 | 15.06 | 0.22 | 16 | 13.75 | 93.8567 | 2.22 | 153 | 14.5098 | 99.043 | 0.24 | 17 | 14.1176 | 96.3662 | 0.24 | 17 | 14.1176 | 96.3662
3534 | 3534 | 2019-05-28 06:00 | 15.82 | 1.43 | 102 | 14.0196 | 95.697 | 1.98 | 140 | 14.1429 | 96.5383 | 1.51 | 108 | 13.9815 | 95.4367 | 1.51 | 108 | 13.9815 | 95.4367
3535 | 3535 | 2019-05-28 07:00 | 17.34 | 2.19 | 156 | 14.0385 | 95.8257 | 2.33 | 166 | 14.0361 | 95.8099 | 2.28 | 163 | 13.9877 | 95.4794 | 2.27 | 162 | 14.0123 | 95.6474
3536 | 3536 | 2019-05-28 08:00 | 18.87 | 2.07 | 149 | 13.8926 | 94.8302 | 2.1 | 151 | 13.9073 | 94.9303 | 2.15 | 154 | 13.961 | 95.2972 | 2.15 | 154 | 13.961 | 95.2972
3537 | 3537 | 2019-05-28 09:00 | 20.4 | 1.79 | 130 | 13.7692 | 93.9879 | 1.8 | 131 | 13.7405 | 93.7915 | 1.85 | 135 | 13.7037 | 93.5406 | 1.85 | 135 | 13.7037 | 93.5406
3538 | 3538 | 2019-05-28 10:00 | 20.41 | 1.71 | 124 | 13.7903 | 94.1319 | 1.71 | 124 | 13.7903 | 94.1319 | 1.76 | 128 | 13.75 | 93.8567 | 1.76 | 128 | 13.75 | 93.8567
3539 | 3539 | 2019-05-28 11:00 | 20.42 | 4.19 | 305 | 13.7377 | 93.7727 | 4.19 | 305 | 13.7377 | 93.7727 | 4.32 | 313 | 13.8019 | 94.211 | 4.32 | 313 | 13.8019 | 94.211
3540 | 3540 | 2019-05-28 12:00 | 20.42 | 8.06 | 603 | 13.3665 | 91.2389 | 8.06 | 603 | 13.3665 | 91.2389 | 8.3 | 621 | 13.3655 | 91.2324 | 8.29 | 620 | 13.371 | 91.2694
3541 | 3541 | 2019-05-28 13:00 | 20.49 | 8.21 | 615 | 13.3496 | 91.1235 | 8.22 | 615 | 13.3659 | 91.2345 | 8.34 | 623 | 13.3868 | 91.3777 | 8.12 | 608 | 13.3553 | 91.1622
3542 | 3542 | 2019-05-28 14:00 | 20.56 | 7.55 | 559 | 13.5063 | 92.1929 | 7.58 | 561 | 13.5116 | 92.2293 | 7.49 | 554 | 13.5199 | 92.2857 | 5.78 | 433 | 13.3487 | 91.1176
3543 | 3543 | 2019-05-28 15:00 | 20.63 | 6.84 | 498 | 13.7349 | 93.7539 | 6.94 | 505 | 13.7426 | 93.806 | 6.33 | 462 | 13.7013 | 93.5242 | 1.57 | 122 | 12.8689 | 87.842
3544 | 3544 | 2019-05-28 16:00 | 19.97 | 4.26 | 305 | 13.9672 | 95.3393 | 4.53 | 324 | 13.9815 | 95.4367 | 3.94 | 283 | 13.9223 | 95.0325 | 1.48 | 111 | 13.3333 | 91.0125
3545 | 3545 | 2019-05-28 17:00 | 19.3 | 2.04 | 147 | 13.8776 | 94.7273 | 2.85 | 203 | 14.0394 | 95.8321 | 2.15 | 155 | 13.871 | 94.6824 | 1.93 | 139 | 13.8849 | 94.7774
3546 | 3546 | 2019-05-28 18:00 | 18.64 | 0.72 | 53 | 13.5849 | 92.7297 | 7.74 | 519 | 14.9133 | 101.7972 | 0.76 | 56 | 13.5714 | 92.6377 | 0.76 | 56 | 13.5714 | 92.6377
3547 | 3547 | 2019-05-28 19:00 | 17.47 | 0.1 | 7 | 14.2857 | 97.5134 | 226.8 | 13294 | 17.0603 | 116.4528 | 0.12 | 9 | 13.3333 | 91.0125 | 0.12 | 9 | 13.3333 | 91.0125
3548 | 3548 | 2019-05-28 20:00 | 16.3 | 0 | 0 | 0 | 0 | 0 | 0 | 0 | 0 | 0 | 0 | 0 | 0 | 0 | 0 | 0 | 0
3549 | 3549 | 2019-05-28 21:00 | 15.14 | 0 | 0 | 0 | 0 | 0 | 0 | 0 | 0 | 0 | 0 | 0 | 0 | 0 | 0 | 0 | 0
3550 | 3550 | 2019-05-28 22:00 | 14.5 | 0 | 0 | 0 | 0 | 0 | 0 | 0 | 0 | 0 | 0 | 0 | 0 | 0 | 0 | 0 | 0
3551 | 3551 | 2019-05-28 23:00 | 13.86 | 0 | 0 | 0 | 0 | 0 | 0 | 0 | 0 | 0 | 0 | 0 | 0 | 0 | 0 | 0 | 0
3552 | 3552 | 2019-05-29 | 13.22 | 0 | 0 | 0 | 0 | 0 | 0 | 0 | 0 | 0 | 0 | 0 | 0 | 0 | 0 | 0 | 0
3553 | 3553 | 2019-05-29 01:00 | 13.39 | 0 | 0 | 0 | 0 | 0 | 0 | 0 | 0 | 0 | 0 | 0 | 0 | 0 | 0 | 0 | 0
3554 | 3554 | 2019-05-29 02:00 | 13.56 | 0 | 0 | 0 | 0 | 0 | 0 | 0 | 0 | 0 | 0 | 0 | 0 | 0 | 0 | 0 | 0
3555 | 3555 | 2019-05-29 03:00 | 13.72 | 0 | 0 | 0 | 0 | 0 | 0 | 0 | 0 | 0 | 0 | 0 | 0 | 0 | 0 | 0 | 0
3556 | 3556 | 2019-05-29 04:00 | 14.64 | 0.11 | 8 | 13.75 | 93.8567 | 229.04 | 13310 | 17.2081 | 117.4615 | 0.13 | 10 | 13 | 88.7372 | 0.13 | 10 | 13 | 88.7372
3557 | 3557 | 2019-05-29 05:00 | 15.56 | 1.1 | 79 | 13.9241 | 95.0447 | 10.94 | 720 | 15.1944 | 103.7163 | 1.17 | 84 | 13.9286 | 95.0756 | 1.17 | 84 | 13.9286 | 95.0756
3558 | 3558 | 2019-05-29 06:00 | 16.48 | 2.19 | 156 | 14.0385 | 95.8257 | 3.03 | 213 | 14.2254 | 97.1014 | 2.31 | 165 | 14 | 95.5631 | 2.19 | 156 | 14.0385 | 95.8257
3559 | 3559 | 2019-05-29 07:00 | 17.96 | 3.26 | 234 | 13.9316 | 95.0964 | 3.47 | 248 | 13.9919 | 95.5081 | 3.35 | 240 | 13.9583 | 95.2787 | 3.08 | 221 | 13.9367 | 95.1307
3560 | 3560 | 2019-05-29 08:00 | 19.45 | 3.96 | 287 | 13.7979 | 94.1837 | 4.02 | 291 | 13.8144 | 94.2965 | 4.06 | 294 | 13.8095 | 94.263 | 3.75 | 272 | 13.7868 | 94.1076
3561 | 3561 | 2019-05-29 09:00 | 20.93 | 8.56 | 645 | 13.2713 | 90.5892 | 8.59 | 647 | 13.2767 | 90.6257 | 8.38 | 632 | 13.2595 | 90.5085 | 5.92 | 454 | 13.0396 | 89.0078
3562 | 3562 | 2019-05-29 10:00 | 21.77 | 10.51 | 821 | 12.8015 | 87.382 | 10.52 | 821 | 12.8136 | 87.4651 | 10.53 | 822 | 12.8102 | 87.4418 | 10.04 | 786 | 12.7735 | 87.1914
3563 | 3563 | 2019-05-29 11:00 | 22.61 | 10.9 | 868 | 12.5576 | 85.7174 | 10.91 | 868 | 12.5691 | 85.7961 | 11.24 | 893 | 12.5868 | 85.9166 | 11.22 | 892 | 12.5785 | 85.8599
3564 | 3564 | 2019-05-29 12:00 | 23.44 | 10.69 | 853 | 12.5322 | 85.5443 | 10.69 | 853 | 12.5322 | 85.5443 | 11.01 | 878 | 12.5399 | 85.5963 | 11 | 876 | 12.5571 | 85.7138
3565 | 3565 | 2019-05-29 13:00 | 22.7 | 9.15 | 707 | 12.942 | 88.3414 | 9.16 | 708 | 12.9379 | 88.313 | 9.24 | 713 | 12.9593 | 88.4596 | 8.91 | 689 | 12.9318 | 88.2716
3566 | 3566 | 2019-05-29 14:00 | 21.96 | 6.51 | 485 | 13.4227 | 91.6224 | 6.53 | 487 | 13.4086 | 91.5264 | 6.54 | 487 | 13.4292 | 91.6666 | 5.53 | 415 | 13.3253 | 90.9577
3567 | 3567 | 2019-05-29 15:00 | 21.21 | 5.68 | 417 | 13.6211 | 92.9768 | 5.76 | 422 | 13.6493 | 93.1692 | 5.55 | 407 | 13.6364 | 93.081 | 3.38 | 254 | 13.3071 | 90.8334
3568 | 3568 | 2019-05-29 16:00 | 20.7 | 2.76 | 200 | 13.8 | 94.198 | 2.94 | 212 | 13.8679 | 94.6616 | 2.85 | 206 | 13.835 | 94.4365 | 2.69 | 195 | 13.7949 | 94.1629
3569 | 3569 | 2019-05-29 17:00 | 20.19 | 1.55 | 112 | 13.8393 | 94.4661 | 2.15 | 155 | 13.871 | 94.6824 | 1.63 | 118 | 13.8136 | 94.2905 | 1.61 | 117 | 13.7607 | 93.9296
3570 | 3570 | 2019-05-29 18:00 | 19.68 | 0.61 | 45 | 13.5556 | 92.5294 | 6.52 | 441 | 14.7846 | 100.9186 | 0.66 | 48 | 13.75 | 93.8567 | 0.66 | 48 | 13.75 | 93.8567
3571 | 3571 | 2019-05-29 19:00 | 18.55 | 0.08 | 6 | 13.3333 | 91.0125 | 168.4 | 10003 | 16.8349 | 114.9143 | 0.09 | 7 | 12.8571 | 87.7621 | 0.09 | 7 | 12.8571 | 87.7621
3572 | 3572 | 2019-05-29 20:00 | 17.43 | 0 | 0 | 0 | 0 | 0 | 0 | 0 | 0 | 0 | 0 | 0 | 0 | 0 | 0 | 0 | 0
3573 | 3573 | 2019-05-29 21:00 | 16.31 | 0 | 0 | 0 | 0 | 0 | 0 | 0 | 0 | 0 | 0 | 0 | 0 | 0 | 0 | 0 | 0
3574 | 3574 | 2019-05-29 22:00 | 15.71 | 0 | 0 | 0 | 0 | 0 | 0 | 0 | 0 | 0 | 0 | 0 | 0 | 0 | 0 | 0 | 0
3575 | 3575 | 2019-05-29 23:00 | 15.11 | 0 | 0 | 0 | 0 | 0 | 0 | 0 | 0 | 0 | 0 | 0 | 0 | 0 | 0 | 0 | 0
3576 | 3576 | 2019-05-30 | 14.51 | 0 | 0 | 0 | 0 | 0 | 0 | 0 | 0 | 0 | 0 | 0 | 0 | 0 | 0 | 0 | 0
3577 | 3577 | 2019-05-30 01:00 | 14.23 | 0 | 0 | 0 | 0 | 0 | 0 | 0 | 0 | 0 | 0 | 0 | 0 | 0 | 0 | 0 | 0
3578 | 3578 | 2019-05-30 02:00 | 13.96 | 0 | 0 | 0 | 0 | 0 | 0 | 0 | 0 | 0 | 0 | 0 | 0 | 0 | 0 | 0 | 0
3579 | 3579 | 2019-05-30 03:00 | 13.68 | 0 | 0 | 0 | 0 | 0 | 0 | 0 | 0 | 0 | 0 | 0 | 0 | 0 | 0 | 0 | 0
3580 | 3580 | 2019-05-30 04:00 | 14.69 | 0.04 | 3 | 13.3333 | 91.0125 | 87.93 | 5277 | 16.6629 | 113.7398 | 0.05 | 4 | 12.5 | 85.3242 | 0.05 | 4 | 12.5 | 85.3242
3581 | 3581 | 2019-05-30 05:00 | 15.69 | 0.43 | 31 | 13.871 | 94.6824 | 4.27 | 288 | 14.8264 | 101.204 | 0.46 | 33 | 13.9394 | 95.1494 | 0.46 | 33 | 13.9394 | 95.1494
3582 | 3582 | 2019-05-30 06:00 | 16.7 | 0.77 | 56 | 13.75 | 93.8567 | 1.07 | 77 | 13.8961 | 94.854 | 0.82 | 59 | 13.8983 | 94.869 | 0.82 | 59 | 13.8983 | 94.869
3583 | 3583 | 2019-05-30 07:00 | 17.86 | 3.14 | 225 | 13.9556 | 95.2598 | 3.34 | 238 | 14.0336 | 95.7926 | 3.24 | 231 | 14.026 | 95.7404 | 3.03 | 217 | 13.9631 | 95.3115
3584 | 3584 | 2019-05-30 08:00 | 19.03 | 1.77 | 128 | 13.8281 | 94.3899 | 1.8 | 129 | 13.9535 | 95.2457 | 1.84 | 132 | 13.9394 | 95.1494 | 1.84 | 132 | 13.9394 | 95.1494
3585 | 3585 | 2019-05-30 09:00 | 20.2 | 4.88 | 354 | 13.7853 | 94.0977 | 4.9 | 356 | 13.764 | 93.9525 | 5 | 363 | 13.7741 | 94.0212 | 4.77 | 347 | 13.7464 | 93.8321
3586 | 3586 | 2019-05-30 10:00 | 20.48 | 1.93 | 140 | 13.7857 | 94.1004 | 1.93 | 140 | 13.7857 | 94.1004 | 1.99 | 144 | 13.8194 | 94.3307 | 1.99 | 144 | 13.8194 | 94.3307
3587 | 3587 | 2019-05-30 11:00 | 20.76 | 1.95 | 142 | 13.7324 | 93.7365 | 1.95 | 142 | 13.7324 | 93.7365 | 2.01 | 146 | 13.7671 | 93.9735 | 2.01 | 146 | 13.7671 | 93.9735
3588 | 3588 | 2019-05-30 12:00 | 21.03 | 3.41 | 247 | 13.8057 | 94.2366 | 3.41 | 247 | 13.8057 | 94.2366 | 3.51 | 254 | 13.8189 | 94.3269 | 3.51 | 254 | 13.8189 | 94.3269
3589 | 3589 | 2019-05-30 13:00 | 20.39 | 1.99 | 144 | 13.8194 | 94.3307 | 2 | 145 | 13.7931 | 94.1509 | 2.06 | 149 | 13.8255 | 94.372 | 2.06 | 149 | 13.8255 | 94.372
3590 | 3590 | 2019-05-30 14:00 | 19.75 | 4.33 | 313 | 13.8339 | 94.4291 | 4.34 | 314 | 13.8217 | 94.3458 | 4.45 | 321 | 13.8629 | 94.6275 | 4.31 | 311 | 13.8585 | 94.5974
3591 | 3591 | 2019-05-30 15:00 | 19.1 | 1.47 | 106 | 13.8679 | 94.6616 | 1.49 | 108 | 13.7963 | 94.1727 | 1.53 | 110 | 13.9091 | 94.9426 | 1.53 | 110 | 13.9091 | 94.9426
3592 | 3592 | 2019-05-30 16:00 | 18.77 | 1.27 | 92 | 13.8043 | 94.2276 | 1.36 | 98 | 13.8776 | 94.7273 | 1.33 | 96 | 13.8542 | 94.5677 | 1.33 | 96 | 13.8542 | 94.5677
3593 | 3593 | 2019-05-30 17:00 | 18.44 | 0.75 | 55 | 13.6364 | 93.081 | 1.05 | 76 | 13.8158 | 94.3057 | 0.8 | 58 | 13.7931 | 94.1509 | 0.8 | 58 | 13.7931 | 94.1509
3594 | 3594 | 2019-05-30 18:00 | 18.11 | 0.94 | 69 | 13.6232 | 92.991 | 9.78 | 651 | 15.023 | 102.5464 | 1.01 | 73 | 13.8356 | 94.4411 | 1.01 | 73 | 13.8356 | 94.4411
3595 | 3595 | 2019-05-30 19:00 | 17.4 | 0.11 | 8 | 13.75 | 93.8567 | 236.25 | 13827 | 17.0861 | 116.6289 | 0.13 | 10 | 13 | 88.7372 | 0.13 | 10 | 13 | 88.7372
3596 | 3596 | 2019-05-30 20:00 | 16.69 | 0 | 0 | 0 | 0 | 0 | 0 | 0 | 0 | 0 | 0 | 0 | 0 | 0 | 0 | 0 | 0
3597 | 3597 | 2019-05-30 21:00 | 15.98 | 0 | 0 | 0 | 0 | 0 | 0 | 0 | 0 | 0 | 0 | 0 | 0 | 0 | 0 | 0 | 0
3598 | 3598 | 2019-05-30 22:00 | 15.49 | 0 | 0 | 0 | 0 | 0 | 0 | 0 | 0 | 0 | 0 | 0 | 0 | 0 | 0 | 0 | 0
3599 | 3599 | 2019-05-30 23:00 | 15 | 0 | 0 | 0 | 0 | 0 | 0 | 0 | 0 | 0 | 0 | 0 | 0 | 0 | 0 | 0 | 0
3600 | 3600 | 2019-05-31 | 14.51 | 0 | 0 | 0 | 0 | 0 | 0 | 0 | 0 | 0 | 0 | 0 | 0 | 0 | 0 | 0 | 0
3601 | 3601 | 2019-05-31 01:00 | 15.06 | 0 | 0 | 0 | 0 | 0 | 0 | 0 | 0 | 0 | 0 | 0 | 0 | 0 | 0 | 0 | 0
3602 | 3602 | 2019-05-31 02:00 | 15.62 | 0 | 0 | 0 | 0 | 0 | 0 | 0 | 0 | 0 | 0 | 0 | 0 | 0 | 0 | 0 | 0
3603 | 3603 | 2019-05-31 03:00 | 16.17 | 0 | 0 | 0 | 0 | 0 | 0 | 0 | 0 | 0 | 0 | 0 | 0 | 0 | 0 | 0 | 0
3604 | 3604 | 2019-05-31 04:00 | 16.11 | 0.17 | 13 | 13.0769 | 89.2623 | 341.1 | 19648 | 17.3605 | 118.502 | 0.2 | 15 | 13.3333 | 91.0125 | 0.2 | 15 | 13.3333 | 91.0125
3605 | 3605 | 2019-05-31 05:00 | 16.05 | 0.51 | 38 | 13.4211 | 91.6113 | 5.12 | 344 | 14.8837 | 101.5954 | 0.55 | 40 | 13.75 | 93.8567 | 0.55 | 40 | 13.75 | 93.8567
3606 | 3606 | 2019-05-31 06:00 | 15.99 | 1.25 | 90 | 13.8889 | 94.8047 | 1.73 | 123 | 14.065 | 96.0071 | 1.32 | 94 | 14.0426 | 95.8536 | 1.32 | 94 | 14.0426 | 95.8536
3607 | 3607 | 2019-05-31 07:00 | 16.24 | 0.79 | 57 | 13.8596 | 94.6051 | 0.84 | 60 | 14 | 95.5631 | 0.82 | 59 | 13.8983 | 94.869 | 0.82 | 59 | 13.8983 | 94.869
3608 | 3608 | 2019-05-31 08:00 | 16.5 | 0.7 | 51 | 13.7255 | 93.6894 | 0.71 | 51 | 13.9216 | 95.0278 | 0.73 | 53 | 13.7736 | 94.0176 | 0.73 | 53 | 13.7736 | 94.0176
3609 | 3609 | 2019-05-31 09:00 | 16.75 | 1.41 | 101 | 13.9604 | 95.2928 | 1.42 | 102 | 13.9216 | 95.0278 | 1.46 | 104 | 14.0385 | 95.8257 | 1.46 | 104 | 14.0385 | 95.8257
3610 | 3610 | 2019-05-31 10:00 | 17.07 | 1.6 | 114 | 14.0351 | 95.8026 | 1.6 | 115 | 13.913 | 94.9696 | 1.65 | 118 | 13.9831 | 95.4474 | 1.65 | 118 | 13.9831 | 95.4474
3611 | 3611 | 2019-05-31 11:00 | 17.38 | 1.7 | 121 | 14.0496 | 95.9016 | 1.7 | 122 | 13.9344 | 95.1155 | 1.75 | 125 | 14 | 95.5631 | 1.75 | 125 | 14 | 95.5631
3612 | 3612 | 2019-05-31 12:00 | 17.69 | 6.15 | 443 | 13.8826 | 94.7619 | 6.15 | 443 | 13.8826 | 94.7619 | 6.33 | 455 | 13.9121 | 94.9631 | 6.33 | 455 | 13.9121 | 94.9631
3613 | 3613 | 2019-05-31 13:00 | 18.2 | 2.48 | 177 | 14.0113 | 95.6403 | 2.48 | 177 | 14.0113 | 95.6403 | 2.55 | 182 | 14.011 | 95.6382 | 2.55 | 182 | 14.011 | 95.6382
3614 | 3614 | 2019-05-31 14:00 | 18.71 | 0.79 | 58 | 13.6207 | 92.974 | 0.79 | 58 | 13.6207 | 92.974 | 0.82 | 60 | 13.6667 | 93.2878 | 0.82 | 60 | 13.6667 | 93.2878
3615 | 3615 | 2019-05-31 15:00 | 19.22 | 0.89 | 65 | 13.6923 | 93.4629 | 0.9 | 66 | 13.6364 | 93.081 | 0.92 | 67 | 13.7313 | 93.7293 | 0.92 | 67 | 13.7313 | 93.7293
3616 | 3616 | 2019-05-31 16:00 | 18.76 | 2.79 | 200 | 13.95 | 95.2218 | 2.97 | 213 | 13.9437 | 95.1786 | 2.88 | 207 | 13.913 | 94.9696 | 2.73 | 196 | 13.9286 | 95.0756
3617 | 3617 | 2019-05-31 17:00 | 18.3 | 2.01 | 144 | 13.9583 | 95.2787 | 2.79 | 198 | 14.0909 | 96.1837 | 2.12 | 152 | 13.9474 | 95.2039 | 1.98 | 142 | 13.9437 | 95.1786
3618 | 3618 | 2019-05-31 18:00 | 17.85 | 0.75 | 55 | 13.6364 | 93.081 | 7.64 | 511 | 14.9511 | 102.0551 | 0.8 | 58 | 13.7931 | 94.1509 | 0.8 | 58 | 13.7931 | 94.1509
3619 | 3619 | 2019-05-31 19:00 | 17.32 | 0.18 | 14 | 12.8571 | 87.7621 | 371.28 | 21408 | 17.343 | 118.3826 | 0.21 | 16 | 13.125 | 89.5904 | 0.21 | 16 | 13.125 | 89.5904
3620 | 3620 | 2019-05-31 20:00 | 16.79 | 0 | 0 | 0 | 0 | 0 | 0 | 0 | 0 | 0 | 0 | 0 | 0 | 0 | 0 | 0 | 0
3621 | 3621 | 2019-05-31 21:00 | 16.27 | 0 | 0 | 0 | 0 | 0 | 0 | 0 | 0 | 0 | 0 | 0 | 0 | 0 | 0 | 0 | 0
3622 | 3622 | 2019-05-31 22:00 | 15.98 | 0 | 0 | 0 | 0 | 0 | 0 | 0 | 0 | 0 | 0 | 0 | 0 | 0 | 0 | 0 | 0
3623 | 3623 | 2019-05-31 23:00 | 15.7 | 0 | 0 | 0 | 0 | 0 | 0 | 0 | 0 | 0 | 0 | 0 | 0 | 0 | 0 | 0 | 0
3624 | 3624 | 2019-06-01 | 15.42 | 0 | 0 | 0 | 0 | 0 | 0 | 0 | 0 | 0 | 0 | 0 | 0 | 0 | 0 | 0 | 0
3625 | 3625 | 2019-06-01 01:00 | 15.08 | 0 | 0 | 0 | 0 | 0 | 0 | 0 | 0 | 0 | 0 | 0 | 0 | 0 | 0 | 0 | 0
3626 | 3626 | 2019-06-01 02:00 | 14.74 | 0 | 0 | 0 | 0 | 0 | 0 | 0 | 0 | 0 | 0 | 0 | 0 | 0 | 0 | 0 | 0
3627 | 3627 | 2019-06-01 03:00 | 14.39 | 0 | 0 | 0 | 0 | 0 | 0 | 0 | 0 | 0 | 0 | 0 | 0 | 0 | 0 | 0 | 0
3628 | 3628 | 2019-06-01 04:00 | 14.54 | 0.3 | 22 | 13.6364 | 93.081 | 596.22 | 33598 | 17.7457 | 121.1311 | 0.35 | 25 | 14 | 95.5631 | 0.35 | 25 | 14 | 95.5631
3629 | 3629 | 2019-06-01 05:00 | 14.69 | 0.74 | 53 | 13.9623 | 95.3056 | 7.38 | 488 | 15.123 | 103.2283 | 0.79 | 57 | 13.8596 | 94.6051 | 0.79 | 57 | 13.8596 | 94.6051
3630 | 3630 | 2019-06-01 06:00 | 14.85 | 2.08 | 146 | 14.2466 | 97.2462 | 2.88 | 200 | 14.4 | 98.2935 | 2.18 | 153 | 14.2484 | 97.2585 | 1.15 | 83 | 13.8554 | 94.5763
3631 | 3631 | 2019-06-01 07:00 | 15.42 | 3.87 | 272 | 14.2279 | 97.1191 | 4.12 | 289 | 14.2561 | 97.311 | 3.92 | 275 | 14.2545 | 97.3007 | 3.28 | 232 | 14.1379 | 96.5046
3632 | 3632 | 2019-06-01 08:00 | 15.99 | 5.7 | 404 | 14.1089 | 96.3066 | 5.78 | 409 | 14.132 | 96.4644 | 5.66 | 401 | 14.1147 | 96.3462 | 4.05 | 291 | 13.9175 | 95.0002
3633 | 3633 | 2019-06-01 09:00 | 16.56 | 5.46 | 388 | 14.0722 | 96.0557 | 5.48 | 390 | 14.0513 | 95.9132 | 5.57 | 396 | 14.0657 | 96.0113 | 5.21 | 371 | 14.0431 | 95.8575
3634 | 3634 | 2019-06-01 10:00 | 17.17 | 3.02 | 214 | 14.1121 | 96.3287 | 3.02 | 214 | 14.1121 | 96.3287 | 3.11 | 221 | 14.0724 | 96.0573 | 3.11 | 221 | 14.0724 | 96.0573
3635 | 3635 | 2019-06-01 11:00 | 17.78 | 2.21 | 158 | 13.9873 | 95.4767 | 2.21 | 158 | 13.9873 | 95.4767 | 2.28 | 162 | 14.0741 | 96.0688 | 2.28 | 162 | 14.0741 | 96.0688
3636 | 3636 | 2019-06-01 12:00 | 18.38 | 5.9 | 425 | 13.8824 | 94.7601 | 5.9 | 425 | 13.8824 | 94.7601 | 6.07 | 437 | 13.8902 | 94.8134 | 6.07 | 437 | 13.8902 | 94.8134
3637 | 3637 | 2019-06-01 13:00 | 18.16 | 3.1 | 221 | 14.0271 | 95.7485 | 3.1 | 222 | 13.964 | 95.3172 | 3.19 | 228 | 13.9912 | 95.5033 | 3.19 | 228 | 13.9912 | 95.5033
3638 | 3638 | 2019-06-01 14:00 | 17.93 | 4.78 | 343 | 13.9359 | 95.1253 | 4.8 | 344 | 13.9535 | 95.2457 | 4.89 | 351 | 13.9316 | 95.0964 | 4.67 | 335 | 13.9403 | 95.1556
3639 | 3639 | 2019-06-01 15:00 | 17.7 | 5.53 | 397 | 13.9295 | 95.0817 | 5.61 | 402 | 13.9552 | 95.2575 | 5.46 | 392 | 13.9286 | 95.0756 | 3.71 | 271 | 13.69 | 93.4474
3640 | 3640 | 2019-06-01 16:00 | 17.49 | 4.27 | 303 | 14.0924 | 96.1939 | 4.54 | 322 | 14.0994 | 96.2415 | 4.06 | 289 | 14.0484 | 95.8938 | 2.13 | 156 | 13.6538 | 93.2003
3641 | 3641 | 2019-06-01 17:00 | 17.28 | 1.36 | 98 | 13.8776 | 94.7273 | 1.88 | 134 | 14.0299 | 95.7669 | 1.44 | 103 | 13.9806 | 95.4306 | 1.43 | 103 | 13.8835 | 94.7679
3642 | 3642 | 2019-06-01 18:00 | 17.07 | 0.85 | 62 | 13.7097 | 93.5814 | 8.47 | 564 | 15.0177 | 102.5101 | 0.91 | 66 | 13.7879 | 94.1152 | 0.91 | 66 | 13.7879 | 94.1152
3643 | 3643 | 2019-06-01 19:00 | 16.08 | 0.2 | 15 | 13.3333 | 91.0125 | 383.51 | 22014 | 17.4212 | 118.9159 | 0.22 | 16 | 13.75 | 93.8567 | 0.22 | 16 | 13.75 | 93.8567
3644 | 3644 | 2019-06-01 20:00 | 15.09 | 0 | 0 | 0 | 0 | 0 | 0 | 0 | 0 | 0 | 0 | 0 | 0 | 0 | 0 | 0 | 0
3645 | 3645 | 2019-06-01 21:00 | 14.1 | 0 | 0 | 0 | 0 | 0 | 0 | 0 | 0 | 0 | 0 | 0 | 0 | 0 | 0 | 0 | 0
3646 | 3646 | 2019-06-01 22:00 | 13.4 | 0 | 0 | 0 | 0 | 0 | 0 | 0 | 0 | 0 | 0 | 0 | 0 | 0 | 0 | 0 | 0
3647 | 3647 | 2019-06-01 23:00 | 12.7 | 0 | 0 | 0 | 0 | 0 | 0 | 0 | 0 | 0 | 0 | 0 | 0 | 0 | 0 | 0 | 0
3648 | 3648 | 2019-06-02 | 12 | 0 | 0 | 0 | 0 | 0 | 0 | 0 | 0 | 0 | 0 | 0 | 0 | 0 | 0 | 0 | 0
3649 | 3649 | 2019-06-02 01:00 | 11.94 | 0 | 0 | 0 | 0 | 0 | 0 | 0 | 0 | 0 | 0 | 0 | 0 | 0 | 0 | 0 | 0
3650 | 3650 | 2019-06-02 02:00 | 11.88 | 0 | 0 | 0 | 0 | 0 | 0 | 0 | 0 | 0 | 0 | 0 | 0 | 0 | 0 | 0 | 0
3651 | 3651 | 2019-06-02 03:00 | 11.82 | 0 | 0 | 0 | 0 | 0 | 0 | 0 | 0 | 0 | 0 | 0 | 0 | 0 | 0 | 0 | 0
3652 | 3652 | 2019-06-02 04:00 | 12.81 | 0.06 | 4 | 15 | 102.3891 | 109.44 | 6481 | 16.8863 | 115.2647 | 0.06 | 4 | 15 | 102.3891 | 0.06 | 4 | 15 | 102.3891
3653 | 3653 | 2019-06-02 05:00 | 13.8 | 0.39 | 29 | 13.4483 | 91.7971 | 3.93 | 264 | 14.8864 | 101.6134 | 0.42 | 31 | 13.5484 | 92.4805 | 0.42 | 31 | 13.5484 | 92.4805
3654 | 3654 | 2019-06-02 06:00 | 14.79 | 2.37 | 168 | 14.1071 | 96.2945 | 3.29 | 229 | 14.3668 | 98.067 | 2.5 | 176 | 14.2045 | 96.9594 | 2.25 | 159 | 14.1509 | 96.5935
3655 | 3655 | 2019-06-02 07:00 | 15.85 | 0.9 | 65 | 13.8462 | 94.513 | 0.96 | 69 | 13.913 | 94.9696 | 0.94 | 68 | 13.8235 | 94.3586 | 0.94 | 68 | 13.8235 | 94.3586
3656 | 3656 | 2019-06-02 08:00 | 16.91 | 1.99 | 142 | 14.0141 | 95.6593 | 2.02 | 144 | 14.0278 | 95.7527 | 2.06 | 147 | 14.0136 | 95.656 | 2.06 | 147 | 14.0136 | 95.656
3657 | 3657 | 2019-06-02 09:00 | 17.97 | 2.71 | 194 | 13.9691 | 95.352 | 2.72 | 195 | 13.9487 | 95.2131 | 2.8 | 200 | 14 | 95.5631 | 2.8 | 200 | 14 | 95.5631
3658 | 3658 | 2019-06-02 10:00 | 18.23 | 1.98 | 142 | 13.9437 | 95.1786 | 1.98 | 142 | 13.9437 | 95.1786 | 2.04 | 146 | 13.9726 | 95.3761 | 2.04 | 146 | 13.9726 | 95.3761
3659 | 3659 | 2019-06-02 11:00 | 18.5 | 1.59 | 114 | 13.9474 | 95.2039 | 1.59 | 114 | 13.9474 | 95.2039 | 1.63 | 118 | 13.8136 | 94.2905 | 1.63 | 118 | 13.8136 | 94.2905
3660 | 3660 | 2019-06-02 12:00 | 18.76 | 4.97 | 359 | 13.844 | 94.4984 | 4.97 | 359 | 13.844 | 94.4984 | 5.12 | 369 | 13.8753 | 94.7122 | 5.12 | 369 | 13.8753 | 94.7122
3661 | 3661 | 2019-06-02 13:00 | 18.47 | 4.94 | 356 | 13.8764 | 94.7195 | 4.95 | 356 | 13.9045 | 94.9112 | 5.08 | 365 | 13.9178 | 95.0021 | 5.06 | 364 | 13.9011 | 94.888
3662 | 3662 | 2019-06-02 14:00 | 18.18 | 4.19 | 300 | 13.9667 | 95.3356 | 4.2 | 301 | 13.9535 | 95.2457 | 4.3 | 308 | 13.961 | 95.2972 | 4.19 | 300 | 13.9667 | 95.3356
3663 | 3663 | 2019-06-02 15:00 | 17.89 | 6.23 | 447 | 13.9374 | 95.1356 | 6.32 | 453 | 13.9514 | 95.2316 | 5.98 | 430 | 13.907 | 94.9282 | 2.99 | 221 | 13.5294 | 92.3509
3664 | 3664 | 2019-06-02 16:00 | 17.55 | 0.49 | 36 | 13.6111 | 92.9086 | 0.52 | 38 | 13.6842 | 93.4076 | 0.51 | 37 | 13.7838 | 94.0873 | 0.51 | 37 | 13.7838 | 94.0873
3665 | 3665 | 2019-06-02 17:00 | 17.21 | 0.34 | 25 | 13.6 | 92.8328 | 0.47 | 34 | 13.8235 | 94.3586 | 0.36 | 26 | 13.8462 | 94.513 | 0.36 | 26 | 13.8462 | 94.513
3666 | 3666 | 2019-06-02 18:00 | 16.86 | 0.21 | 15 | 14 | 95.5631 | 2.02 | 141 | 14.3262 | 97.79 | 0.22 | 16 | 13.75 | 93.8567 | 0.22 | 16 | 13.75 | 93.8567
3667 | 3667 | 2019-06-02 19:00 | 16.84 | 0.03 | 2 | 15 | 102.3891 | 61.45 | 3760 | 16.3431 | 111.5569 | 0.04 | 2 | 20 | 136.5188 | 0.04 | 2 | 20 | 136.5188
3668 | 3668 | 2019-06-02 20:00 | 16.82 | 0 | 0 | 0 | 0 | 0 | 0 | 0 | 0 | 0 | 0 | 0 | 0 | 0 | 0 | 0 | 0
3669 | 3669 | 2019-06-02 21:00 | 16.79 | 0 | 0 | 0 | 0 | 0 | 0 | 0 | 0 | 0 | 0 | 0 | 0 | 0 | 0 | 0 | 0
3670 | 3670 | 2019-06-02 22:00 | 16.94 | 0 | 0 | 0 | 0 | 0 | 0 | 0 | 0 | 0 | 0 | 0 | 0 | 0 | 0 | 0 | 0
3671 | 3671 | 2019-06-02 23:00 | 17.08 | 0 | 0 | 0 | 0 | 0 | 0 | 0 | 0 | 0 | 0 | 0 | 0 | 0 | 0 | 0 | 0
3672 | 3672 | 2019-06-03 | 17.22 | 0 | 0 | 0 | 0 | 0 | 0 | 0 | 0 | 0 | 0 | 0 | 0 | 0 | 0 | 0 | 0
3673 | 3673 | 2019-06-03 01:00 | 16.84 | 0 | 0 | 0 | 0 | 0 | 0 | 0 | 0 | 0 | 0 | 0 | 0 | 0 | 0 | 0 | 0
3674 | 3674 | 2019-06-03 02:00 | 16.46 | 0 | 0 | 0 | 0 | 0 | 0 | 0 | 0 | 0 | 0 | 0 | 0 | 0 | 0 | 0 | 0
3675 | 3675 | 2019-06-03 03:00 | 16.07 | 0 | 0 | 0 | 0 | 0 | 0 | 0 | 0 | 0 | 0 | 0 | 0 | 0 | 0 | 0 | 0
3676 | 3676 | 2019-06-03 04:00 | 16.19 | 0.07 | 5 | 14 | 95.5631 | 130.34 | 7754 | 16.8094 | 114.7399 | 0.07 | 5 | 14 | 95.5631 | 0.07 | 5 | 14 | 95.5631
3677 | 3677 | 2019-06-03 05:00 | 16.31 | 0.75 | 54 | 13.8889 | 94.8047 | 7.48 | 498 | 15.0201 | 102.5261 | 0.8 | 58 | 13.7931 | 94.1509 | 0.8 | 58 | 13.7931 | 94.1509
3678 | 3678 | 2019-06-03 06:00 | 16.44 | 0.99 | 71 | 13.9437 | 95.1786 | 1.37 | 97 | 14.1237 | 96.4076 | 1.04 | 75 | 13.8667 | 94.653 | 1.04 | 75 | 13.8667 | 94.653
3679 | 3679 | 2019-06-03 07:00 | 16.73 | 3.31 | 234 | 14.1453 | 96.5549 | 3.52 | 249 | 14.1365 | 96.4952 | 3.4 | 240 | 14.1667 | 96.7008 | 3.12 | 221 | 14.1176 | 96.3662
3680 | 3680 | 2019-06-03 08:00 | 17.03 | 5.37 | 383 | 14.0209 | 95.7057 | 5.45 | 388 | 14.0464 | 95.8798 | 5.37 | 382 | 14.0576 | 95.9563 | 4.06 | 292 | 13.9041 | 94.9086
3681 | 3681 | 2019-06-03 09:00 | 17.33 | 5.95 | 426 | 13.9671 | 95.3388 | 5.97 | 428 | 13.9486 | 95.2123 | 6.04 | 432 | 13.9815 | 95.4367 | 5.46 | 393 | 13.8931 | 94.8337
3682 | 3682 | 2019-06-03 10:00 | 17.66 | 4.54 | 324 | 14.0123 | 95.6474 | 4.54 | 324 | 14.0123 | 95.6474 | 4.67 | 333 | 14.024 | 95.7271 | 4.65 | 332 | 14.006 | 95.6043
3683 | 3683 | 2019-06-03 11:00 | 17.98 | 3.93 | 281 | 13.9858 | 95.466 | 3.93 | 281 | 13.9858 | 95.466 | 4.05 | 289 | 14.0138 | 95.6576 | 4.05 | 289 | 14.0138 | 95.6576
3684 | 3684 | 2019-06-03 12:00 | 18.31 | 4.88 | 351 | 13.9031 | 94.9019 | 4.88 | 351 | 13.9031 | 94.9019 | 5.03 | 361 | 13.9335 | 95.1093 | 5.03 | 361 | 13.9335 | 95.1093
3685 | 3685 | 2019-06-03 13:00 | 18.99 | 1.77 | 128 | 13.8281 | 94.3899 | 1.77 | 128 | 13.8281 | 94.3899 | 1.83 | 131 | 13.9695 | 95.3547 | 1.83 | 131 | 13.9695 | 95.3547
3686 | 3686 | 2019-06-03 14:00 | 19.67 | 3.89 | 280 | 13.8929 | 94.8318 | 3.9 | 281 | 13.879 | 94.7372 | 4 | 288 | 13.8889 | 94.8047 | 3.93 | 283 | 13.8869 | 94.7913
3687 | 3687 | 2019-06-03 15:00 | 20.36 | 0.88 | 65 | 13.5385 | 92.4127 | 0.9 | 66 | 13.6364 | 93.081 | 0.92 | 67 | 13.7313 | 93.7293 | 0.92 | 67 | 13.7313 | 93.7293
3688 | 3688 | 2019-06-03 16:00 | 19.84 | 0.57 | 42 | 13.5714 | 92.6377 | 0.6 | 44 | 13.6364 | 93.081 | 0.59 | 44 | 13.4091 | 91.5296 | 0.59 | 44 | 13.4091 | 91.5296
3689 | 3689 | 2019-06-03 17:00 | 19.33 | 0.31 | 23 | 13.4783 | 92.0018 | 0.43 | 32 | 13.4375 | 91.7235 | 0.33 | 25 | 13.2 | 90.1024 | 0.33 | 25 | 13.2 | 90.1024
3690 | 3690 | 2019-06-03 18:00 | 18.81 | 0.15 | 11 | 13.6364 | 93.081 | 1.4 | 100 | 14 | 95.5631 | 0.16 | 12 | 13.3333 | 91.0125 | 0.16 | 12 | 13.3333 | 91.0125
3691 | 3691 | 2019-06-03 19:00 | 18.11 | 0.02 | 1 | 20 | 136.5188 | 38.86 | 2427 | 16.0115 | 109.2938 | 0.02 | 1 | 20 | 136.5188 | 0.02 | 1 | 20 | 136.5188
3692 | 3692 | 2019-06-03 20:00 | 17.41 | 0 | 0 | 0 | 0 | 0 | 0 | 0 | 0 | 0 | 0 | 0 | 0 | 0 | 0 | 0 | 0
3693 | 3693 | 2019-06-03 21:00 | 16.71 | 0 | 0 | 0 | 0 | 0 | 0 | 0 | 0 | 0 | 0 | 0 | 0 | 0 | 0 | 0 | 0
3694 | 3694 | 2019-06-03 22:00 | 16.28 | 0 | 0 | 0 | 0 | 0 | 0 | 0 | 0 | 0 | 0 | 0 | 0 | 0 | 0 | 0 | 0
3695 | 3695 | 2019-06-03 23:00 | 15.85 | 0 | 0 | 0 | 0 | 0 | 0 | 0 | 0 | 0 | 0 | 0 | 0 | 0 | 0 | 0 | 0
3696 | 3696 | 2019-06-04 | 15.42 | 0 | 0 | 0 | 0 | 0 | 0 | 0 | 0 | 0 | 0 | 0 | 0 | 0 | 0 | 0 | 0
3697 | 3697 | 2019-06-04 01:00 | 15.05 | 0 | 0 | 0 | 0 | 0 | 0 | 0 | 0 | 0 | 0 | 0 | 0 | 0 | 0 | 0 | 0
3698 | 3698 | 2019-06-04 02:00 | 14.67 | 0 | 0 | 0 | 0 | 0 | 0 | 0 | 0 | 0 | 0 | 0 | 0 | 0 | 0 | 0 | 0
3699 | 3699 | 2019-06-04 03:00 | 14.29 | 0 | 0 | 0 | 0 | 0 | 0 | 0 | 0 | 0 | 0 | 0 | 0 | 0 | 0 | 0 | 0
3700 | 3700 | 2019-06-04 04:00 | 14.71 | 0.29 | 21 | 13.8095 | 94.263 | 566.91 | 32025 | 17.7021 | 120.8335 | 0.33 | 24 | 13.75 | 93.8567 | 0.33 | 24 | 13.75 | 93.8567
3701 | 3701 | 2019-06-04 05:00 | 15.13 | 0.39 | 29 | 13.4483 | 91.7971 | 3.92 | 265 | 14.7925 | 100.9724 | 0.42 | 31 | 13.5484 | 92.4805 | 0.42 | 31 | 13.5484 | 92.4805
3702 | 3702 | 2019-06-04 06:00 | 15.55 | 0.78 | 56 | 13.9286 | 95.0756 | 1.08 | 77 | 14.026 | 95.7404 | 0.82 | 59 | 13.8983 | 94.869 | 0.82 | 59 | 13.8983 | 94.869
3703 | 3703 | 2019-06-04 07:00 | 16.24 | 1.98 | 141 | 14.0426 | 95.8536 | 2.1 | 150 | 14 | 95.5631 | 2.06 | 147 | 14.0136 | 95.656 | 2.06 | 147 | 14.0136 | 95.656
3704 | 3704 | 2019-06-04 08:00 | 16.93 | 2.5 | 179 | 13.9665 | 95.3343 | 2.54 | 181 | 14.0331 | 95.7894 | 2.6 | 185 | 14.0541 | 95.9321 | 2.59 | 185 | 14 | 95.5631
3705 | 3705 | 2019-06-04 09:00 | 17.62 | 3.28 | 235 | 13.9574 | 95.2727 | 3.29 | 236 | 13.9407 | 95.1582 | 3.38 | 242 | 13.9669 | 95.3375 | 3.37 | 241 | 13.9834 | 95.4498
3706 | 3706 | 2019-06-04 10:00 | 18.12 | 3.01 | 216 | 13.9352 | 95.1207 | 3.02 | 216 | 13.9815 | 95.4367 | 3.1 | 222 | 13.964 | 95.3172 | 3.1 | 222 | 13.964 | 95.3172
3707 | 3707 | 2019-06-04 11:00 | 18.63 | 3.09 | 222 | 13.9189 | 95.0097 | 3.09 | 222 | 13.9189 | 95.0097 | 3.18 | 229 | 13.8865 | 94.7881 | 3.18 | 229 | 13.8865 | 94.7881
3708 | 3708 | 2019-06-04 12:00 | 19.13 | 8.91 | 668 | 13.3383 | 91.0466 | 8.91 | 668 | 13.3383 | 91.0466 | 9.17 | 687 | 13.3479 | 91.1119 | 9.16 | 686 | 13.3528 | 91.1452
3709 | 3709 | 2019-06-04 13:00 | 19.26 | 7.09 | 522 | 13.5824 | 92.7125 | 7.1 | 522 | 13.6015 | 92.8432 | 7.23 | 531 | 13.6158 | 92.9407 | 7.1 | 523 | 13.5755 | 92.6657
3710 | 3710 | 2019-06-04 14:00 | 19.39 | 4.41 | 319 | 13.8245 | 94.3649 | 4.43 | 320 | 13.8438 | 94.4966 | 4.53 | 327 | 13.8532 | 94.5612 | 4.37 | 316 | 13.8291 | 94.3967
3711 | 3711 | 2019-06-04 15:00 | 19.52 | 6.86 | 497 | 13.8028 | 94.2172 | 6.96 | 504 | 13.8095 | 94.263 | 6.37 | 463 | 13.7581 | 93.9119 | 1.74 | 134 | 12.9851 | 88.6353
3712 | 3712 | 2019-06-04 16:00 | 18.83 | 1.87 | 134 | 13.9552 | 95.2575 | 1.98 | 143 | 13.8462 | 94.513 | 1.95 | 140 | 13.9286 | 95.0756 | 1.94 | 140 | 13.8571 | 94.588
3713 | 3713 | 2019-06-04 17:00 | 18.14 | 2.09 | 150 | 13.9333 | 95.1081 | 2.87 | 203 | 14.1379 | 96.5046 | 2.2 | 157 | 14.0127 | 95.6501 | 2.01 | 144 | 13.9583 | 95.2787
3714 | 3714 | 2019-06-04 18:00 | 17.44 | 0.19 | 15 | 12.6667 | 86.4619 | 1.83 | 128 | 14.2969 | 97.5896 | 0.21 | 15 | 14 | 95.5631 | 0.21 | 15 | 14 | 95.5631
3715 | 3715 | 2019-06-04 19:00 | 16.83 | 0.21 | 16 | 13.125 | 89.5904 | 377.16 | 21709 | 17.3734 | 118.59 | 0.23 | 17 | 13.5294 | 92.3509 | 0.23 | 17 | 13.5294 | 92.3509
3716 | 3716 | 2019-06-04 20:00 | 16.22 | 0 | 0 | 0 | 0 | 0 | 0 | 0 | 0 | 0 | 0 | 0 | 0 | 0 | 0 | 0 | 0
3717 | 3717 | 2019-06-04 21:00 | 15.6 | 0 | 0 | 0 | 0 | 0 | 0 | 0 | 0 | 0 | 0 | 0 | 0 | 0 | 0 | 0 | 0
3718 | 3718 | 2019-06-04 22:00 | 15.51 | 0 | 0 | 0 | 0 | 0 | 0 | 0 | 0 | 0 | 0 | 0 | 0 | 0 | 0 | 0 | 0
3719 | 3719 | 2019-06-04 23:00 | 15.41 | 0 | 0 | 0 | 0 | 0 | 0 | 0 | 0 | 0 | 0 | 0 | 0 | 0 | 0 | 0 | 0
3720 | 3720 | 2019-06-05 | 15.31 | 0 | 0 | 0 | 0 | 0 | 0 | 0 | 0 | 0 | 0 | 0 | 0 | 0 | 0 | 0 | 0
3721 | 3721 | 2019-06-05 01:00 | 15.04 | 0 | 0 | 0 | 0 | 0 | 0 | 0 | 0 | 0 | 0 | 0 | 0 | 0 | 0 | 0 | 0
3722 | 3722 | 2019-06-05 02:00 | 14.77 | 0 | 0 | 0 | 0 | 0 | 0 | 0 | 0 | 0 | 0 | 0 | 0 | 0 | 0 | 0 | 0
3723 | 3723 | 2019-06-05 03:00 | 14.5 | 0 | 0 | 0 | 0 | 0 | 0 | 0 | 0 | 0 | 0 | 0 | 0 | 0 | 0 | 0 | 0
3724 | 3724 | 2019-06-05 04:00 | 15.22 | 0.05 | 4 | 12.5 | 85.3242 | 108.02 | 6448 | 16.7525 | 114.3514 | 0.06 | 4 | 15 | 102.3891 | 0.06 | 4 | 15 | 102.3891
3725 | 3725 | 2019-06-05 05:00 | 15.94 | 0.43 | 31 | 13.871 | 94.6824 | 4.29 | 290 | 14.7931 | 100.9768 | 0.46 | 33 | 13.9394 | 95.1494 | 0.46 | 33 | 13.9394 | 95.1494
3726 | 3726 | 2019-06-05 06:00 | 16.67 | 1.16 | 83 | 13.9759 | 95.3987 | 1.61 | 114 | 14.1228 | 96.4014 | 1.22 | 88 | 13.8636 | 94.6323 | 1.22 | 88 | 13.8636 | 94.6323
3727 | 3727 | 2019-06-05 07:00 | 17.31 | 2.04 | 146 | 13.9726 | 95.3761 | 2.17 | 155 | 14 | 95.5631 | 2.13 | 152 | 14.0132 | 95.653 | 2.12 | 152 | 13.9474 | 95.2039
3728 | 3728 | 2019-06-05 08:00 | 17.96 | 4.3 | 309 | 13.9159 | 94.9888 | 4.37 | 313 | 13.9617 | 95.3014 | 4.39 | 315 | 13.9365 | 95.1297 | 3.93 | 283 | 13.8869 | 94.7913
3729 | 3729 | 2019-06-05 09:00 | 18.61 | 7.98 | 585 | 13.641 | 93.1128 | 8.01 | 587 | 13.6457 | 93.1444 | 7.89 | 579 | 13.6269 | 93.0167 | 5.98 | 444 | 13.4685 | 91.9349
3730 | 3730 | 2019-06-05 10:00 | 18.59 | 10.43 | 785 | 13.2866 | 90.6937 | 10.44 | 786 | 13.2824 | 90.6651 | 10.46 | 787 | 13.291 | 90.7234 | 9.96 | 751 | 13.2623 | 90.5278
3731 | 3731 | 2019-06-05 11:00 | 18.57 | 11.11 | 845 | 13.1479 | 89.747 | 11.11 | 846 | 13.1324 | 89.6409 | 11.43 | 868 | 13.1682 | 89.8853 | 11.4 | 866 | 13.164 | 89.8565
3732 | 3732 | 2019-06-05 12:00 | 18.55 | 11.24 | 854 | 13.1616 | 89.8402 | 11.24 | 855 | 13.1462 | 89.7351 | 11.56 | 878 | 13.1663 | 89.8723 | 11.54 | 876 | 13.1735 | 89.9216
3733 | 3733 | 2019-06-05 13:00 | 18.4 | 2.91 | 208 | 13.9904 | 95.4975 | 2.91 | 208 | 13.9904 | 95.4975 | 3 | 214 | 14.0187 | 95.6907 | 3 | 214 | 14.0187 | 95.6907
3734 | 3734 | 2019-06-05 14:00 | 18.25 | 9.05 | 664 | 13.6295 | 93.0343 | 9.09 | 666 | 13.6486 | 93.1648 | 8.75 | 643 | 13.6081 | 92.888 | 5.6 | 420 | 13.3333 | 91.0125
3735 | 3735 | 2019-06-05 15:00 | 18.11 | 6.67 | 479 | 13.9248 | 95.0501 | 6.77 | 485 | 13.9588 | 95.2817 | 6.29 | 452 | 13.9159 | 94.9893 | 2.32 | 174 | 13.3333 | 91.0125
3736 | 3736 | 2019-06-05 16:00 | 18.05 | 4.32 | 307 | 14.0717 | 96.0523 | 4.59 | 325 | 14.1231 | 96.4033 | 4.08 | 290 | 14.069 | 96.0339 | 1.93 | 142 | 13.5915 | 92.7751
3737 | 3737 | 2019-06-05 17:00 | 17.99 | 2.07 | 148 | 13.9865 | 95.4709 | 2.84 | 201 | 14.1294 | 96.4461 | 2.17 | 155 | 14 | 95.5631 | 1.54 | 111 | 13.8739 | 94.7022
3738 | 3738 | 2019-06-05 18:00 | 17.92 | 0.83 | 60 | 13.8333 | 94.4255 | 7.62 | 511 | 14.9119 | 101.788 | 0.89 | 64 | 13.9062 | 94.9232 | 0.89 | 64 | 13.9062 | 94.9232
3739 | 3739 | 2019-06-05 19:00 | 17.29 | 0.03 | 2 | 15 | 102.3891 | 55.56 | 3417 | 16.2599 | 110.9889 | 0.03 | 2 | 15 | 102.3891 | 0.03 | 2 | 15 | 102.3891
3740 | 3740 | 2019-06-05 20:00 | 16.66 | 0 | 0 | 0 | 0 | 0 | 0 | 0 | 0 | 0 | 0 | 0 | 0 | 0 | 0 | 0 | 0
3741 | 3741 | 2019-06-05 21:00 | 16.03 | 0 | 0 | 0 | 0 | 0 | 0 | 0 | 0 | 0 | 0 | 0 | 0 | 0 | 0 | 0 | 0
3742 | 3742 | 2019-06-05 22:00 | 15.67 | 0 | 0 | 0 | 0 | 0 | 0 | 0 | 0 | 0 | 0 | 0 | 0 | 0 | 0 | 0 | 0
3743 | 3743 | 2019-06-05 23:00 | 15.31 | 0 | 0 | 0 | 0 | 0 | 0 | 0 | 0 | 0 | 0 | 0 | 0 | 0 | 0 | 0 | 0
3744 | 3744 | 2019-06-06 | 14.95 | 0 | 0 | 0 | 0 | 0 | 0 | 0 | 0 | 0 | 0 | 0 | 0 | 0 | 0 | 0 | 0
3745 | 3745 | 2019-06-06 01:00 | 14.68 | 0 | 0 | 0 | 0 | 0 | 0 | 0 | 0 | 0 | 0 | 0 | 0 | 0 | 0 | 0 | 0
3746 | 3746 | 2019-06-06 02:00 | 14.41 | 0 | 0 | 0 | 0 | 0 | 0 | 0 | 0 | 0 | 0 | 0 | 0 | 0 | 0 | 0 | 0
3747 | 3747 | 2019-06-06 03:00 | 14.13 | 0 | 0 | 0 | 0 | 0 | 0 | 0 | 0 | 0 | 0 | 0 | 0 | 0 | 0 | 0 | 0
3748 | 3748 | 2019-06-06 04:00 | 15.22 | 0.35 | 26 | 13.4615 | 91.8876 | 685.72 | 38565 | 17.7809 | 121.3713 | 0.39 | 29 | 13.4483 | 91.7971 | 0.39 | 29 | 13.4483 | 91.7971
3749 | 3749 | 2019-06-06 05:00 | 16.3 | 1.05 | 75 | 14 | 95.5631 | 10.55 | 696 | 15.158 | 103.4679 | 1.12 | 80 | 14 | 95.5631 | 1.12 | 80 | 14 | 95.5631
3750 | 3750 | 2019-06-06 06:00 | 17.39 | 2.37 | 170 | 13.9412 | 95.1616 | 3.3 | 233 | 14.1631 | 96.6764 | 2.5 | 178 | 14.0449 | 95.8699 | 2.01 | 145 | 13.8621 | 94.6216
3751 | 3751 | 2019-06-06 07:00 | 18.09 | 4.6 | 328 | 14.0244 | 95.7296 | 4.9 | 348 | 14.0805 | 96.1124 | 4.32 | 309 | 13.9806 | 95.4306 | 1.96 | 145 | 13.5172 | 92.2679
3752 | 3752 | 2019-06-06 08:00 | 18.79 | 6.65 | 482 | 13.7967 | 94.1753 | 6.74 | 489 | 13.7832 | 94.0835 | 6.34 | 461 | 13.7527 | 93.8752 | 2.9 | 218 | 13.3028 | 90.8038
3753 | 3753 | 2019-06-06 09:00 | 19.5 | 9.17 | 682 | 13.4457 | 91.7798 | 9.2 | 684 | 13.4503 | 91.8109 | 8.86 | 660 | 13.4242 | 91.6331 | 5.56 | 423 | 13.1442 | 89.7216
3754 | 3754 | 2019-06-06 10:00 | 19.67 | 10.68 | 811 | 13.1689 | 89.8903 | 10.69 | 812 | 13.165 | 89.8636 | 10.68 | 811 | 13.1689 | 89.8903 | 10.12 | 770 | 13.1429 | 89.7123
3755 | 3755 | 2019-06-06 11:00 | 19.85 | 11.27 | 865 | 13.0289 | 88.9345 | 11.28 | 865 | 13.0405 | 89.0134 | 11.59 | 888 | 13.0518 | 89.0908 | 11.56 | 886 | 13.0474 | 89.0608
3756 | 3756 | 2019-06-06 12:00 | 20.02 | 11.14 | 850 | 13.1059 | 89.4599 | 11.14 | 851 | 13.0905 | 89.3548 | 11.46 | 873 | 13.1271 | 89.6051 | 11.43 | 872 | 13.1078 | 89.473
3757 | 3757 | 2019-06-06 13:00 | 20.16 | 10.45 | 789 | 13.2446 | 90.4069 | 10.46 | 790 | 13.2405 | 90.3789 | 10.47 | 790 | 13.2532 | 90.4653 | 9.97 | 754 | 13.2228 | 90.2581
3758 | 3758 | 2019-06-06 14:00 | 20.3 | 8.07 | 595 | 13.563 | 92.5804 | 8.1 | 597 | 13.5678 | 92.6132 | 7.94 | 585 | 13.5726 | 92.6461 | 5.84 | 437 | 13.3638 | 91.2208
3759 | 3759 | 2019-06-06 15:00 | 20.44 | 6.74 | 489 | 13.7832 | 94.0835 | 6.83 | 495 | 13.798 | 94.1842 | 6.31 | 459 | 13.7473 | 93.8381 | 2.06 | 158 | 13.038 | 88.9964
3760 | 3760 | 2019-06-06 16:00 | 20.38 | 4.37 | 313 | 13.9617 | 95.3014 | 4.64 | 332 | 13.9759 | 95.3987 | 4.04 | 291 | 13.8832 | 94.7656 | 1.51 | 113 | 13.3628 | 91.2139
3761 | 3761 | 2019-06-06 17:00 | 20.33 | 2 | 145 | 13.7931 | 94.1509 | 2.74 | 196 | 13.9796 | 95.4238 | 2.09 | 151 | 13.8411 | 94.4782 | 1.36 | 100 | 13.6 | 92.8328
3762 | 3762 | 2019-06-06 18:00 | 20.27 | 0.96 | 71 | 13.5211 | 92.2944 | 8.7 | 587 | 14.8211 | 101.1681 | 1.03 | 75 | 13.7333 | 93.7429 | 1.03 | 75 | 13.7333 | 93.7429
3763 | 3763 | 2019-06-06 19:00 | 19.41 | 0.18 | 13 | 13.8462 | 94.513 | 298.14 | 17426 | 17.1089 | 116.7844 | 0.19 | 15 | 12.6667 | 86.4619 | 0.19 | 15 | 12.6667 | 86.4619
3764 | 3764 | 2019-06-06 20:00 | 18.55 | 0 | 0 | 0 | 0 | 0 | 0 | 0 | 0 | 0 | 0 | 0 | 0 | 0 | 0 | 0 | 0
3765 | 3765 | 2019-06-06 21:00 | 17.69 | 0 | 0 | 0 | 0 | 0 | 0 | 0 | 0 | 0 | 0 | 0 | 0 | 0 | 0 | 0 | 0
3766 | 3766 | 2019-06-06 22:00 | 16.99 | 0 | 0 | 0 | 0 | 0 | 0 | 0 | 0 | 0 | 0 | 0 | 0 | 0 | 0 | 0 | 0
3767 | 3767 | 2019-06-06 23:00 | 16.29 | 0 | 0 | 0 | 0 | 0 | 0 | 0 | 0 | 0 | 0 | 0 | 0 | 0 | 0 | 0 | 0
3768 | 3768 | 2019-06-07 | 15.59 | 0 | 0 | 0 | 0 | 0 | 0 | 0 | 0 | 0 | 0 | 0 | 0 | 0 | 0 | 0 | 0
3769 | 3769 | 2019-06-07 01:00 | 15.11 | 0 | 0 | 0 | 0 | 0 | 0 | 0 | 0 | 0 | 0 | 0 | 0 | 0 | 0 | 0 | 0
3770 | 3770 | 2019-06-07 02:00 | 14.63 | 0 | 0 | 0 | 0 | 0 | 0 | 0 | 0 | 0 | 0 | 0 | 0 | 0 | 0 | 0 | 0
3771 | 3771 | 2019-06-07 03:00 | 14.15 | 0 | 0 | 0 | 0 | 0 | 0 | 0 | 0 | 0 | 0 | 0 | 0 | 0 | 0 | 0 | 0
3772 | 3772 | 2019-06-07 04:00 | 15.58 | 0.28 | 21 | 13.3333 | 91.0125 | 548.22 | 31071 | 17.6441 | 120.4376 | 0.31 | 23 | 13.4783 | 92.0018 | 0.31 | 23 | 13.4783 | 92.0018
3773 | 3773 | 2019-06-07 05:00 | 17.01 | 1.18 | 85 | 13.8824 | 94.7601 | 11.91 | 786 | 15.1527 | 103.4312 | 1.25 | 90 | 13.8889 | 94.8047 | 1.25 | 90 | 13.8889 | 94.8047
3774 | 3774 | 2019-06-07 06:00 | 18.44 | 2.12 | 153 | 13.8562 | 94.5816 | 2.95 | 210 | 14.0476 | 95.8882 | 2.24 | 161 | 13.913 | 94.9696 | 2.15 | 154 | 13.961 | 95.2972
3775 | 3775 | 2019-06-07 07:00 | 19.66 | 4.4 | 317 | 13.8801 | 94.7449 | 4.69 | 336 | 13.9583 | 95.2787 | 4.25 | 306 | 13.8889 | 94.8047 | 2.53 | 186 | 13.6022 | 92.8474
3776 | 3776 | 2019-06-07 08:00 | 20.88 | 6.96 | 509 | 13.6739 | 93.337 | 7.06 | 517 | 13.6557 | 93.213 | 6.51 | 478 | 13.6192 | 92.9641 | 2.16 | 167 | 12.9341 | 88.2876
3777 | 3777 | 2019-06-07 09:00 | 22.1 | 8.9 | 672 | 13.244 | 90.4031 | 8.94 | 674 | 13.2641 | 90.5399 | 8.62 | 652 | 13.2209 | 90.2448 | 5.53 | 427 | 12.9508 | 88.4015
3778 | 3778 | 2019-06-07 10:00 | 22.07 | 10.36 | 799 | 12.9662 | 88.5065 | 10.37 | 800 | 12.9625 | 88.4812 | 10.37 | 799 | 12.9787 | 88.592 | 9.84 | 761 | 12.9304 | 88.2618
3779 | 3779 | 2019-06-07 11:00 | 22.05 | 11.04 | 861 | 12.8223 | 87.5242 | 11.04 | 861 | 12.8223 | 87.5242 | 11.34 | 884 | 12.8281 | 87.5635 | 11.31 | 881 | 12.8377 | 87.6292
3780 | 3780 | 2019-06-07 12:00 | 22.02 | 11.11 | 865 | 12.8439 | 87.6719 | 11.12 | 865 | 12.8555 | 87.7508 | 11.43 | 888 | 12.8716 | 87.8609 | 11.4 | 886 | 12.8668 | 87.8281
3781 | 3781 | 2019-06-07 13:00 | 22.13 | 10.67 | 822 | 12.9805 | 88.6043 | 10.68 | 823 | 12.9769 | 88.5796 | 10.65 | 821 | 12.972 | 88.546 | 10.09 | 779 | 12.9525 | 88.413
3782 | 3782 | 2019-06-07 14:00 | 22.24 | 8.86 | 666 | 13.3033 | 90.8075 | 8.89 | 668 | 13.3084 | 90.8422 | 8.56 | 644 | 13.2919 | 90.7299 | 5.49 | 422 | 13.0095 | 88.8019
3783 | 3783 | 2019-06-07 15:00 | 22.36 | 6.24 | 459 | 13.5948 | 92.7971 | 6.33 | 465 | 13.6129 | 92.9208 | 5.97 | 440 | 13.5682 | 92.6156 | 2.8 | 213 | 13.1455 | 89.7306
3784 | 3784 | 2019-06-07 16:00 | 21.94 | 4.02 | 292 | 13.7671 | 93.9735 | 4.27 | 310 | 13.7742 | 94.0218 | 3.93 | 285 | 13.7895 | 94.1261 | 2.56 | 190 | 13.4737 | 91.9705
3785 | 3785 | 2019-06-07 17:00 | 21.53 | 1.81 | 132 | 13.7121 | 93.5981 | 2.48 | 179 | 13.8547 | 94.5717 | 1.91 | 139 | 13.741 | 93.7953 | 1.85 | 135 | 13.7037 | 93.5406
3786 | 3786 | 2019-06-07 18:00 | 21.11 | 0.9 | 67 | 13.4328 | 91.6917 | 7.98 | 542 | 14.7232 | 100.5 | 0.96 | 71 | 13.5211 | 92.2944 | 0.96 | 71 | 13.5211 | 92.2944
3787 | 3787 | 2019-06-07 19:00 | 19.8 | 0.23 | 17 | 13.5294 | 92.3509 | 371.38 | 21579 | 17.2103 | 117.4761 | 0.25 | 19 | 13.1579 | 89.815 | 0.25 | 19 | 13.1579 | 89.815
3788 | 3788 | 2019-06-07 20:00 | 18.49 | 0 | 0 | 0 | 0 | 0 | 0 | 0 | 0 | 0 | 0 | 0 | 0 | 0 | 0 | 0 | 0
3789 | 3789 | 2019-06-07 21:00 | 17.17 | 0 | 0 | 0 | 0 | 0 | 0 | 0 | 0 | 0 | 0 | 0 | 0 | 0 | 0 | 0 | 0
3790 | 3790 | 2019-06-07 22:00 | 16.77 | 0 | 0 | 0 | 0 | 0 | 0 | 0 | 0 | 0 | 0 | 0 | 0 | 0 | 0 | 0 | 0
3791 | 3791 | 2019-06-07 23:00 | 16.37 | 0 | 0 | 0 | 0 | 0 | 0 | 0 | 0 | 0 | 0 | 0 | 0 | 0 | 0 | 0 | 0
3792 | 3792 | 2019-06-08 | 15.96 | 0 | 0 | 0 | 0 | 0 | 0 | 0 | 0 | 0 | 0 | 0 | 0 | 0 | 0 | 0 | 0
3793 | 3793 | 2019-06-08 01:00 | 15.94 | 0 | 0 | 0 | 0 | 0 | 0 | 0 | 0 | 0 | 0 | 0 | 0 | 0 | 0 | 0 | 0
3794 | 3794 | 2019-06-08 02:00 | 15.91 | 0 | 0 | 0 | 0 | 0 | 0 | 0 | 0 | 0 | 0 | 0 | 0 | 0 | 0 | 0 | 0
3795 | 3795 | 2019-06-08 03:00 | 15.88 | 0 | 0 | 0 | 0 | 0 | 0 | 0 | 0 | 0 | 0 | 0 | 0 | 0 | 0 | 0 | 0
3796 | 3796 | 2019-06-08 04:00 | 16.93 | 0.28 | 21 | 13.3333 | 91.0125 | 548.06 | 31182 | 17.5762 | 119.9738 | 0.31 | 23 | 13.4783 | 92.0018 | 0.31 | 23 | 13.4783 | 92.0018
3797 | 3797 | 2019-06-08 05:00 | 17.98 | 0.19 | 15 | 12.6667 | 86.4619 | 1.99 | 139 | 14.3165 | 97.7239 | 0.21 | 15 | 14 | 95.5631 | 0.21 | 15 | 14 | 95.5631
3798 | 3798 | 2019-06-08 06:00 | 19.03 | 2.2 | 159 | 13.8365 | 94.4469 | 3.07 | 218 | 14.0826 | 96.1267 | 2.32 | 167 | 13.8922 | 94.8274 | 2.2 | 159 | 13.8365 | 94.4469
3799 | 3799 | 2019-06-08 07:00 | 20.14 | 4.18 | 303 | 13.7954 | 94.1664 | 4.46 | 322 | 13.8509 | 94.5456 | 4.12 | 298 | 13.8255 | 94.372 | 2.9 | 213 | 13.615 | 92.9353
3800 | 3800 | 2019-06-08 08:00 | 21.25 | 6.34 | 466 | 13.6052 | 92.8679 | 6.44 | 473 | 13.6152 | 92.9367 | 6.11 | 450 | 13.5778 | 92.6811 | 3.17 | 240 | 13.2083 | 90.1593
3801 | 3801 | 2019-06-08 09:00 | 22.37 | 5.29 | 391 | 13.5294 | 92.3509 | 5.31 | 393 | 13.5115 | 92.2283 | 5.4 | 399 | 13.5338 | 92.3811 | 5 | 371 | 13.4771 | 91.9938
3802 | 3802 | 2019-06-08 10:00 | 22.28 | 7.22 | 542 | 13.321 | 90.9286 | 7.23 | 543 | 13.3149 | 90.8868 | 7.36 | 552 | 13.3333 | 91.0125 | 7.21 | 542 | 13.3026 | 90.8026
3803 | 3803 | 2019-06-08 11:00 | 22.19 | 9.67 | 746 | 12.9625 | 88.481 | 9.67 | 746 | 12.9625 | 88.481 | 9.94 | 766 | 12.9765 | 88.5768 | 9.92 | 764 | 12.9843 | 88.63
3804 | 3804 | 2019-06-08 12:00 | 22.1 | 10.73 | 837 | 12.8196 | 87.5058 | 10.74 | 837 | 12.8315 | 87.5873 | 11.04 | 860 | 12.8372 | 87.626 | 11.01 | 858 | 12.8322 | 87.5916
3805 | 3805 | 2019-06-08 13:00 | 22.19 | 10.22 | 787 | 12.986 | 88.6418 | 10.23 | 788 | 12.9822 | 88.6159 | 10.23 | 788 | 12.9822 | 88.6159 | 9.75 | 753 | 12.9482 | 88.3837
3806 | 3806 | 2019-06-08 14:00 | 22.28 | 7.07 | 526 | 13.4411 | 91.7479 | 7.09 | 528 | 13.428 | 91.6589 | 7.05 | 525 | 13.4286 | 91.6626 | 5.73 | 431 | 13.2947 | 90.7486
3807 | 3807 | 2019-06-08 15:00 | 22.38 | 0.64 | 48 | 13.3333 | 91.0125 | 0.65 | 49 | 13.2653 | 90.5482 | 0.67 | 50 | 13.4 | 91.4676 | 0.67 | 50 | 13.4 | 91.4676
3808 | 3808 | 2019-06-08 16:00 | 21.95 | 1.17 | 86 | 13.6047 | 92.8645 | 1.24 | 91 | 13.6264 | 93.0128 | 1.22 | 90 | 13.5556 | 92.5294 | 1.22 | 90 | 13.5556 | 92.5294
3809 | 3809 | 2019-06-08 17:00 | 21.52 | 1.88 | 137 | 13.7226 | 93.6698 | 2.56 | 185 | 13.8378 | 94.4562 | 1.98 | 144 | 13.75 | 93.8567 | 1.9 | 139 | 13.6691 | 93.3042
3810 | 3810 | 2019-06-08 18:00 | 21.09 | 1.02 | 75 | 13.6 | 92.8328 | 8.85 | 599 | 14.7746 | 100.8507 | 1.09 | 80 | 13.625 | 93.0034 | 1.09 | 80 | 13.625 | 93.0034
3811 | 3811 | 2019-06-08 19:00 | 19.94 | 0.21 | 16 | 13.125 | 89.5904 | 334.2 | 19495 | 17.1429 | 117.0161 | 0.23 | 17 | 13.5294 | 92.3509 | 0.23 | 17 | 13.5294 | 92.3509
3812 | 3812 | 2019-06-08 20:00 | 18.79 | 0 | 0 | 0 | 0 | 0 | 0 | 0 | 0 | 0 | 0 | 0 | 0 | 0 | 0 | 0 | 0
3813 | 3813 | 2019-06-08 21:00 | 17.63 | 0 | 0 | 0 | 0 | 0 | 0 | 0 | 0 | 0 | 0 | 0 | 0 | 0 | 0 | 0 | 0
3814 | 3814 | 2019-06-08 22:00 | 17.45 | 0 | 0 | 0 | 0 | 0 | 0 | 0 | 0 | 0 | 0 | 0 | 0 | 0 | 0 | 0 | 0
3815 | 3815 | 2019-06-08 23:00 | 17.27 | 0 | 0 | 0 | 0 | 0 | 0 | 0 | 0 | 0 | 0 | 0 | 0 | 0 | 0 | 0 | 0
3816 | 3816 | 2019-06-09 | 17.09 | 0 | 0 | 0 | 0 | 0 | 0 | 0 | 0 | 0 | 0 | 0 | 0 | 0 | 0 | 0 | 0
3817 | 3817 | 2019-06-09 01:00 | 16.17 | 0 | 0 | 0 | 0 | 0 | 0 | 0 | 0 | 0 | 0 | 0 | 0 | 0 | 0 | 0 | 0
3818 | 3818 | 2019-06-09 02:00 | 15.24 | 0 | 0 | 0 | 0 | 0 | 0 | 0 | 0 | 0 | 0 | 0 | 0 | 0 | 0 | 0 | 0
3819 | 3819 | 2019-06-09 03:00 | 14.31 | 0 | 0 | 0 | 0 | 0 | 0 | 0 | 0 | 0 | 0 | 0 | 0 | 0 | 0 | 0 | 0
3820 | 3820 | 2019-06-09 04:00 | 15.46 | 0.1 | 7 | 14.2857 | 97.5134 | 200.72 | 11744 | 17.0913 | 116.664 | 0.11 | 8 | 13.75 | 93.8567 | 0.11 | 8 | 13.75 | 93.8567
3821 | 3821 | 2019-06-09 05:00 | 16.61 | 0.52 | 38 | 13.6842 | 93.4076 | 5.39 | 363 | 14.8485 | 101.3548 | 0.56 | 41 | 13.6585 | 93.2323 | 0.56 | 41 | 13.6585 | 93.2323
3822 | 3822 | 2019-06-09 06:00 | 17.77 | 2.11 | 151 | 13.9735 | 95.3823 | 2.94 | 208 | 14.1346 | 96.482 | 2.23 | 159 | 14.0252 | 95.7349 | 2.14 | 154 | 13.8961 | 94.854
3823 | 3823 | 2019-06-09 07:00 | 18.66 | 4.01 | 287 | 13.9721 | 95.3729 | 4.27 | 306 | 13.9542 | 95.2508 | 4.01 | 287 | 13.9721 | 95.3729 | 3.13 | 227 | 13.7885 | 94.1198
3824 | 3824 | 2019-06-09 08:00 | 19.56 | 6.71 | 486 | 13.8066 | 94.2429 | 6.81 | 494 | 13.7854 | 94.0985 | 6.38 | 464 | 13.75 | 93.8567 | 2.8 | 211 | 13.2701 | 90.5812
3825 | 3825 | 2019-06-09 09:00 | 20.46 | 8.48 | 628 | 13.5032 | 92.1719 | 8.51 | 631 | 13.4865 | 92.0582 | 8.3 | 616 | 13.474 | 91.9729 | 5.79 | 437 | 13.2494 | 90.4398
3826 | 3826 | 2019-06-09 10:00 | 20.26 | 10.04 | 757 | 13.2629 | 90.5316 | 10.05 | 758 | 13.2586 | 90.5022 | 10.08 | 760 | 13.2632 | 90.5335 | 9.62 | 727 | 13.2325 | 90.324
3827 | 3827 | 2019-06-09 11:00 | 20.06 | 10.06 | 761 | 13.2194 | 90.2351 | 10.07 | 761 | 13.2326 | 90.3248 | 10.35 | 781 | 13.2522 | 90.459 | 10.32 | 779 | 13.2478 | 90.4284
3828 | 3828 | 2019-06-09 12:00 | 19.86 | 10.63 | 806 | 13.1886 | 90.0245 | 10.63 | 806 | 13.1886 | 90.0245 | 10.93 | 828 | 13.2005 | 90.1057 | 10.91 | 826 | 13.2082 | 90.1586
3829 | 3829 | 2019-06-09 13:00 | 19.61 | 10.23 | 766 | 13.3551 | 91.161 | 10.24 | 766 | 13.3681 | 91.2501 | 10.27 | 768 | 13.3724 | 91.2792 | 9.82 | 736 | 13.3424 | 91.0743
3830 | 3830 | 2019-06-09 14:00 | 19.36 | 6.53 | 472 | 13.8347 | 94.4351 | 6.55 | 474 | 13.8186 | 94.3247 | 6.47 | 468 | 13.8248 | 94.3671 | 5.03 | 368 | 13.6685 | 93.3002
3831 | 3831 | 2019-06-09 15:00 | 19.12 | 6.68 | 479 | 13.9457 | 95.1926 | 6.77 | 485 | 13.9588 | 95.2817 | 6.32 | 454 | 13.9207 | 95.0219 | 2.49 | 187 | 13.3155 | 90.8908
3832 | 3832 | 2019-06-09 16:00 | 19.02 | 3.79 | 270 | 14.037 | 95.816 | 4.02 | 286 | 14.0559 | 95.945 | 3.79 | 270 | 14.037 | 95.816 | 2.96 | 213 | 13.8967 | 94.8581
3833 | 3833 | 2019-06-09 17:00 | 18.93 | 2.08 | 149 | 13.9597 | 95.2883 | 2.83 | 200 | 14.15 | 96.587 | 2.19 | 157 | 13.949 | 95.2153 | 2.04 | 147 | 13.8776 | 94.7273
3834 | 3834 | 2019-06-09 18:00 | 18.83 | 1.04 | 75 | 13.8667 | 94.653 | 8.83 | 592 | 14.9155 | 101.8126 | 1.11 | 80 | 13.875 | 94.7099 | 1.11 | 80 | 13.875 | 94.7099
3835 | 3835 | 2019-06-09 19:00 | 17.78 | 0.03 | 2 | 15 | 102.3891 | 48.91 | 3027 | 16.1579 | 110.2929 | 0.03 | 2 | 15 | 102.3891 | 0.03 | 2 | 15 | 102.3891
3836 | 3836 | 2019-06-09 20:00 | 16.72 | 0 | 0 | 0 | 0 | 0 | 0 | 0 | 0 | 0 | 0 | 0 | 0 | 0 | 0 | 0 | 0
3837 | 3837 | 2019-06-09 21:00 | 15.66 | 0 | 0 | 0 | 0 | 0 | 0 | 0 | 0 | 0 | 0 | 0 | 0 | 0 | 0 | 0 | 0
3838 | 3838 | 2019-06-09 22:00 | 14.94 | 0 | 0 | 0 | 0 | 0 | 0 | 0 | 0 | 0 | 0 | 0 | 0 | 0 | 0 | 0 | 0
3839 | 3839 | 2019-06-09 23:00 | 14.21 | 0 | 0 | 0 | 0 | 0 | 0 | 0 | 0 | 0 | 0 | 0 | 0 | 0 | 0 | 0 | 0
3840 | 3840 | 2019-06-10 | 13.48 | 0 | 0 | 0 | 0 | 0 | 0 | 0 | 0 | 0 | 0 | 0 | 0 | 0 | 0 | 0 | 0
3841 | 3841 | 2019-06-10 01:00 | 13.24 | 0 | 0 | 0 | 0 | 0 | 0 | 0 | 0 | 0 | 0 | 0 | 0 | 0 | 0 | 0 | 0
3842 | 3842 | 2019-06-10 02:00 | 13 | 0 | 0 | 0 | 0 | 0 | 0 | 0 | 0 | 0 | 0 | 0 | 0 | 0 | 0 | 0 | 0
3843 | 3843 | 2019-06-10 03:00 | 12.76 | 0 | 0 | 0 | 0 | 0 | 0 | 0 | 0 | 0 | 0 | 0 | 0 | 0 | 0 | 0 | 0
3844 | 3844 | 2019-06-10 04:00 | 12.98 | 0.42 | 30 | 14 | 95.5631 | 827.63 | 45995 | 17.9939 | 122.8253 | 0.46 | 33 | 13.9394 | 95.1494 | 0.46 | 33 | 13.9394 | 95.1494
3845 | 3845 | 2019-06-10 05:00 | 13.2 | 0.79 | 56 | 14.1071 | 96.2945 | 8.1 | 532 | 15.2256 | 103.9288 | 0.84 | 60 | 14 | 95.5631 | 0.84 | 60 | 14 | 95.5631
3846 | 3846 | 2019-06-10 06:00 | 13.42 | 2.45 | 172 | 14.2442 | 97.2299 | 3.42 | 237 | 14.4304 | 98.5009 | 2.58 | 180 | 14.3333 | 97.8385 | 2.18 | 154 | 14.1558 | 96.6269
3847 | 3847 | 2019-06-10 07:00 | 14.41 | 4.69 | 328 | 14.2988 | 97.6026 | 5 | 349 | 14.3266 | 97.7928 | 4.41 | 310 | 14.2258 | 97.1045 | 2.06 | 149 | 13.8255 | 94.372
3848 | 3848 | 2019-06-10 08:00 | 15.4 | 7.28 | 519 | 14.027 | 95.7473 | 7.39 | 526 | 14.0494 | 95.9005 | 6.77 | 483 | 14.0166 | 95.6762 | 1.95 | 147 | 13.2653 | 90.5482
3849 | 3849 | 2019-06-10 09:00 | 16.4 | 9.29 | 679 | 13.6819 | 93.3917 | 9.32 | 682 | 13.6657 | 93.2812 | 8.97 | 657 | 13.653 | 93.1943 | 5.59 | 418 | 13.3732 | 91.2847
3850 | 3850 | 2019-06-10 10:00 | 17.36 | 10.68 | 800 | 13.35 | 91.1263 | 10.69 | 801 | 13.3458 | 91.0977 | 10.68 | 800 | 13.35 | 91.1263 | 10.11 | 759 | 13.3202 | 90.9226
3851 | 3851 | 2019-06-10 11:00 | 18.31 | 11.26 | 857 | 13.1389 | 89.685 | 11.27 | 858 | 13.1352 | 89.6601 | 11.57 | 880 | 13.1477 | 89.7456 | 11.54 | 877 | 13.1585 | 89.8191
3852 | 3852 | 2019-06-10 12:00 | 19.27 | 11.18 | 853 | 13.1067 | 89.4654 | 11.18 | 853 | 13.1067 | 89.4654 | 11.49 | 876 | 13.1164 | 89.532 | 11.46 | 874 | 13.1121 | 89.5026
3853 | 3853 | 2019-06-10 13:00 | 19.31 | 10.79 | 814 | 13.2555 | 90.4814 | 10.8 | 815 | 13.2515 | 90.4542 | 10.78 | 814 | 13.2432 | 90.3976 | 10.23 | 774 | 13.2171 | 90.2188
3854 | 3854 | 2019-06-10 14:00 | 19.35 | 9.08 | 669 | 13.5725 | 92.645 | 9.11 | 672 | 13.5565 | 92.5362 | 8.78 | 648 | 13.5494 | 92.4873 | 5.66 | 427 | 13.2553 | 90.4797
3855 | 3855 | 2019-06-10 15:00 | 19.4 | 7.07 | 510 | 13.8627 | 94.6262 | 7.17 | 517 | 13.8685 | 94.6653 | 6.53 | 473 | 13.8055 | 94.2355 | 1.53 | 118 | 12.9661 | 88.5058
3856 | 3856 | 2019-06-10 16:00 | 18.9 | 4.51 | 321 | 14.0498 | 95.9034 | 4.79 | 339 | 14.1298 | 96.4491 | 4.11 | 293 | 14.0273 | 95.7495 | 1.22 | 91 | 13.4066 | 91.5126
3857 | 3857 | 2019-06-10 17:00 | 18.4 | 1.95 | 140 | 13.9286 | 95.0756 | 2.65 | 187 | 14.1711 | 96.7312 | 2.03 | 145 | 14 | 95.5631 | 1.1 | 81 | 13.5802 | 92.6979
3858 | 3858 | 2019-06-10 18:00 | 17.89 | 0.84 | 62 | 13.5484 | 92.4805 | 7.07 | 475 | 14.8842 | 101.5987 | 0.9 | 65 | 13.8462 | 94.513 | 0.9 | 65 | 13.8462 | 94.513
3859 | 3859 | 2019-06-10 19:00 | 16.35 | 0.25 | 19 | 13.1579 | 89.815 | 368.1 | 21184 | 17.3763 | 118.6097 | 0.27 | 20 | 13.5 | 92.1502 | 0.27 | 20 | 13.5 | 92.1502
3860 | 3860 | 2019-06-10 20:00 | 14.81 | 0 | 0 | 0 | 0 | 0 | 0 | 0 | 0 | 0 | 0 | 0 | 0 | 0 | 0 | 0 | 0
3861 | 3861 | 2019-06-10 21:00 | 13.26 | 0 | 0 | 0 | 0 | 0 | 0 | 0 | 0 | 0 | 0 | 0 | 0 | 0 | 0 | 0 | 0
3862 | 3862 | 2019-06-10 22:00 | 12.57 | 0 | 0 | 0 | 0 | 0 | 0 | 0 | 0 | 0 | 0 | 0 | 0 | 0 | 0 | 0 | 0
3863 | 3863 | 2019-06-10 23:00 | 11.88 | 0 | 0 | 0 | 0 | 0 | 0 | 0 | 0 | 0 | 0 | 0 | 0 | 0 | 0 | 0 | 0
3864 | 3864 | 2019-06-11 | 11.18 | 0 | 0 | 0 | 0 | 0 | 0 | 0 | 0 | 0 | 0 | 0 | 0 | 0 | 0 | 0 | 0
3865 | 3865 | 2019-06-11 01:00 | 10.66 | 0 | 0 | 0 | 0 | 0 | 0 | 0 | 0 | 0 | 0 | 0 | 0 | 0 | 0 | 0 | 0
3866 | 3866 | 2019-06-11 02:00 | 10.13 | 0 | 0 | 0 | 0 | 0 | 0 | 0 | 0 | 0 | 0 | 0 | 0 | 0 | 0 | 0 | 0
3867 | 3867 | 2019-06-11 03:00 | 9.6 | 0 | 0 | 0 | 0 | 0 | 0 | 0 | 0 | 0 | 0 | 0 | 0 | 0 | 0 | 0 | 0
3868 | 3868 | 2019-06-11 04:00 | 11.07 | 0.13 | 9 | 14.4444 | 98.5969 | 253.84 | 14548 | 17.4484 | 119.102 | 0.14 | 10 | 14 | 95.5631 | 0.14 | 10 | 14 | 95.5631
3869 | 3869 | 2019-06-11 05:00 | 12.54 | 0.81 | 58 | 13.9655 | 95.3278 | 8.44 | 552 | 15.2899 | 104.3676 | 0.87 | 62 | 14.0323 | 95.7833 | 0.87 | 62 | 14.0323 | 95.7833
3870 | 3870 | 2019-06-11 06:00 | 14.01 | 2.27 | 160 | 14.1875 | 96.843 | 3.17 | 221 | 14.3439 | 97.9105 | 2.39 | 168 | 14.2262 | 97.1071 | 2.26 | 160 | 14.125 | 96.4164
3871 | 3871 | 2019-06-11 07:00 | 15.53 | 4.69 | 331 | 14.1692 | 96.718 | 5.01 | 352 | 14.233 | 97.1533 | 4.36 | 308 | 14.1558 | 96.6269 | 1.68 | 124 | 13.5484 | 92.4805
3872 | 3872 | 2019-06-11 08:00 | 17.06 | 7.09 | 512 | 13.8477 | 94.5233 | 7.2 | 520 | 13.8462 | 94.513 | 6.62 | 480 | 13.7917 | 94.1411 | 2.14 | 163 | 13.1288 | 89.6166
3873 | 3873 | 2019-06-11 09:00 | 18.59 | 6.63 | 485 | 13.6701 | 93.3113 | 6.66 | 487 | 13.6756 | 93.3486 | 6.54 | 479 | 13.6534 | 93.1976 | 4.8 | 357 | 13.4454 | 91.7773
3874 | 3874 | 2019-06-11 10:00 | 19.28 | 9.82 | 749 | 13.1108 | 89.4936 | 9.83 | 750 | 13.1067 | 89.4653 | 9.87 | 752 | 13.125 | 89.5904 | 9.41 | 719 | 13.0876 | 89.3353
3875 | 3875 | 2019-06-11 11:00 | 19.98 | 10.87 | 848 | 12.8184 | 87.4976 | 10.88 | 848 | 12.8302 | 87.5781 | 11.17 | 870 | 12.8391 | 87.6388 | 11.14 | 868 | 12.8341 | 87.6048
3876 | 3876 | 2019-06-11 12:00 | 20.67 | 10.95 | 859 | 12.7474 | 87.0128 | 10.95 | 859 | 12.7474 | 87.0128 | 11.26 | 881 | 12.7809 | 87.2418 | 11.23 | 879 | 12.7759 | 87.2074
3877 | 3877 | 2019-06-11 13:00 | 20.82 | 9.94 | 763 | 13.0275 | 88.9251 | 9.95 | 763 | 13.0406 | 89.0145 | 9.98 | 766 | 13.0287 | 88.9332 | 9.55 | 734 | 13.0109 | 88.8116
3878 | 3878 | 2019-06-11 14:00 | 20.97 | 7.45 | 553 | 13.472 | 91.9588 | 7.47 | 555 | 13.4595 | 91.8734 | 7.39 | 550 | 13.4364 | 91.7158 | 5.83 | 438 | 13.3105 | 90.8567
3879 | 3879 | 2019-06-11 15:00 | 21.12 | 6.15 | 450 | 13.6667 | 93.2878 | 6.24 | 456 | 13.6842 | 93.4076 | 5.93 | 434 | 13.6636 | 93.2669 | 3.08 | 232 | 13.2759 | 90.6202
3880 | 3880 | 2019-06-11 16:00 | 20.48 | 3.67 | 266 | 13.797 | 94.1774 | 3.9 | 281 | 13.879 | 94.7372 | 3.69 | 267 | 13.8202 | 94.336 | 2.97 | 216 | 13.75 | 93.8567
3881 | 3881 | 2019-06-11 17:00 | 19.84 | 2.22 | 160 | 13.875 | 94.7099 | 3 | 214 | 14.0187 | 95.6907 | 2.32 | 167 | 13.8922 | 94.8274 | 1.91 | 139 | 13.741 | 93.7953
3882 | 3882 | 2019-06-11 18:00 | 19.19 | 1.06 | 77 | 13.7662 | 93.9675 | 8.7 | 585 | 14.8718 | 101.514 | 1.13 | 82 | 13.7805 | 94.0648 | 1.13 | 82 | 13.7805 | 94.0648
3883 | 3883 | 2019-06-11 19:00 | 18.07 | 0.25 | 19 | 13.1579 | 89.815 | 360.39 | 20862 | 17.2749 | 117.9177 | 0.27 | 20 | 13.5 | 92.1502 | 0.27 | 20 | 13.5 | 92.1502
3884 | 3884 | 2019-06-11 20:00 | 16.95 | 0 | 0 | 0 | 0 | 0 | 0 | 0 | 0 | 0 | 0 | 0 | 0 | 0 | 0 | 0 | 0
3885 | 3885 | 2019-06-11 21:00 | 15.83 | 0 | 0 | 0 | 0 | 0 | 0 | 0 | 0 | 0 | 0 | 0 | 0 | 0 | 0 | 0 | 0
3886 | 3886 | 2019-06-11 22:00 | 15.42 | 0 | 0 | 0 | 0 | 0 | 0 | 0 | 0 | 0 | 0 | 0 | 0 | 0 | 0 | 0 | 0
3887 | 3887 | 2019-06-11 23:00 | 15 | 0 | 0 | 0 | 0 | 0 | 0 | 0 | 0 | 0 | 0 | 0 | 0 | 0 | 0 | 0 | 0
3888 | 3888 | 2019-06-12 | 14.58 | 0 | 0 | 0 | 0 | 0 | 0 | 0 | 0 | 0 | 0 | 0 | 0 | 0 | 0 | 0 | 0
3889 | 3889 | 2019-06-12 01:00 | 14.83 | 0 | 0 | 0 | 0 | 0 | 0 | 0 | 0 | 0 | 0 | 0 | 0 | 0 | 0 | 0 | 0
3890 | 3890 | 2019-06-12 02:00 | 15.08 | 0 | 0 | 0 | 0 | 0 | 0 | 0 | 0 | 0 | 0 | 0 | 0 | 0 | 0 | 0 | 0
3891 | 3891 | 2019-06-12 03:00 | 15.32 | 0 | 0 | 0 | 0 | 0 | 0 | 0 | 0 | 0 | 0 | 0 | 0 | 0 | 0 | 0 | 0
3892 | 3892 | 2019-06-12 04:00 | 15.42 | 0.11 | 8 | 13.75 | 93.8567 | 229.01 | 13339 | 17.1685 | 117.1908 | 0.12 | 9 | 13.3333 | 91.0125 | 0.12 | 9 | 13.3333 | 91.0125
3893 | 3893 | 2019-06-12 05:00 | 15.51 | 0.39 | 29 | 13.4483 | 91.7971 | 4.12 | 278 | 14.8201 | 101.1614 | 0.42 | 31 | 13.5484 | 92.4805 | 0.42 | 31 | 13.5484 | 92.4805
3894 | 3894 | 2019-06-12 06:00 | 15.61 | 1.55 | 110 | 14.0909 | 96.1837 | 2.17 | 153 | 14.183 | 96.8123 | 1.63 | 116 | 14.0517 | 95.9162 | 1.63 | 116 | 14.0517 | 95.9162
3895 | 3895 | 2019-06-12 07:00 | 16.01 | 1.29 | 92 | 14.0217 | 95.7115 | 1.38 | 98 | 14.0816 | 96.1204 | 1.35 | 96 | 14.0625 | 95.9898 | 1.35 | 96 | 14.0625 | 95.9898
3896 | 3896 | 2019-06-12 08:00 | 16.41 | 3.09 | 220 | 14.0455 | 95.8734 | 3.14 | 223 | 14.0807 | 96.1141 | 3.2 | 227 | 14.0969 | 96.2247 | 3.15 | 224 | 14.0625 | 95.9898
3897 | 3897 | 2019-06-12 09:00 | 16.81 | 6.23 | 450 | 13.8444 | 94.5013 | 6.26 | 452 | 13.8496 | 94.5362 | 6.3 | 455 | 13.8462 | 94.513 | 5.55 | 403 | 13.7717 | 94.0049
3898 | 3898 | 2019-06-12 10:00 | 17.05 | 7.6 | 556 | 13.6691 | 93.3042 | 7.61 | 557 | 13.6625 | 93.2592 | 7.73 | 566 | 13.6572 | 93.2235 | 7.56 | 554 | 13.6462 | 93.1482
3899 | 3899 | 2019-06-12 11:00 | 17.29 | 8.4 | 621 | 13.5266 | 92.3315 | 8.4 | 621 | 13.5266 | 92.3315 | 8.63 | 638 | 13.5266 | 92.3321 | 8.62 | 637 | 13.5322 | 92.3698
3900 | 3900 | 2019-06-12 12:00 | 17.53 | 8.84 | 658 | 13.4347 | 91.7041 | 8.85 | 658 | 13.4498 | 91.8078 | 9.1 | 676 | 13.4615 | 91.8876 | 9.08 | 675 | 13.4519 | 91.8215
3901 | 3901 | 2019-06-12 13:00 | 17.61 | 8.75 | 649 | 13.4823 | 92.0292 | 8.76 | 650 | 13.4769 | 91.9926 | 8.86 | 657 | 13.4855 | 92.0515 | 8.6 | 638 | 13.4796 | 92.0111
3902 | 3902 | 2019-06-12 14:00 | 17.69 | 8.31 | 611 | 13.6007 | 92.8372 | 8.34 | 613 | 13.6052 | 92.8684 | 8.15 | 600 | 13.5833 | 92.719 | 5.94 | 444 | 13.3784 | 91.32
3903 | 3903 | 2019-06-12 15:00 | 17.78 | 5.96 | 430 | 13.8605 | 94.6107 | 6.04 | 436 | 13.8532 | 94.5612 | 5.81 | 419 | 13.8663 | 94.6508 | 3.44 | 254 | 13.5433 | 92.4458
3904 | 3904 | 2019-06-12 16:00 | 17.15 | 4.33 | 308 | 14.0584 | 95.9621 | 4.59 | 326 | 14.0798 | 96.1075 | 4.14 | 295 | 14.0339 | 95.7945 | 2.3 | 168 | 13.6905 | 93.4503
3905 | 3905 | 2019-06-12 17:00 | 16.52 | 2.18 | 155 | 14.0645 | 96.0035 | 2.95 | 207 | 14.2512 | 97.2779 | 2.28 | 162 | 14.0741 | 96.0688 | 1.61 | 116 | 13.8793 | 94.7393
3906 | 3906 | 2019-06-12 18:00 | 15.88 | 0.93 | 67 | 13.8806 | 94.7481 | 7.47 | 498 | 15 | 102.3891 | 0.99 | 71 | 13.9437 | 95.1786 | 0.99 | 71 | 13.9437 | 95.1786
3907 | 3907 | 2019-06-12 19:00 | 15.49 | 0.24 | 18 | 13.3333 | 91.0125 | 336.12 | 19355 | 17.3661 | 118.5396 | 0.26 | 19 | 13.6842 | 93.4076 | 0.26 | 19 | 13.6842 | 93.4076
3908 | 3908 | 2019-06-12 20:00 | 15.09 | 0 | 0 | 0 | 0 | 0 | 0 | 0 | 0 | 0 | 0 | 0 | 0 | 0 | 0 | 0 | 0
3909 | 3909 | 2019-06-12 21:00 | 14.69 | 0 | 0 | 0 | 0 | 0 | 0 | 0 | 0 | 0 | 0 | 0 | 0 | 0 | 0 | 0 | 0
3910 | 3910 | 2019-06-12 22:00 | 14.71 | 0 | 0 | 0 | 0 | 0 | 0 | 0 | 0 | 0 | 0 | 0 | 0 | 0 | 0 | 0 | 0
3911 | 3911 | 2019-06-12 23:00 | 14.73 | 0 | 0 | 0 | 0 | 0 | 0 | 0 | 0 | 0 | 0 | 0 | 0 | 0 | 0 | 0 | 0
3912 | 3912 | 2019-06-13 | 14.74 | 0 | 0 | 0 | 0 | 0 | 0 | 0 | 0 | 0 | 0 | 0 | 0 | 0 | 0 | 0 | 0
3913 | 3913 | 2019-06-13 01:00 | 14.41 | 0 | 0 | 0 | 0 | 0 | 0 | 0 | 0 | 0 | 0 | 0 | 0 | 0 | 0 | 0 | 0
3914 | 3914 | 2019-06-13 02:00 | 14.08 | 0 | 0 | 0 | 0 | 0 | 0 | 0 | 0 | 0 | 0 | 0 | 0 | 0 | 0 | 0 | 0
3915 | 3915 | 2019-06-13 03:00 | 13.75 | 0 | 0 | 0 | 0 | 0 | 0 | 0 | 0 | 0 | 0 | 0 | 0 | 0 | 0 | 0 | 0
3916 | 3916 | 2019-06-13 04:00 | 14.23 | 0.06 | 4 | 15 | 102.3891 | 113.35 | 6734 | 16.8325 | 114.8976 | 0.06 | 4 | 15 | 102.3891 | 0.06 | 4 | 15 | 102.3891
3917 | 3917 | 2019-06-13 05:00 | 14.7 | 0.43 | 31 | 13.871 | 94.6824 | 4.56 | 306 | 14.902 | 101.7199 | 0.46 | 33 | 13.9394 | 95.1494 | 0.46 | 33 | 13.9394 | 95.1494
3918 | 3918 | 2019-06-13 06:00 | 15.18 | 0.62 | 45 | 13.7778 | 94.0463 | 0.86 | 62 | 13.871 | 94.6824 | 0.65 | 47 | 13.8298 | 94.4013 | 0.65 | 47 | 13.8298 | 94.4013
3919 | 3919 | 2019-06-13 07:00 | 15.85 | 2.86 | 203 | 14.0887 | 96.1684 | 3.05 | 216 | 14.1204 | 96.3848 | 2.96 | 210 | 14.0952 | 96.2132 | 2.85 | 202 | 14.1089 | 96.3066
3920 | 3920 | 2019-06-13 08:00 | 16.52 | 4.37 | 313 | 13.9617 | 95.3014 | 4.44 | 317 | 14.0063 | 95.6062 | 4.46 | 318 | 14.0252 | 95.7349 | 3.96 | 285 | 13.8947 | 94.8446
3921 | 3921 | 2019-06-13 09:00 | 17.19 | 2.33 | 167 | 13.9521 | 95.2361 | 2.34 | 167 | 14.012 | 95.6449 | 2.41 | 172 | 14.0116 | 95.6425 | 2.41 | 172 | 14.0116 | 95.6425
3922 | 3922 | 2019-06-13 10:00 | 17.64 | 2.09 | 150 | 13.9333 | 95.1081 | 2.09 | 150 | 13.9333 | 95.1081 | 2.15 | 154 | 13.961 | 95.2972 | 2.15 | 154 | 13.961 | 95.2972
3923 | 3923 | 2019-06-13 11:00 | 18.09 | 7.42 | 547 | 13.5649 | 92.5932 | 7.42 | 547 | 13.5649 | 92.5932 | 7.63 | 562 | 13.5765 | 92.6724 | 7.62 | 561 | 13.5829 | 92.716
3924 | 3924 | 2019-06-13 12:00 | 18.54 | 3.91 | 282 | 13.8652 | 94.6433 | 3.91 | 282 | 13.8652 | 94.6433 | 4.03 | 290 | 13.8966 | 94.857 | 4.03 | 290 | 13.8966 | 94.857
3925 | 3925 | 2019-06-13 13:00 | 18.33 | 1.09 | 79 | 13.7975 | 94.1807 | 1.09 | 79 | 13.7975 | 94.1807 | 1.12 | 81 | 13.8272 | 94.3833 | 1.12 | 81 | 13.8272 | 94.3833
3926 | 3926 | 2019-06-13 14:00 | 18.12 | 1.26 | 91 | 13.8462 | 94.513 | 1.27 | 92 | 13.8043 | 94.2276 | 1.31 | 94 | 13.9362 | 95.1274 | 1.31 | 94 | 13.9362 | 95.1274
3927 | 3927 | 2019-06-13 15:00 | 17.91 | 2.63 | 188 | 13.9894 | 95.4905 | 2.67 | 191 | 13.9791 | 95.4202 | 2.73 | 195 | 14 | 95.5631 | 2.71 | 194 | 13.9691 | 95.352
3928 | 3928 | 2019-06-13 16:00 | 17.27 | 2.5 | 178 | 14.0449 | 95.8699 | 2.65 | 189 | 14.0212 | 95.7076 | 2.6 | 185 | 14.0541 | 95.9321 | 2.54 | 181 | 14.0331 | 95.7894
3929 | 3929 | 2019-06-13 17:00 | 16.63 | 0.64 | 46 | 13.913 | 94.9696 | 0.86 | 62 | 13.871 | 94.6824 | 0.67 | 49 | 13.6735 | 93.3343 | 0.67 | 49 | 13.6735 | 93.3343
3930 | 3930 | 2019-06-13 18:00 | 15.98 | 0.97 | 70 | 13.8571 | 94.588 | 7.71 | 514 | 15 | 102.3891 | 1.04 | 75 | 13.8667 | 94.653 | 1.04 | 75 | 13.8667 | 94.653
3931 | 3931 | 2019-06-13 19:00 | 15.51 | 0.1 | 7 | 14.2857 | 97.5134 | 137.02 | 8124 | 16.8661 | 115.1268 | 0.11 | 8 | 13.75 | 93.8567 | 0.11 | 8 | 13.75 | 93.8567
3932 | 3932 | 2019-06-13 20:00 | 15.04 | 0 | 0 | 0 | 0 | 0 | 0 | 0 | 0 | 0 | 0 | 0 | 0 | 0 | 0 | 0 | 0
3933 | 3933 | 2019-06-13 21:00 | 14.57 | 0 | 0 | 0 | 0 | 0 | 0 | 0 | 0 | 0 | 0 | 0 | 0 | 0 | 0 | 0 | 0
3934 | 3934 | 2019-06-13 22:00 | 14.66 | 0 | 0 | 0 | 0 | 0 | 0 | 0 | 0 | 0 | 0 | 0 | 0 | 0 | 0 | 0 | 0
3935 | 3935 | 2019-06-13 23:00 | 14.75 | 0 | 0 | 0 | 0 | 0 | 0 | 0 | 0 | 0 | 0 | 0 | 0 | 0 | 0 | 0 | 0
3936 | 3936 | 2019-06-14 | 14.84 | 0 | 0 | 0 | 0 | 0 | 0 | 0 | 0 | 0 | 0 | 0 | 0 | 0 | 0 | 0 | 0
3937 | 3937 | 2019-06-14 01:00 | 14.81 | 0 | 0 | 0 | 0 | 0 | 0 | 0 | 0 | 0 | 0 | 0 | 0 | 0 | 0 | 0 | 0
3938 | 3938 | 2019-06-14 02:00 | 14.77 | 0 | 0 | 0 | 0 | 0 | 0 | 0 | 0 | 0 | 0 | 0 | 0 | 0 | 0 | 0 | 0
3939 | 3939 | 2019-06-14 03:00 | 14.73 | 0 | 0 | 0 | 0 | 0 | 0 | 0 | 0 | 0 | 0 | 0 | 0 | 0 | 0 | 0 | 0
3940 | 3940 | 2019-06-14 04:00 | 14.7 | 0.07 | 5 | 14 | 95.5631 | 138.24 | 8170 | 16.9204 | 115.4979 | 0.07 | 5 | 14 | 95.5631 | 0.07 | 5 | 14 | 95.5631
3941 | 3941 | 2019-06-14 05:00 | 14.67 | 0.34 | 25 | 13.6 | 92.8328 | 3.69 | 249 | 14.8193 | 101.1555 | 0.37 | 27 | 13.7037 | 93.5406 | 0.37 | 27 | 13.7037 | 93.5406
3942 | 3942 | 2019-06-14 06:00 | 14.64 | 1.18 | 84 | 14.0476 | 95.8882 | 1.67 | 117 | 14.2735 | 97.4301 | 1.25 | 89 | 14.0449 | 95.8699 | 1.25 | 89 | 14.0449 | 95.8699
3943 | 3943 | 2019-06-14 07:00 | 14.71 | 2.88 | 203 | 14.1872 | 96.8409 | 3.08 | 216 | 14.2593 | 97.3328 | 2.99 | 210 | 14.2381 | 97.1884 | 2.88 | 202 | 14.2574 | 97.3203
3944 | 3944 | 2019-06-14 08:00 | 14.78 | 1.35 | 96 | 14.0625 | 95.9898 | 1.37 | 97 | 14.1237 | 96.4076 | 1.4 | 99 | 14.1414 | 96.5284 | 1.4 | 99 | 14.1414 | 96.5284
3945 | 3945 | 2019-06-14 09:00 | 14.86 | 7.23 | 516 | 14.0116 | 95.6425 | 7.25 | 518 | 13.9961 | 95.5368 | 7.23 | 516 | 14.0116 | 95.6425 | 5.91 | 426 | 13.8732 | 94.6979
3946 | 3946 | 2019-06-14 10:00 | 15.15 | 7.98 | 575 | 13.8783 | 94.7322 | 7.99 | 575 | 13.8957 | 94.8509 | 8.11 | 584 | 13.887 | 94.7917 | 7.91 | 570 | 13.8772 | 94.7249
3947 | 3947 | 2019-06-14 11:00 | 15.43 | 6.97 | 499 | 13.9679 | 95.3443 | 6.98 | 499 | 13.988 | 95.4811 | 7.17 | 513 | 13.9766 | 95.4035 | 7.17 | 512 | 14.0039 | 95.5898
3948 | 3948 | 2019-06-14 12:00 | 15.72 | 2.61 | 184 | 14.1848 | 96.8245 | 2.61 | 184 | 14.1848 | 96.8245 | 2.68 | 189 | 14.1799 | 96.7911 | 2.68 | 189 | 14.1799 | 96.7911
3949 | 3949 | 2019-06-14 13:00 | 16.23 | 1.08 | 77 | 14.026 | 95.7404 | 1.08 | 77 | 14.026 | 95.7404 | 1.11 | 80 | 13.875 | 94.7099 | 1.11 | 80 | 13.875 | 94.7099
3950 | 3950 | 2019-06-14 14:00 | 16.73 | 2.64 | 187 | 14.1176 | 96.3662 | 2.65 | 188 | 14.0957 | 96.2167 | 2.72 | 193 | 14.0933 | 96.1998 | 2.72 | 193 | 14.0933 | 96.1998
3951 | 3951 | 2019-06-14 15:00 | 17.24 | 2.07 | 147 | 14.0816 | 96.1204 | 2.09 | 149 | 14.0268 | 95.7464 | 2.14 | 152 | 14.0789 | 96.102 | 2.14 | 152 | 14.0789 | 96.102
3952 | 3952 | 2019-06-14 16:00 | 16.62 | 1.79 | 128 | 13.9844 | 95.4565 | 1.9 | 135 | 14.0741 | 96.0688 | 1.87 | 133 | 14.0602 | 95.9737 | 1.87 | 133 | 14.0602 | 95.9737
3953 | 3953 | 2019-06-14 17:00 | 16 | 0.85 | 61 | 13.9344 | 95.1155 | 1.14 | 82 | 13.9024 | 94.8972 | 0.9 | 65 | 13.8462 | 94.513 | 0.9 | 65 | 13.8462 | 94.513
3954 | 3954 | 2019-06-14 18:00 | 15.37 | 0.38 | 28 | 13.5714 | 92.6377 | 2.97 | 203 | 14.6305 | 99.8672 | 0.4 | 30 | 13.3333 | 91.0125 | 0.4 | 30 | 13.3333 | 91.0125
3955 | 3955 | 2019-06-14 19:00 | 14.74 | 0.19 | 14 | 13.5714 | 92.6377 | 242.42 | 14072 | 17.2271 | 117.5912 | 0.2 | 15 | 13.3333 | 91.0125 | 0.2 | 15 | 13.3333 | 91.0125
3956 | 3956 | 2019-06-14 20:00 | 14.1 | 0 | 0 | 0 | 0 | 0 | 0 | 0 | 0 | 0 | 0 | 0 | 0 | 0 | 0 | 0 | 0
3957 | 3957 | 2019-06-14 21:00 | 13.46 | 0 | 0 | 0 | 0 | 0 | 0 | 0 | 0 | 0 | 0 | 0 | 0 | 0 | 0 | 0 | 0
3958 | 3958 | 2019-06-14 22:00 | 13.52 | 0 | 0 | 0 | 0 | 0 | 0 | 0 | 0 | 0 | 0 | 0 | 0 | 0 | 0 | 0 | 0
3959 | 3959 | 2019-06-14 23:00 | 13.57 | 0 | 0 | 0 | 0 | 0 | 0 | 0 | 0 | 0 | 0 | 0 | 0 | 0 | 0 | 0 | 0
3960 | 3960 | 2019-06-15 | 13.62 | 0 | 0 | 0 | 0 | 0 | 0 | 0 | 0 | 0 | 0 | 0 | 0 | 0 | 0 | 0 | 0
3961 | 3961 | 2019-06-15 01:00 | 13.69 | 0 | 0 | 0 | 0 | 0 | 0 | 0 | 0 | 0 | 0 | 0 | 0 | 0 | 0 | 0 | 0
3962 | 3962 | 2019-06-15 02:00 | 13.76 | 0 | 0 | 0 | 0 | 0 | 0 | 0 | 0 | 0 | 0 | 0 | 0 | 0 | 0 | 0 | 0
3963 | 3963 | 2019-06-15 03:00 | 13.83 | 0 | 0 | 0 | 0 | 0 | 0 | 0 | 0 | 0 | 0 | 0 | 0 | 0 | 0 | 0 | 0
3964 | 3964 | 2019-06-15 04:00 | 14 | 0.06 | 4 | 15 | 102.3891 | 116.17 | 6891 | 16.8582 | 115.0732 | 0.06 | 4 | 15 | 102.3891 | 0.06 | 4 | 15 | 102.3891
3965 | 3965 | 2019-06-15 05:00 | 14.17 | 0.47 | 34 | 13.8235 | 94.3586 | 5.08 | 339 | 14.9853 | 102.2884 | 0.5 | 36 | 13.8889 | 94.8047 | 0.5 | 36 | 13.8889 | 94.8047
3966 | 3966 | 2019-06-15 06:00 | 14.35 | 1.19 | 84 | 14.1667 | 96.7008 | 1.67 | 117 | 14.2735 | 97.4301 | 1.25 | 89 | 14.0449 | 95.8699 | 1.25 | 89 | 14.0449 | 95.8699
3967 | 3967 | 2019-06-15 07:00 | 14.82 | 2.74 | 193 | 14.1969 | 96.9071 | 2.92 | 205 | 14.2439 | 97.228 | 2.84 | 200 | 14.2 | 96.9283 | 2.77 | 195 | 14.2051 | 96.9633
3968 | 3968 | 2019-06-15 08:00 | 15.29 | 2.81 | 198 | 14.1919 | 96.8732 | 2.85 | 201 | 14.1791 | 96.7857 | 2.91 | 205 | 14.1951 | 96.895 | 2.89 | 204 | 14.1667 | 96.7008
3969 | 3969 | 2019-06-15 09:00 | 15.77 | 3.18 | 225 | 14.1333 | 96.4733 | 3.19 | 226 | 14.115 | 96.3484 | 3.28 | 232 | 14.1379 | 96.5046 | 3.28 | 232 | 14.1379 | 96.5046
3970 | 3970 | 2019-06-15 10:00 | 15.64 | 3.36 | 237 | 14.1772 | 96.7728 | 3.36 | 238 | 14.1176 | 96.3662 | 3.46 | 244 | 14.1803 | 96.794 | 3.46 | 244 | 14.1803 | 96.794
3971 | 3971 | 2019-06-15 11:00 | 15.52 | 6.96 | 499 | 13.9479 | 95.2075 | 6.96 | 499 | 13.9479 | 95.2075 | 7.16 | 513 | 13.9571 | 95.2704 | 7.15 | 512 | 13.9648 | 95.3232
3972 | 3972 | 2019-06-15 12:00 | 15.39 | 7.96 | 574 | 13.8676 | 94.6594 | 7.96 | 574 | 13.8676 | 94.6594 | 8.19 | 590 | 13.8814 | 94.7533 | 8.18 | 589 | 13.8879 | 94.7983
3973 | 3973 | 2019-06-15 13:00 | 15.43 | 7.71 | 555 | 13.8919 | 94.8252 | 7.72 | 555 | 13.9099 | 94.9482 | 7.85 | 564 | 13.9184 | 95.0064 | 7.7 | 554 | 13.8989 | 94.8732
3974 | 3974 | 2019-06-15 14:00 | 15.46 | 7.82 | 560 | 13.9643 | 95.3194 | 7.84 | 562 | 13.9502 | 95.2231 | 7.75 | 556 | 13.9388 | 95.1457 | 6.12 | 443 | 13.8149 | 94.2996
3975 | 3975 | 2019-06-15 15:00 | 15.5 | 5.32 | 376 | 14.1489 | 96.5798 | 5.39 | 381 | 14.147 | 96.5664 | 5.31 | 375 | 14.16 | 96.6553 | 3.98 | 284 | 14.0141 | 95.6593
3976 | 3976 | 2019-06-15 16:00 | 15.15 | 3.91 | 275 | 14.2182 | 97.0524 | 4.14 | 290 | 14.2759 | 97.4462 | 3.91 | 275 | 14.2182 | 97.0524 | 3.06 | 218 | 14.0367 | 95.8136
3977 | 3977 | 2019-06-15 17:00 | 14.8 | 1.98 | 140 | 14.1429 | 96.5383 | 2.65 | 185 | 14.3243 | 97.777 | 2.08 | 147 | 14.1497 | 96.5847 | 2 | 141 | 14.1844 | 96.8218
3978 | 3978 | 2019-06-15 18:00 | 14.44 | 0.86 | 61 | 14.0984 | 96.2345 | 6.57 | 437 | 15.0343 | 102.6234 | 0.91 | 65 | 14 | 95.5631 | 0.91 | 65 | 14 | 95.5631
3979 | 3979 | 2019-06-15 19:00 | 13.92 | 0.26 | 19 | 13.6842 | 93.4076 | 336.43 | 19285 | 17.4452 | 119.0796 | 0.28 | 21 | 13.3333 | 91.0125 | 0.28 | 21 | 13.3333 | 91.0125
3980 | 3980 | 2019-06-15 20:00 | 13.39 | 0 | 0 | 0 | 0 | 0 | 0 | 0 | 0 | 0 | 0 | 0 | 0 | 0 | 0 | 0 | 0
3981 | 3981 | 2019-06-15 21:00 | 12.86 | 0 | 0 | 0 | 0 | 0 | 0 | 0 | 0 | 0 | 0 | 0 | 0 | 0 | 0 | 0 | 0
3982 | 3982 | 2019-06-15 22:00 | 12.75 | 0 | 0 | 0 | 0 | 0 | 0 | 0 | 0 | 0 | 0 | 0 | 0 | 0 | 0 | 0 | 0
3983 | 3983 | 2019-06-15 23:00 | 12.63 | 0 | 0 | 0 | 0 | 0 | 0 | 0 | 0 | 0 | 0 | 0 | 0 | 0 | 0 | 0 | 0
3984 | 3984 | 2019-06-16 | 12.51 | 0 | 0 | 0 | 0 | 0 | 0 | 0 | 0 | 0 | 0 | 0 | 0 | 0 | 0 | 0 | 0
3985 | 3985 | 2019-06-16 01:00 | 12.37 | 0 | 0 | 0 | 0 | 0 | 0 | 0 | 0 | 0 | 0 | 0 | 0 | 0 | 0 | 0 | 0
3986 | 3986 | 2019-06-16 02:00 | 12.23 | 0 | 0 | 0 | 0 | 0 | 0 | 0 | 0 | 0 | 0 | 0 | 0 | 0 | 0 | 0 | 0
3987 | 3987 | 2019-06-16 03:00 | 12.09 | 0 | 0 | 0 | 0 | 0 | 0 | 0 | 0 | 0 | 0 | 0 | 0 | 0 | 0 | 0 | 0
3988 | 3988 | 2019-06-16 04:00 | 12.37 | 0.06 | 4 | 15 | 102.3891 | 118.38 | 6982 | 16.955 | 115.734 | 0.06 | 4 | 15 | 102.3891 | 0.06 | 4 | 15 | 102.3891
3989 | 3989 | 2019-06-16 05:00 | 12.65 | 1.18 | 83 | 14.2169 | 97.0435 | 12.86 | 832 | 15.4567 | 105.5067 | 1.25 | 88 | 14.2045 | 96.9594 | 1.25 | 88 | 14.2045 | 96.9594
3990 | 3990 | 2019-06-16 06:00 | 12.93 | 0.48 | 35 | 13.7143 | 93.6129 | 0.68 | 49 | 13.8776 | 94.7273 | 0.51 | 37 | 13.7838 | 94.0873 | 0.51 | 37 | 13.7838 | 94.0873
3991 | 3991 | 2019-06-16 07:00 | 13.51 | 2.8 | 197 | 14.2132 | 97.0184 | 2.99 | 209 | 14.3062 | 97.6534 | 2.91 | 204 | 14.2647 | 97.37 | 2.82 | 198 | 14.2424 | 97.2179
3992 | 3992 | 2019-06-16 08:00 | 14.09 | 5 | 353 | 14.1643 | 96.6847 | 5.08 | 358 | 14.1899 | 96.8597 | 5.05 | 356 | 14.1854 | 96.8286 | 4.15 | 295 | 14.0678 | 96.0259
3993 | 3993 | 2019-06-16 09:00 | 14.68 | 1.89 | 134 | 14.1045 | 96.2763 | 1.9 | 134 | 14.1791 | 96.7857 | 1.96 | 138 | 14.2029 | 96.9481 | 1.96 | 138 | 14.2029 | 96.9481
3994 | 3994 | 2019-06-16 10:00 | 15.04 | 8.52 | 621 | 13.7198 | 93.6506 | 8.53 | 621 | 13.7359 | 93.7605 | 8.63 | 628 | 13.742 | 93.8023 | 8.37 | 610 | 13.7213 | 93.6608
3995 | 3995 | 2019-06-16 11:00 | 15.39 | 2.23 | 158 | 14.1139 | 96.3408 | 2.23 | 158 | 14.1139 | 96.3408 | 2.29 | 162 | 14.1358 | 96.4901 | 2.29 | 162 | 14.1358 | 96.4901
3996 | 3996 | 2019-06-16 12:00 | 15.75 | 10.26 | 765 | 13.4118 | 91.5479 | 10.26 | 765 | 13.4118 | 91.5479 | 10.54 | 785 | 13.4268 | 91.6502 | 10.52 | 784 | 13.4184 | 91.593
3997 | 3997 | 2019-06-16 13:00 | 15.38 | 8.79 | 642 | 13.6916 | 93.4579 | 8.8 | 642 | 13.7072 | 93.5643 | 8.91 | 649 | 13.7288 | 93.712 | 8.66 | 632 | 13.7025 | 93.5326
3998 | 3998 | 2019-06-16 14:00 | 15 | 3.53 | 249 | 14.1767 | 96.7693 | 3.54 | 250 | 14.16 | 96.6553 | 3.64 | 256 | 14.2188 | 97.0563 | 3.61 | 255 | 14.1569 | 96.6339
3999 | 3999 | 2019-06-16 15:00 | 14.63 | 6.09 | 430 | 14.1628 | 96.6743 | 6.18 | 436 | 14.1743 | 96.753 | 5.95 | 420 | 14.1667 | 96.7008 | 3.55 | 257 | 13.8132 | 94.2883
4000 | 4000 | 2019-06-16 16:00 | 14.48 | 3.34 | 235 | 14.2128 | 97.0155 | 3.53 | 248 | 14.2339 | 97.1595 | 3.41 | 240 | 14.2083 | 96.9852 | 3.07 | 217 | 14.1475 | 96.5697
4001 | 4001 | 2019-06-16 17:00 | 14.33 | 2.21 | 156 | 14.1667 | 96.7008 | 2.96 | 206 | 14.3689 | 98.0814 | 2.3 | 161 | 14.2857 | 97.5134 | 1.52 | 109 | 13.945 | 95.1874
4002 | 4002 | 2019-06-16 18:00 | 14.17 | 0.98 | 70 | 14 | 95.5631 | 7.41 | 491 | 15.0916 | 103.0147 | 1.05 | 75 | 14 | 95.5631 | 1.05 | 75 | 14 | 95.5631
4003 | 4003 | 2019-06-16 19:00 | 13.53 | 0.1 | 7 | 14.2857 | 97.5134 | 127.49 | 7531 | 16.9287 | 115.5542 | 0.11 | 8 | 13.75 | 93.8567 | 0.11 | 8 | 13.75 | 93.8567
4004 | 4004 | 2019-06-16 20:00 | 12.89 | 0 | 0 | 0 | 0 | 0 | 0 | 0 | 0 | 0 | 0 | 0 | 0 | 0 | 0 | 0 | 0
4005 | 4005 | 2019-06-16 21:00 | 12.24 | 0 | 0 | 0 | 0 | 0 | 0 | 0 | 0 | 0 | 0 | 0 | 0 | 0 | 0 | 0 | 0
4006 | 4006 | 2019-06-16 22:00 | 11.9 | 0 | 0 | 0 | 0 | 0 | 0 | 0 | 0 | 0 | 0 | 0 | 0 | 0 | 0 | 0 | 0
4007 | 4007 | 2019-06-16 23:00 | 11.55 | 0 | 0 | 0 | 0 | 0 | 0 | 0 | 0 | 0 | 0 | 0 | 0 | 0 | 0 | 0 | 0
4008 | 4008 | 2019-06-17 | 11.2 | 0 | 0 | 0 | 0 | 0 | 0 | 0 | 0 | 0 | 0 | 0 | 0 | 0 | 0 | 0 | 0
4009 | 4009 | 2019-06-17 01:00 | 10.42 | 0 | 0 | 0 | 0 | 0 | 0 | 0 | 0 | 0 | 0 | 0 | 0 | 0 | 0 | 0 | 0
4010 | 4010 | 2019-06-17 02:00 | 9.64 | 0 | 0 | 0 | 0 | 0 | 0 | 0 | 0 | 0 | 0 | 0 | 0 | 0 | 0 | 0 | 0
4011 | 4011 | 2019-06-17 03:00 | 8.85 | 0 | 0 | 0 | 0 | 0 | 0 | 0 | 0 | 0 | 0 | 0 | 0 | 0 | 0 | 0 | 0
4012 | 4012 | 2019-06-17 04:00 | 10.37 | 0.41 | 30 | 13.6667 | 93.2878 | 875.08 | 48213 | 18.1503 | 123.8928 | 0.45 | 32 | 14.0625 | 95.9898 | 0.45 | 32 | 14.0625 | 95.9898
4013 | 4013 | 2019-06-17 05:00 | 11.89 | 1.15 | 81 | 14.1975 | 96.9115 | 12.7 | 820 | 15.4878 | 105.7188 | 1.23 | 86 | 14.3023 | 97.6268 | 1.23 | 86 | 14.3023 | 97.6268
4014 | 4014 | 2019-06-17 06:00 | 13.42 | 2.14 | 150 | 14.2667 | 97.3834 | 3.02 | 209 | 14.4498 | 98.6332 | 2.25 | 158 | 14.2405 | 97.2048 | 1.36 | 97 | 14.0206 | 95.7039
4015 | 4015 | 2019-06-17 07:00 | 14.86 | 4.7 | 331 | 14.1994 | 96.9242 | 5.03 | 352 | 14.2898 | 97.5411 | 4.35 | 307 | 14.1694 | 96.7193 | 1.59 | 117 | 13.5897 | 92.7628
4016 | 4016 | 2019-06-17 08:00 | 16.31 | 6.4 | 460 | 13.913 | 94.9696 | 6.5 | 467 | 13.9186 | 95.0077 | 6.17 | 444 | 13.8964 | 94.8559 | 3.3 | 245 | 13.4694 | 91.9412
4017 | 4017 | 2019-06-17 09:00 | 17.76 | 6.66 | 487 | 13.6756 | 93.3486 | 6.69 | 489 | 13.681 | 93.3855 | 6.69 | 489 | 13.681 | 93.3855 | 5.64 | 416 | 13.5577 | 92.544
4018 | 4018 | 2019-06-17 10:00 | 17.57 | 9.09 | 681 | 13.348 | 91.1127 | 9.1 | 682 | 13.3431 | 91.0792 | 9.17 | 687 | 13.3479 | 91.1119 | 8.81 | 661 | 13.3283 | 90.9781
4019 | 4019 | 2019-06-17 11:00 | 17.39 | 9.28 | 697 | 13.3142 | 90.8819 | 9.28 | 697 | 13.3142 | 90.8819 | 9.53 | 715 | 13.3287 | 90.9807 | 9.51 | 714 | 13.3193 | 90.9169
4020 | 4020 | 2019-06-17 12:00 | 17.2 | 7.11 | 521 | 13.6468 | 93.1524 | 7.12 | 521 | 13.666 | 93.2835 | 7.32 | 536 | 13.6567 | 93.2199 | 7.31 | 535 | 13.6636 | 93.2666
4021 | 4021 | 2019-06-17 13:00 | 16.97 | 9.07 | 674 | 13.457 | 91.8565 | 9.08 | 675 | 13.4519 | 91.8215 | 9.17 | 681 | 13.4655 | 91.9146 | 8.88 | 661 | 13.4342 | 91.701
4022 | 4022 | 2019-06-17 14:00 | 16.73 | 3.39 | 242 | 14.0083 | 95.6196 | 3.4 | 243 | 13.9918 | 95.507 | 3.5 | 249 | 14.0562 | 95.9469 | 3.48 | 248 | 14.0323 | 95.7833
4023 | 4023 | 2019-06-17 15:00 | 16.5 | 5.02 | 358 | 14.0223 | 95.7157 | 5.09 | 363 | 14.022 | 95.7136 | 5.04 | 360 | 14 | 95.5631 | 3.98 | 287 | 13.8676 | 94.6594
4024 | 4024 | 2019-06-17 16:00 | 16.14 | 2.12 | 151 | 14.0397 | 95.8344 | 2.25 | 159 | 14.1509 | 96.5935 | 2.21 | 157 | 14.0764 | 96.0849 | 2.2 | 156 | 14.1026 | 96.2632
4025 | 4025 | 2019-06-17 17:00 | 15.78 | 1.08 | 77 | 14.026 | 95.7404 | 1.44 | 102 | 14.1176 | 96.3662 | 1.13 | 81 | 13.9506 | 95.2261 | 1.13 | 81 | 13.9506 | 95.2261
4026 | 4026 | 2019-06-17 18:00 | 15.41 | 0.4 | 30 | 13.3333 | 91.0125 | 3.01 | 206 | 14.6117 | 99.7382 | 0.43 | 31 | 13.871 | 94.6824 | 0.43 | 31 | 13.871 | 94.6824
4027 | 4027 | 2019-06-17 19:00 | 14.62 | 0.04 | 3 | 13.3333 | 91.0125 | 53.54 | 3269 | 16.3781 | 111.7959 | 0.05 | 3 | 16.6667 | 113.7656 | 0.05 | 3 | 16.6667 | 113.7656
4028 | 4028 | 2019-06-17 20:00 | 13.82 | 0 | 0 | 0 | 0 | 0 | 0 | 0 | 0 | 0 | 0 | 0 | 0 | 0 | 0 | 0 | 0
4029 | 4029 | 2019-06-17 21:00 | 13.02 | 0 | 0 | 0 | 0 | 0 | 0 | 0 | 0 | 0 | 0 | 0 | 0 | 0 | 0 | 0 | 0
4030 | 4030 | 2019-06-17 22:00 | 12.78 | 0 | 0 | 0 | 0 | 0 | 0 | 0 | 0 | 0 | 0 | 0 | 0 | 0 | 0 | 0 | 0
4031 | 4031 | 2019-06-17 23:00 | 12.54 | 0 | 0 | 0 | 0 | 0 | 0 | 0 | 0 | 0 | 0 | 0 | 0 | 0 | 0 | 0 | 0
4032 | 4032 | 2019-06-18 | 12.29 | 0 | 0 | 0 | 0 | 0 | 0 | 0 | 0 | 0 | 0 | 0 | 0 | 0 | 0 | 0 | 0
4033 | 4033 | 2019-06-18 01:00 | 12.27 | 0 | 0 | 0 | 0 | 0 | 0 | 0 | 0 | 0 | 0 | 0 | 0 | 0 | 0 | 0 | 0
4034 | 4034 | 2019-06-18 02:00 | 12.25 | 0 | 0 | 0 | 0 | 0 | 0 | 0 | 0 | 0 | 0 | 0 | 0 | 0 | 0 | 0 | 0
4035 | 4035 | 2019-06-18 03:00 | 12.22 | 0 | 0 | 0 | 0 | 0 | 0 | 0 | 0 | 0 | 0 | 0 | 0 | 0 | 0 | 0 | 0
4036 | 4036 | 2019-06-18 04:00 | 12.36 | 0.08 | 6 | 13.3333 | 91.0125 | 172.9 | 10070 | 17.1698 | 117.2001 | 0.09 | 6 | 15 | 102.3891 | 0.09 | 6 | 15 | 102.3891
4037 | 4037 | 2019-06-18 05:00 | 12.5 | 0.67 | 48 | 13.9583 | 95.2787 | 7.56 | 495 | 15.2727 | 104.2507 | 0.72 | 51 | 14.1176 | 96.3662 | 0.72 | 51 | 14.1176 | 96.3662
4038 | 4038 | 2019-06-18 06:00 | 12.65 | 2.36 | 165 | 14.303 | 97.6316 | 3.34 | 230 | 14.5217 | 99.1245 | 2.49 | 173 | 14.3931 | 98.2462 | 2.32 | 162 | 14.321 | 97.7542
4039 | 4039 | 2019-06-18 07:00 | 13.12 | 1.61 | 114 | 14.1228 | 96.4014 | 1.73 | 121 | 14.2975 | 97.594 | 1.69 | 118 | 14.322 | 97.7613 | 1.69 | 118 | 14.322 | 97.7613
4040 | 4040 | 2019-06-18 08:00 | 13.59 | 2.39 | 167 | 14.3114 | 97.6886 | 2.43 | 170 | 14.2941 | 97.5708 | 2.48 | 173 | 14.3353 | 97.8516 | 2.48 | 173 | 14.3353 | 97.8516
4041 | 4041 | 2019-06-18 09:00 | 14.06 | 1.51 | 106 | 14.2453 | 97.2374 | 1.51 | 107 | 14.1121 | 96.3287 | 1.56 | 110 | 14.1818 | 96.8042 | 1.56 | 110 | 14.1818 | 96.8042
4042 | 4042 | 2019-06-18 10:00 | 14.3 | 2.62 | 184 | 14.2391 | 97.1954 | 2.63 | 184 | 14.2935 | 97.5664 | 2.7 | 190 | 14.2105 | 97.0002 | 2.7 | 190 | 14.2105 | 97.0002
4043 | 4043 | 2019-06-18 11:00 | 14.55 | 9.57 | 697 | 13.7303 | 93.722 | 9.58 | 697 | 13.7446 | 93.8199 | 9.83 | 715 | 13.7483 | 93.8447 | 9.81 | 714 | 13.7395 | 93.785
4044 | 4044 | 2019-06-18 12:00 | 14.79 | 3.71 | 261 | 14.2146 | 97.0277 | 3.72 | 261 | 14.2529 | 97.2892 | 3.82 | 269 | 14.2007 | 96.9334 | 3.82 | 269 | 14.2007 | 96.9334
4045 | 4045 | 2019-06-18 13:00 | 15.05 | 1.79 | 127 | 14.0945 | 96.2081 | 1.79 | 127 | 14.0945 | 96.2081 | 1.85 | 130 | 14.2308 | 97.1384 | 1.85 | 130 | 14.2308 | 97.1384
4046 | 4046 | 2019-06-18 14:00 | 15.31 | 0.87 | 62 | 14.0323 | 95.7833 | 0.87 | 62 | 14.0323 | 95.7833 | 0.89 | 64 | 13.9062 | 94.9232 | 0.89 | 64 | 13.9062 | 94.9232
4047 | 4047 | 2019-06-18 15:00 | 15.57 | 0.89 | 64 | 13.9062 | 94.9232 | 0.9 | 65 | 13.8462 | 94.513 | 0.92 | 66 | 13.9394 | 95.1494 | 0.92 | 66 | 13.9394 | 95.1494
4048 | 4048 | 2019-06-18 16:00 | 15.09 | 1.21 | 86 | 14.0698 | 96.0394 | 1.28 | 91 | 14.0659 | 96.0132 | 1.26 | 90 | 14 | 95.5631 | 1.26 | 90 | 14 | 95.5631
4049 | 4049 | 2019-06-18 17:00 | 14.61 | 1.94 | 137 | 14.1606 | 96.6593 | 2.59 | 181 | 14.3094 | 97.675 | 2.04 | 144 | 14.1667 | 96.7008 | 1.98 | 140 | 14.1429 | 96.5383
4050 | 4050 | 2019-06-18 18:00 | 14.13 | 0.17 | 13 | 13.0769 | 89.2623 | 1.28 | 89 | 14.382 | 98.1708 | 0.19 | 14 | 13.5714 | 92.6377 | 0.19 | 14 | 13.5714 | 92.6377
4051 | 4051 | 2019-06-18 19:00 | 13.71 | 0.31 | 22 | 14.0909 | 96.1837 | 361.96 | 20694 | 17.4911 | 119.3929 | 0.33 | 24 | 13.75 | 93.8567 | 0.33 | 24 | 13.75 | 93.8567
4052 | 4052 | 2019-06-18 20:00 | 13.29 | 0 | 0 | 0 | 0 | 0 | 0 | 0 | 0 | 0 | 0 | 0 | 0 | 0 | 0 | 0 | 0
4053 | 4053 | 2019-06-18 21:00 | 12.86 | 0 | 0 | 0 | 0 | 0 | 0 | 0 | 0 | 0 | 0 | 0 | 0 | 0 | 0 | 0 | 0
4054 | 4054 | 2019-06-18 22:00 | 12.81 | 0 | 0 | 0 | 0 | 0 | 0 | 0 | 0 | 0 | 0 | 0 | 0 | 0 | 0 | 0 | 0
4055 | 4055 | 2019-06-18 23:00 | 12.75 | 0 | 0 | 0 | 0 | 0 | 0 | 0 | 0 | 0 | 0 | 0 | 0 | 0 | 0 | 0 | 0
4056 | 4056 | 2019-06-19 | 12.69 | 0 | 0 | 0 | 0 | 0 | 0 | 0 | 0 | 0 | 0 | 0 | 0 | 0 | 0 | 0 | 0
4057 | 4057 | 2019-06-19 01:00 | 12.66 | 0 | 0 | 0 | 0 | 0 | 0 | 0 | 0 | 0 | 0 | 0 | 0 | 0 | 0 | 0 | 0
4058 | 4058 | 2019-06-19 02:00 | 12.62 | 0 | 0 | 0 | 0 | 0 | 0 | 0 | 0 | 0 | 0 | 0 | 0 | 0 | 0 | 0 | 0
4059 | 4059 | 2019-06-19 03:00 | 12.58 | 0 | 0 | 0 | 0 | 0 | 0 | 0 | 0 | 0 | 0 | 0 | 0 | 0 | 0 | 0 | 0
4060 | 4060 | 2019-06-19 04:00 | 12.85 | 0.06 | 4 | 15 | 102.3891 | 123.98 | 7312 | 16.9557 | 115.7385 | 0.06 | 4 | 15 | 102.3891 | 0.06 | 4 | 15 | 102.3891
4061 | 4061 | 2019-06-19 05:00 | 13.12 | 0.46 | 33 | 13.9394 | 95.1494 | 5.22 | 347 | 15.0432 | 102.6841 | 0.49 | 35 | 14 | 95.5631 | 0.49 | 35 | 14 | 95.5631
4062 | 4062 | 2019-06-19 06:00 | 13.39 | 1.44 | 101 | 14.2574 | 97.3203 | 2.04 | 142 | 14.3662 | 98.0628 | 1.52 | 107 | 14.2056 | 96.9666 | 1.51 | 107 | 14.1121 | 96.3287
4063 | 4063 | 2019-06-19 07:00 | 13.97 | 4.25 | 298 | 14.2617 | 97.3498 | 4.55 | 318 | 14.3082 | 97.6667 | 4.21 | 295 | 14.2712 | 97.4142 | 3.06 | 217 | 14.1014 | 96.2552
4064 | 4064 | 2019-06-19 08:00 | 14.56 | 3.04 | 214 | 14.2056 | 96.9666 | 3.09 | 217 | 14.2396 | 97.1988 | 3.15 | 221 | 14.2534 | 97.2928 | 3.11 | 218 | 14.2661 | 97.3792
4065 | 4065 | 2019-06-19 09:00 | 15.15 | 4.87 | 346 | 14.0751 | 96.0761 | 4.89 | 347 | 14.0922 | 96.1926 | 4.99 | 354 | 14.096 | 96.2187 | 4.75 | 337 | 14.095 | 96.2113
4066 | 4066 | 2019-06-19 10:00 | 15.4 | 6.47 | 464 | 13.944 | 95.1807 | 6.48 | 464 | 13.9655 | 95.3278 | 6.62 | 474 | 13.9662 | 95.3327 | 6.52 | 467 | 13.9615 | 95.3
4067 | 4067 | 2019-06-19 11:00 | 15.66 | 7.75 | 562 | 13.79 | 94.1299 | 7.75 | 562 | 13.79 | 94.1299 | 7.97 | 577 | 13.8128 | 94.2855 | 7.96 | 576 | 13.8194 | 94.3307
4068 | 4068 | 2019-06-19 12:00 | 15.91 | 1.83 | 130 | 14.0769 | 96.0882 | 1.83 | 130 | 14.0769 | 96.0882 | 1.89 | 134 | 14.1045 | 96.2763 | 1.89 | 134 | 14.1045 | 96.2763
4069 | 4069 | 2019-06-19 13:00 | 15.84 | 7.41 | 534 | 13.8764 | 94.7195 | 7.42 | 534 | 13.8951 | 94.8473 | 7.56 | 544 | 13.8971 | 94.8605 | 7.43 | 535 | 13.8879 | 94.7976
4070 | 4070 | 2019-06-19 14:00 | 15.76 | 3.22 | 228 | 14.1228 | 96.4014 | 3.24 | 228 | 14.2105 | 97.0002 | 3.33 | 235 | 14.1702 | 96.725 | 3.32 | 234 | 14.188 | 96.8466
4071 | 4071 | 2019-06-19 15:00 | 15.69 | 4.68 | 330 | 14.1818 | 96.8042 | 4.75 | 334 | 14.2216 | 97.0755 | 4.74 | 334 | 14.1916 | 96.8711 | 4.01 | 285 | 14.0702 | 96.0422
4072 | 4072 | 2019-06-19 16:00 | 15.2 | 0.55 | 40 | 13.75 | 93.8567 | 0.59 | 42 | 14.0476 | 95.8882 | 0.58 | 42 | 13.8095 | 94.263 | 0.58 | 42 | 13.8095 | 94.263
4073 | 4073 | 2019-06-19 17:00 | 14.71 | 2.35 | 165 | 14.2424 | 97.2179 | 3.13 | 217 | 14.424 | 98.4571 | 2.46 | 173 | 14.2197 | 97.0625 | 2.12 | 150 | 14.1333 | 96.4733
4074 | 4074 | 2019-06-19 18:00 | 14.21 | 1 | 71 | 14.0845 | 96.14 | 7.18 | 476 | 15.084 | 102.9627 | 1.06 | 75 | 14.1333 | 96.4733 | 1.06 | 75 | 14.1333 | 96.4733
4075 | 4075 | 2019-06-19 19:00 | 13.57 | 0.1 | 7 | 14.2857 | 97.5134 | 118.8 | 7035 | 16.887 | 115.2696 | 0.11 | 8 | 13.75 | 93.8567 | 0.11 | 8 | 13.75 | 93.8567
4076 | 4076 | 2019-06-19 20:00 | 12.93 | 0 | 0 | 0 | 0 | 0 | 0 | 0 | 0 | 0 | 0 | 0 | 0 | 0 | 0 | 0 | 0
4077 | 4077 | 2019-06-19 21:00 | 12.29 | 0 | 0 | 0 | 0 | 0 | 0 | 0 | 0 | 0 | 0 | 0 | 0 | 0 | 0 | 0 | 0
4078 | 4078 | 2019-06-19 22:00 | 12.13 | 0 | 0 | 0 | 0 | 0 | 0 | 0 | 0 | 0 | 0 | 0 | 0 | 0 | 0 | 0 | 0
4079 | 4079 | 2019-06-19 23:00 | 11.96 | 0 | 0 | 0 | 0 | 0 | 0 | 0 | 0 | 0 | 0 | 0 | 0 | 0 | 0 | 0 | 0
4080 | 4080 | 2019-06-20 | 11.79 | 0 | 0 | 0 | 0 | 0 | 0 | 0 | 0 | 0 | 0 | 0 | 0 | 0 | 0 | 0 | 0
4081 | 4081 | 2019-06-20 01:00 | 11.65 | 0 | 0 | 0 | 0 | 0 | 0 | 0 | 0 | 0 | 0 | 0 | 0 | 0 | 0 | 0 | 0
4082 | 4082 | 2019-06-20 02:00 | 11.5 | 0 | 0 | 0 | 0 | 0 | 0 | 0 | 0 | 0 | 0 | 0 | 0 | 0 | 0 | 0 | 0
4083 | 4083 | 2019-06-20 03:00 | 11.35 | 0 | 0 | 0 | 0 | 0 | 0 | 0 | 0 | 0 | 0 | 0 | 0 | 0 | 0 | 0 | 0
4084 | 4084 | 2019-06-20 04:00 | 11.48 | 0.07 | 5 | 14 | 95.5631 | 153.12 | 8929 | 17.1486 | 117.0554 | 0.07 | 5 | 14 | 95.5631 | 0.07 | 5 | 14 | 95.5631
4085 | 4085 | 2019-06-20 05:00 | 11.6 | 0.2 | 15 | 13.3333 | 91.0125 | 2.32 | 157 | 14.7771 | 100.8674 | 0.21 | 15 | 14 | 95.5631 | 0.21 | 15 | 14 | 95.5631
4086 | 4086 | 2019-06-20 06:00 | 11.73 | 1.1 | 77 | 14.2857 | 97.5134 | 1.56 | 109 | 14.3119 | 97.6923 | 1.16 | 81 | 14.321 | 97.7542 | 1.16 | 81 | 14.321 | 97.7542
4087 | 4087 | 2019-06-20 07:00 | 12.35 | 2.06 | 144 | 14.3056 | 97.6488 | 2.21 | 154 | 14.3506 | 97.9567 | 2.15 | 150 | 14.3333 | 97.8385 | 2.15 | 150 | 14.3333 | 97.8385
4088 | 4088 | 2019-06-20 08:00 | 12.97 | 3.54 | 248 | 14.2742 | 97.4348 | 3.6 | 251 | 14.3426 | 97.9019 | 3.65 | 255 | 14.3137 | 97.7046 | 3.52 | 246 | 14.3089 | 97.672
4089 | 4089 | 2019-06-20 09:00 | 13.59 | 5.84 | 413 | 14.1404 | 96.5217 | 5.87 | 415 | 14.1446 | 96.55 | 5.94 | 419 | 14.1766 | 96.7687 | 5.37 | 381 | 14.0945 | 96.2081
4090 | 4090 | 2019-06-20 10:00 | 14.31 | 6.15 | 437 | 14.0732 | 96.063 | 6.16 | 438 | 14.0639 | 95.9995 | 6.3 | 447 | 14.094 | 96.2045 | 6.22 | 442 | 14.0724 | 96.0573
4091 | 4091 | 2019-06-20 11:00 | 15.03 | 9.51 | 697 | 13.6442 | 93.1344 | 9.51 | 697 | 13.6442 | 93.1344 | 9.77 | 715 | 13.6643 | 93.2719 | 9.74 | 714 | 13.6415 | 93.1157
4092 | 4092 | 2019-06-20 12:00 | 15.75 | 10.62 | 790 | 13.443 | 91.7614 | 10.63 | 790 | 13.4557 | 91.8478 | 10.92 | 811 | 13.4649 | 91.9103 | 10.9 | 810 | 13.4568 | 91.8552
4093 | 4093 | 2019-06-20 13:00 | 15.89 | 8.92 | 652 | 13.681 | 93.3855 | 8.93 | 653 | 13.6753 | 93.3471 | 9.03 | 660 | 13.6818 | 93.3913 | 8.78 | 642 | 13.676 | 93.3516
4094 | 4094 | 2019-06-20 14:00 | 16.03 | 8.12 | 588 | 13.8095 | 94.263 | 8.15 | 590 | 13.8136 | 94.2905 | 8.02 | 581 | 13.8038 | 94.2238 | 6.17 | 452 | 13.6504 | 93.1771
4095 | 4095 | 2019-06-20 15:00 | 16.17 | 6.5 | 464 | 14.0086 | 95.622 | 6.59 | 470 | 14.0213 | 95.7084 | 6.25 | 447 | 13.9821 | 95.441 | 3.07 | 226 | 13.5841 | 92.724
4096 | 4096 | 2019-06-20 16:00 | 15.99 | 4.58 | 323 | 14.1796 | 96.7889 | 4.85 | 341 | 14.2229 | 97.0845 | 4.29 | 303 | 14.1584 | 96.6445 | 1.89 | 138 | 13.6957 | 93.4857
4097 | 4097 | 2019-06-20 17:00 | 15.82 | 2.34 | 166 | 14.0964 | 96.2211 | 3.11 | 218 | 14.2661 | 97.3792 | 2.45 | 173 | 14.1618 | 96.6679 | 2.02 | 144 | 14.0278 | 95.7527
4098 | 4098 | 2019-06-20 18:00 | 15.64 | 1.1 | 79 | 13.9241 | 95.0447 | 7.88 | 525 | 15.0095 | 102.4541 | 1.18 | 84 | 14.0476 | 95.8882 | 1.18 | 84 | 14.0476 | 95.8882
4099 | 4099 | 2019-06-20 19:00 | 15.19 | 0.31 | 22 | 14.0909 | 96.1837 | 345.59 | 19878 | 17.3856 | 118.6727 | 0.33 | 24 | 13.75 | 93.8567 | 0.33 | 24 | 13.75 | 93.8567
4100 | 4100 | 2019-06-20 20:00 | 14.73 | 0 | 0 | 0 | 0 | 0 | 0 | 0 | 0 | 0 | 0 | 0 | 0 | 0 | 0 | 0 | 0
4101 | 4101 | 2019-06-20 21:00 | 14.27 | 0 | 0 | 0 | 0 | 0 | 0 | 0 | 0 | 0 | 0 | 0 | 0 | 0 | 0 | 0 | 0
4102 | 4102 | 2019-06-20 22:00 | 12.89 | 0 | 0 | 0 | 0 | 0 | 0 | 0 | 0 | 0 | 0 | 0 | 0 | 0 | 0 | 0 | 0
4103 | 4103 | 2019-06-20 23:00 | 11.51 | 0 | 0 | 0 | 0 | 0 | 0 | 0 | 0 | 0 | 0 | 0 | 0 | 0 | 0 | 0 | 0
4104 | 4104 | 2019-06-21 | 10.12 | 0 | 0 | 0 | 0 | 0 | 0 | 0 | 0 | 0 | 0 | 0 | 0 | 0 | 0 | 0 | 0
4105 | 4105 | 2019-06-21 01:00 | 9.81 | 0 | 0 | 0 | 0 | 0 | 0 | 0 | 0 | 0 | 0 | 0 | 0 | 0 | 0 | 0 | 0
4106 | 4106 | 2019-06-21 02:00 | 9.49 | 0 | 0 | 0 | 0 | 0 | 0 | 0 | 0 | 0 | 0 | 0 | 0 | 0 | 0 | 0 | 0
4107 | 4107 | 2019-06-21 03:00 | 9.17 | 0 | 0 | 0 | 0 | 0 | 0 | 0 | 0 | 0 | 0 | 0 | 0 | 0 | 0 | 0 | 0
4108 | 4108 | 2019-06-21 04:00 | 10.76 | 0.06 | 4 | 15 | 102.3891 | 129.54 | 7580 | 17.0897 | 116.6533 | 0.06 | 4 | 15 | 102.3891 | 0.06 | 4 | 15 | 102.3891
4109 | 4109 | 2019-06-21 05:00 | 12.35 | 0.81 | 58 | 13.9655 | 95.3278 | 9.52 | 619 | 15.3796 | 104.9805 | 0.87 | 62 | 14.0323 | 95.7833 | 0.87 | 62 | 14.0323 | 95.7833
4110 | 4110 | 2019-06-21 06:00 | 13.95 | 1.99 | 140 | 14.2143 | 97.0258 | 2.84 | 197 | 14.4162 | 98.4044 | 2.1 | 147 | 14.2857 | 97.5134 | 2.06 | 144 | 14.3056 | 97.6488
4111 | 4111 | 2019-06-21 07:00 | 15.26 | 0.99 | 71 | 13.9437 | 95.1786 | 1.06 | 76 | 13.9474 | 95.2039 | 1.04 | 74 | 14.0541 | 95.9321 | 1.04 | 74 | 14.0541 | 95.9321
4112 | 4112 | 2019-06-21 08:00 | 16.57 | 2.63 | 186 | 14.1398 | 96.5173 | 2.67 | 189 | 14.127 | 96.4299 | 2.72 | 192 | 14.1667 | 96.7008 | 2.71 | 192 | 14.1146 | 96.3453
4113 | 4113 | 2019-06-21 09:00 | 17.88 | 2.9 | 206 | 14.0777 | 96.0933 | 2.91 | 207 | 14.058 | 95.9588 | 3 | 213 | 14.0845 | 96.14 | 3 | 213 | 14.0845 | 96.14
4114 | 4114 | 2019-06-21 10:00 | 18.28 | 2.93 | 209 | 14.0191 | 95.6938 | 2.94 | 209 | 14.067 | 96.0204 | 3.02 | 215 | 14.0465 | 95.8806 | 3.02 | 215 | 14.0465 | 95.8806
4115 | 4115 | 2019-06-21 11:00 | 18.68 | 2.54 | 182 | 13.956 | 95.2631 | 2.54 | 182 | 13.956 | 95.2631 | 2.62 | 187 | 14.0107 | 95.6361 | 2.62 | 187 | 14.0107 | 95.6361
4116 | 4116 | 2019-06-21 12:00 | 19.08 | 2.35 | 168 | 13.9881 | 95.4819 | 2.35 | 168 | 13.9881 | 95.4819 | 2.42 | 173 | 13.9884 | 95.4842 | 2.42 | 173 | 13.9884 | 95.4842
4117 | 4117 | 2019-06-21 13:00 | 19.2 | 1.84 | 132 | 13.9394 | 95.1494 | 1.84 | 132 | 13.9394 | 95.1494 | 1.89 | 136 | 13.8971 | 94.8605 | 1.89 | 136 | 13.8971 | 94.8605
4118 | 4118 | 2019-06-21 14:00 | 19.31 | 1.13 | 82 | 13.7805 | 94.0648 | 1.13 | 82 | 13.7805 | 94.0648 | 1.16 | 84 | 13.8095 | 94.263 | 1.16 | 84 | 13.8095 | 94.263
4119 | 4119 | 2019-06-21 15:00 | 19.43 | 0.67 | 49 | 13.6735 | 93.3343 | 0.68 | 50 | 13.6 | 92.8328 | 0.69 | 51 | 13.5294 | 92.3509 | 0.69 | 51 | 13.5294 | 92.3509
4120 | 4120 | 2019-06-21 16:00 | 17.84 | 0.51 | 38 | 13.4211 | 91.6113 | 0.54 | 40 | 13.5 | 92.1502 | 0.53 | 39 | 13.5897 | 92.7628 | 0.53 | 39 | 13.5897 | 92.7628
4121 | 4121 | 2019-06-21 17:00 | 16.25 | 0.43 | 31 | 13.871 | 94.6824 | 0.57 | 41 | 13.9024 | 94.8972 | 0.45 | 33 | 13.6364 | 93.081 | 0.45 | 33 | 13.6364 | 93.081
4122 | 4122 | 2019-06-21 18:00 | 14.66 | 0.74 | 53 | 13.9623 | 95.3056 | 5.23 | 350 | 14.9429 | 101.999 | 0.79 | 57 | 13.8596 | 94.6051 | 0.79 | 57 | 13.8596 | 94.6051
4123 | 4123 | 2019-06-21 19:00 | 14.67 | 0.04 | 3 | 13.3333 | 91.0125 | 49 | 3002 | 16.3225 | 111.4161 | 0.05 | 3 | 16.6667 | 113.7656 | 0.05 | 3 | 16.6667 | 113.7656
4124 | 4124 | 2019-06-21 20:00 | 14.67 | 0 | 0 | 0 | 0 | 0 | 0 | 0 | 0 | 0 | 0 | 0 | 0 | 0 | 0 | 0 | 0
4125 | 4125 | 2019-06-21 21:00 | 14.67 | 0 | 0 | 0 | 0 | 0 | 0 | 0 | 0 | 0 | 0 | 0 | 0 | 0 | 0 | 0 | 0
4126 | 4126 | 2019-06-21 22:00 | 14.91 | 0 | 0 | 0 | 0 | 0 | 0 | 0 | 0 | 0 | 0 | 0 | 0 | 0 | 0 | 0 | 0
4127 | 4127 | 2019-06-21 23:00 | 15.15 | 0 | 0 | 0 | 0 | 0 | 0 | 0 | 0 | 0 | 0 | 0 | 0 | 0 | 0 | 0 | 0
4128 | 4128 | 2019-06-22 | 15.38 | 0 | 0 | 0 | 0 | 0 | 0 | 0 | 0 | 0 | 0 | 0 | 0 | 0 | 0 | 0 | 0
4129 | 4129 | 2019-06-22 01:00 | 15.41 | 0 | 0 | 0 | 0 | 0 | 0 | 0 | 0 | 0 | 0 | 0 | 0 | 0 | 0 | 0 | 0
4130 | 4130 | 2019-06-22 02:00 | 15.44 | 0 | 0 | 0 | 0 | 0 | 0 | 0 | 0 | 0 | 0 | 0 | 0 | 0 | 0 | 0 | 0
4131 | 4131 | 2019-06-22 03:00 | 15.47 | 0 | 0 | 0 | 0 | 0 | 0 | 0 | 0 | 0 | 0 | 0 | 0 | 0 | 0 | 0 | 0
4132 | 4132 | 2019-06-22 04:00 | 15.7 | 0.08 | 6 | 13.3333 | 91.0125 | 184.32 | 10820 | 17.0351 | 116.2807 | 0.08 | 6 | 13.3333 | 91.0125 | 0.08 | 6 | 13.3333 | 91.0125
4133 | 4133 | 2019-06-22 05:00 | 15.93 | 0.21 | 15 | 14 | 95.5631 | 2.49 | 171 | 14.5614 | 99.3952 | 0.22 | 16 | 13.75 | 93.8567 | 0.22 | 16 | 13.75 | 93.8567
4134 | 4134 | 2019-06-22 06:00 | 16.16 | 0.76 | 55 | 13.8182 | 94.3221 | 1.09 | 78 | 13.9744 | 95.3881 | 0.8 | 58 | 13.7931 | 94.1509 | 0.8 | 58 | 13.7931 | 94.1509
4135 | 4135 | 2019-06-22 07:00 | 17.04 | 0.93 | 68 | 13.6765 | 93.3547 | 1 | 72 | 13.8889 | 94.8047 | 0.98 | 70 | 14 | 95.5631 | 0.98 | 70 | 14 | 95.5631
4136 | 4136 | 2019-06-22 08:00 | 17.92 | 1.96 | 140 | 14 | 95.5631 | 1.99 | 142 | 14.0141 | 95.6593 | 2.03 | 145 | 14 | 95.5631 | 2.03 | 145 | 14 | 95.5631
4137 | 4137 | 2019-06-22 09:00 | 18.81 | 4.37 | 313 | 13.9617 | 95.3014 | 4.38 | 314 | 13.949 | 95.2153 | 4.49 | 321 | 13.9875 | 95.4781 | 4.34 | 312 | 13.9103 | 94.9506
4138 | 4138 | 2019-06-22 10:00 | 19.08 | 4.06 | 291 | 13.9519 | 95.2347 | 4.06 | 291 | 13.9519 | 95.2347 | 4.18 | 299 | 13.9799 | 95.4262 | 4.17 | 299 | 13.9465 | 95.1979
4139 | 4139 | 2019-06-22 11:00 | 19.34 | 4.88 | 351 | 13.9031 | 94.9019 | 4.88 | 352 | 13.8636 | 94.6323 | 5.02 | 361 | 13.9058 | 94.9203 | 5.02 | 361 | 13.9058 | 94.9203
4140 | 4140 | 2019-06-22 12:00 | 19.61 | 5.44 | 393 | 13.8422 | 94.4863 | 5.44 | 393 | 13.8422 | 94.4863 | 5.6 | 404 | 13.8614 | 94.617 | 5.59 | 404 | 13.8366 | 94.448
4141 | 4141 | 2019-06-22 13:00 | 19.67 | 3.84 | 276 | 13.913 | 94.9696 | 3.84 | 276 | 13.913 | 94.9696 | 3.95 | 284 | 13.9085 | 94.9382 | 3.95 | 283 | 13.9576 | 95.2737
4142 | 4142 | 2019-06-22 14:00 | 19.72 | 2.82 | 203 | 13.8916 | 94.8234 | 2.83 | 203 | 13.9409 | 95.1596 | 2.91 | 209 | 13.9234 | 95.0406 | 2.91 | 209 | 13.9234 | 95.0406
4143 | 4143 | 2019-06-22 15:00 | 19.78 | 3.71 | 267 | 13.8951 | 94.8473 | 3.76 | 270 | 13.9259 | 95.0575 | 3.81 | 274 | 13.9051 | 94.9154 | 3.58 | 258 | 13.876 | 94.7165
4144 | 4144 | 2019-06-22 16:00 | 19.31 | 2.56 | 184 | 13.913 | 94.9696 | 2.7 | 194 | 13.9175 | 95.0002 | 2.65 | 190 | 13.9474 | 95.2039 | 2.59 | 186 | 13.9247 | 95.0494
4145 | 4145 | 2019-06-22 17:00 | 18.84 | 1.44 | 104 | 13.8462 | 94.513 | 1.91 | 136 | 14.0441 | 95.8643 | 1.52 | 109 | 13.945 | 95.1874 | 1.51 | 109 | 13.8532 | 94.5612
4146 | 4146 | 2019-06-22 18:00 | 18.37 | 1.11 | 80 | 13.875 | 94.7099 | 7.69 | 518 | 14.8456 | 101.3349 | 1.18 | 85 | 13.8824 | 94.7601 | 1.18 | 85 | 13.8824 | 94.7601
4147 | 4147 | 2019-06-22 19:00 | 17.98 | 0.24 | 18 | 13.3333 | 91.0125 | 261.8 | 15314 | 17.0955 | 116.6926 | 0.25 | 19 | 13.1579 | 89.815 | 0.25 | 19 | 13.1579 | 89.815
4148 | 4148 | 2019-06-22 20:00 | 17.59 | 0 | 0 | 0 | 0 | 0 | 0 | 0 | 0 | 0 | 0 | 0 | 0 | 0 | 0 | 0 | 0
4149 | 4149 | 2019-06-22 21:00 | 17.2 | 0 | 0 | 0 | 0 | 0 | 0 | 0 | 0 | 0 | 0 | 0 | 0 | 0 | 0 | 0 | 0
4150 | 4150 | 2019-06-22 22:00 | 17.23 | 0 | 0 | 0 | 0 | 0 | 0 | 0 | 0 | 0 | 0 | 0 | 0 | 0 | 0 | 0 | 0
4151 | 4151 | 2019-06-22 23:00 | 17.25 | 0 | 0 | 0 | 0 | 0 | 0 | 0 | 0 | 0 | 0 | 0 | 0 | 0 | 0 | 0 | 0
4152 | 4152 | 2019-06-23 | 17.27 | 0 | 0 | 0 | 0 | 0 | 0 | 0 | 0 | 0 | 0 | 0 | 0 | 0 | 0 | 0 | 0
4153 | 4153 | 2019-06-23 01:00 | 16.69 | 0 | 0 | 0 | 0 | 0 | 0 | 0 | 0 | 0 | 0 | 0 | 0 | 0 | 0 | 0 | 0
4154 | 4154 | 2019-06-23 02:00 | 16.11 | 0 | 0 | 0 | 0 | 0 | 0 | 0 | 0 | 0 | 0 | 0 | 0 | 0 | 0 | 0 | 0
4155 | 4155 | 2019-06-23 03:00 | 15.53 | 0 | 0 | 0 | 0 | 0 | 0 | 0 | 0 | 0 | 0 | 0 | 0 | 0 | 0 | 0 | 0
4156 | 4156 | 2019-06-23 04:00 | 16.35 | 0.42 | 30 | 14 | 95.5631 | 992.1 | 55324 | 17.9325 | 122.4064 | 0.45 | 33 | 13.6364 | 93.081 | 0.45 | 33 | 13.6364 | 93.081
4157 | 4157 | 2019-06-23 05:00 | 17.17 | 1.21 | 87 | 13.908 | 94.9355 | 14.66 | 960 | 15.2708 | 104.2378 | 1.29 | 93 | 13.871 | 94.6824 | 1.29 | 93 | 13.871 | 94.6824
4158 | 4158 | 2019-06-23 06:00 | 17.99 | 2.36 | 169 | 13.9645 | 95.3208 | 3.39 | 239 | 14.1841 | 96.8198 | 2.49 | 178 | 13.9888 | 95.4864 | 2.09 | 151 | 13.8411 | 94.4782
4159 | 4159 | 2019-06-23 07:00 | 19.24 | 4.61 | 328 | 14.0549 | 95.9377 | 4.93 | 351 | 14.0456 | 95.8743 | 4.2 | 301 | 13.9535 | 95.2457 | 1.23 | 92 | 13.3696 | 91.2598
4160 | 4160 | 2019-06-23 08:00 | 20.49 | 7.19 | 523 | 13.7476 | 93.8403 | 7.31 | 531 | 13.7665 | 93.9691 | 6.61 | 482 | 13.7137 | 93.6088 | 1.52 | 119 | 12.7731 | 87.1885
4161 | 4161 | 2019-06-23 09:00 | 21.75 | 8.85 | 661 | 13.3888 | 91.3912 | 8.89 | 664 | 13.3886 | 91.3894 | 8.57 | 641 | 13.3697 | 91.261 | 5.24 | 401 | 13.0673 | 89.1968
4162 | 4162 | 2019-06-23 10:00 | 22.46 | 9.36 | 711 | 13.1646 | 89.8605 | 9.37 | 711 | 13.1786 | 89.9565 | 9.42 | 714 | 13.1933 | 90.0565 | 8.98 | 683 | 13.1479 | 89.7466
4163 | 4163 | 2019-06-23 11:00 | 23.18 | 7.06 | 528 | 13.3712 | 91.2711 | 7.06 | 528 | 13.3712 | 91.2711 | 7.26 | 542 | 13.3948 | 91.4323 | 7.25 | 542 | 13.3764 | 91.3064
4164 | 4164 | 2019-06-23 12:00 | 23.89 | 5.55 | 412 | 13.4709 | 91.9514 | 5.55 | 412 | 13.4709 | 91.9514 | 5.71 | 423 | 13.4988 | 92.1421 | 5.71 | 423 | 13.4988 | 92.1421
4165 | 4165 | 2019-06-23 13:00 | 23.94 | 8.57 | 652 | 13.1442 | 89.7213 | 8.58 | 653 | 13.1394 | 89.6884 | 8.68 | 660 | 13.1515 | 89.7714 | 8.44 | 643 | 13.126 | 89.5971
4166 | 4166 | 2019-06-23 14:00 | 23.99 | 7.91 | 597 | 13.2496 | 90.4408 | 7.94 | 599 | 13.2554 | 90.4807 | 7.81 | 589 | 13.2598 | 90.5103 | 5.98 | 457 | 13.0853 | 89.3197
4167 | 4167 | 2019-06-23 15:00 | 24.05 | 4.38 | 324 | 13.5185 | 92.2766 | 4.44 | 328 | 13.5366 | 92.3999 | 4.45 | 328 | 13.5671 | 92.608 | 3.81 | 283 | 13.4629 | 91.8969
4168 | 4168 | 2019-06-23 16:00 | 24.03 | 3.8 | 280 | 13.5714 | 92.6377 | 4.02 | 295 | 13.6271 | 93.0179 | 3.79 | 279 | 13.5842 | 92.7251 | 2.94 | 219 | 13.4247 | 91.6359
4169 | 4169 | 2019-06-23 17:00 | 24.01 | 2.2 | 162 | 13.5802 | 92.6979 | 2.9 | 211 | 13.7441 | 93.8162 | 2.3 | 169 | 13.6095 | 92.8974 | 2.1 | 155 | 13.5484 | 92.4805
4170 | 4170 | 2019-06-23 18:00 | 23.98 | 1.04 | 77 | 13.5065 | 92.1945 | 7.15 | 493 | 14.503 | 98.9969 | 1.1 | 82 | 13.4146 | 91.5675 | 1.1 | 82 | 13.4146 | 91.5675
4171 | 4171 | 2019-06-23 19:00 | 22.54 | 0.3 | 22 | 13.6364 | 93.081 | 319.25 | 18814 | 16.9687 | 115.8276 | 0.31 | 24 | 12.9167 | 88.1684 | 0.31 | 24 | 12.9167 | 88.1684
4172 | 4172 | 2019-06-23 20:00 | 21.1 | 0 | 0 | 0 | 0 | 0 | 0 | 0 | 0 | 0 | 0 | 0 | 0 | 0 | 0 | 0 | 0
4173 | 4173 | 2019-06-23 21:00 | 19.65 | 0 | 0 | 0 | 0 | 0 | 0 | 0 | 0 | 0 | 0 | 0 | 0 | 0 | 0 | 0 | 0
4174 | 4174 | 2019-06-23 22:00 | 19.51 | 0 | 0 | 0 | 0 | 0 | 0 | 0 | 0 | 0 | 0 | 0 | 0 | 0 | 0 | 0 | 0
4175 | 4175 | 2019-06-23 23:00 | 19.36 | 0 | 0 | 0 | 0 | 0 | 0 | 0 | 0 | 0 | 0 | 0 | 0 | 0 | 0 | 0 | 0
4176 | 4176 | 2019-06-24 | 19.21 | 0 | 0 | 0 | 0 | 0 | 0 | 0 | 0 | 0 | 0 | 0 | 0 | 0 | 0 | 0 | 0
4177 | 4177 | 2019-06-24 01:00 | 18.48 | 0 | 0 | 0 | 0 | 0 | 0 | 0 | 0 | 0 | 0 | 0 | 0 | 0 | 0 | 0 | 0
4178 | 4178 | 2019-06-24 02:00 | 17.75 | 0 | 0 | 0 | 0 | 0 | 0 | 0 | 0 | 0 | 0 | 0 | 0 | 0 | 0 | 0 | 0
4179 | 4179 | 2019-06-24 03:00 | 17.01 | 0 | 0 | 0 | 0 | 0 | 0 | 0 | 0 | 0 | 0 | 0 | 0 | 0 | 0 | 0 | 0
4180 | 4180 | 2019-06-24 04:00 | 18.49 | 0.42 | 31 | 13.5484 | 92.4805 | 1037.49 | 58099 | 17.8573 | 121.8927 | 0.46 | 34 | 13.5294 | 92.3509 | 0.46 | 34 | 13.5294 | 92.3509
4181 | 4181 | 2019-06-24 05:00 | 19.97 | 0.41 | 30 | 13.6667 | 93.2878 | 5.03 | 343 | 14.6647 | 100.1005 | 0.43 | 32 | 13.4375 | 91.7235 | 0.43 | 32 | 13.4375 | 91.7235
4182 | 4182 | 2019-06-24 06:00 | 21.46 | 2.31 | 167 | 13.8323 | 94.4187 | 3.32 | 237 | 14.0084 | 95.6207 | 2.44 | 176 | 13.8636 | 94.6323 | 2.21 | 161 | 13.7267 | 93.6977
4183 | 4183 | 2019-06-24 07:00 | 23.5 | 4.5 | 325 | 13.8462 | 94.513 | 4.82 | 348 | 13.8506 | 94.5432 | 4.17 | 303 | 13.7624 | 93.9411 | 1.58 | 120 | 13.1667 | 89.8749
4184 | 4184 | 2019-06-24 08:00 | 25.54 | 7 | 516 | 13.5659 | 92.5999 | 7.11 | 524 | 13.5687 | 92.6191 | 6.47 | 479 | 13.5073 | 92.2 | 1.72 | 136 | 12.6471 | 86.328
4185 | 4185 | 2019-06-24 09:00 | 27.59 | 9.05 | 688 | 13.1541 | 89.7889 | 9.09 | 690 | 13.1739 | 89.9243 | 8.69 | 661 | 13.1467 | 89.7389 | 4.87 | 381 | 12.7822 | 87.2502
4186 | 4186 | 2019-06-24 10:00 | 28.53 | 5.87 | 441 | 13.3107 | 90.8577 | 5.87 | 442 | 13.2805 | 90.6522 | 6.01 | 451 | 13.3259 | 90.9621 | 5.93 | 446 | 13.296 | 90.7574
4187 | 4187 | 2019-06-24 11:00 | 29.46 | 4.97 | 373 | 13.3244 | 90.9515 | 4.97 | 373 | 13.3244 | 90.9515 | 5.11 | 384 | 13.3073 | 90.8348 | 5.11 | 383 | 13.342 | 91.0719
4188 | 4188 | 2019-06-24 12:00 | 30.4 | 10.66 | 837 | 12.736 | 86.9349 | 10.66 | 838 | 12.7208 | 86.8312 | 10.96 | 860 | 12.7442 | 86.991 | 10.93 | 858 | 12.7389 | 86.9551
4189 | 4189 | 2019-06-24 13:00 | 30.2 | 9.89 | 769 | 12.8609 | 87.7874 | 9.9 | 770 | 12.8571 | 87.7621 | 9.94 | 773 | 12.859 | 87.7747 | 9.55 | 743 | 12.8533 | 87.7358
4190 | 4190 | 2019-06-24 14:00 | 30 | 8.56 | 655 | 13.0687 | 89.2062 | 8.59 | 657 | 13.0746 | 89.2463 | 8.34 | 639 | 13.0516 | 89.0897 | 5.84 | 455 | 12.8352 | 87.612
4191 | 4191 | 2019-06-24 15:00 | 29.8 | 6.96 | 522 | 13.3333 | 91.0125 | 7.05 | 529 | 13.327 | 90.9695 | 6.44 | 485 | 13.2784 | 90.6372 | 1.47 | 119 | 12.3529 | 84.3204
4192 | 4192 | 2019-06-24 16:00 | 29.23 | 2.93 | 220 | 13.3182 | 90.9091 | 3.1 | 232 | 13.3621 | 91.2087 | 3.02 | 226 | 13.3628 | 91.2139 | 2.81 | 211 | 13.3175 | 90.9047
4193 | 4193 | 2019-06-24 17:00 | 28.66 | 1.83 | 138 | 13.2609 | 90.5179 | 2.42 | 180 | 13.4444 | 91.771 | 1.93 | 145 | 13.3103 | 90.8556 | 1.87 | 141 | 13.2624 | 90.5284
4194 | 4194 | 2019-06-24 18:00 | 28.08 | 0.74 | 57 | 12.9825 | 88.6174 | 5.08 | 360 | 14.1111 | 96.3216 | 0.79 | 61 | 12.9508 | 88.4015 | 0.79 | 61 | 12.9508 | 88.4015
4195 | 4195 | 2019-06-24 19:00 | 26.97 | 0.27 | 21 | 12.8571 | 87.7621 | 284.89 | 17078 | 16.6817 | 113.8682 | 0.28 | 22 | 12.7273 | 86.8756 | 0.28 | 22 | 12.7273 | 86.8756
4196 | 4196 | 2019-06-24 20:00 | 25.86 | 0 | 0 | 0 | 0 | 0 | 0 | 0 | 0 | 0 | 0 | 0 | 0 | 0 | 0 | 0 | 0
4197 | 4197 | 2019-06-24 21:00 | 24.75 | 0 | 0 | 0 | 0 | 0 | 0 | 0 | 0 | 0 | 0 | 0 | 0 | 0 | 0 | 0 | 0
4198 | 4198 | 2019-06-24 22:00 | 23.66 | 0 | 0 | 0 | 0 | 0 | 0 | 0 | 0 | 0 | 0 | 0 | 0 | 0 | 0 | 0 | 0
4199 | 4199 | 2019-06-24 23:00 | 22.56 | 0 | 0 | 0 | 0 | 0 | 0 | 0 | 0 | 0 | 0 | 0 | 0 | 0 | 0 | 0 | 0
4200 | 4200 | 2019-06-25 | 21.46 | 0 | 0 | 0 | 0 | 0 | 0 | 0 | 0 | 0 | 0 | 0 | 0 | 0 | 0 | 0 | 0
4201 | 4201 | 2019-06-25 01:00 | 20.93 | 0 | 0 | 0 | 0 | 0 | 0 | 0 | 0 | 0 | 0 | 0 | 0 | 0 | 0 | 0 | 0
4202 | 4202 | 2019-06-25 02:00 | 20.4 | 0 | 0 | 0 | 0 | 0 | 0 | 0 | 0 | 0 | 0 | 0 | 0 | 0 | 0 | 0 | 0
4203 | 4203 | 2019-06-25 03:00 | 19.87 | 0 | 0 | 0 | 0 | 0 | 0 | 0 | 0 | 0 | 0 | 0 | 0 | 0 | 0 | 0 | 0
4204 | 4204 | 2019-06-25 04:00 | 20.91 | 0.39 | 30 | 13 | 88.7372 | 996.19 | 56236 | 17.7145 | 120.9178 | 0.43 | 33 | 13.0303 | 88.944 | 0.43 | 33 | 13.0303 | 88.944
4205 | 4205 | 2019-06-25 05:00 | 21.94 | 0.85 | 63 | 13.4921 | 92.096 | 10.73 | 721 | 14.8821 | 101.5844 | 0.91 | 67 | 13.5821 | 92.7105 | 0.91 | 67 | 13.5821 | 92.7105
4206 | 4206 | 2019-06-25 06:00 | 22.98 | 2.24 | 164 | 13.6585 | 93.2323 | 3.23 | 233 | 13.8627 | 94.6257 | 2.37 | 173 | 13.6994 | 93.5114 | 1.86 | 137 | 13.5766 | 92.6733
4207 | 4207 | 2019-06-25 07:00 | 23.83 | 3.65 | 268 | 13.6194 | 92.9652 | 3.91 | 286 | 13.6713 | 93.3196 | 3.7 | 271 | 13.6531 | 93.1955 | 3.11 | 230 | 13.5217 | 92.2986
4208 | 4208 | 2019-06-25 08:00 | 24.69 | 6.56 | 485 | 13.5258 | 92.3261 | 6.67 | 493 | 13.5294 | 92.3509 | 6.21 | 460 | 13.5 | 92.1502 | 2.62 | 202 | 12.9703 | 88.5345
4209 | 4209 | 2019-06-25 09:00 | 25.55 | 5.83 | 433 | 13.4642 | 91.9058 | 5.85 | 435 | 13.4483 | 91.7971 | 5.9 | 438 | 13.4703 | 91.9476 | 5.22 | 390 | 13.3846 | 91.3626
4210 | 4210 | 2019-06-25 10:00 | 24.7 | 3.88 | 286 | 13.5664 | 92.6036 | 3.89 | 286 | 13.6014 | 92.8423 | 4 | 294 | 13.6054 | 92.8699 | 3.99 | 293 | 13.6177 | 92.9539
4211 | 4211 | 2019-06-25 11:00 | 23.85 | 2.11 | 155 | 13.6129 | 92.9208 | 2.11 | 155 | 13.6129 | 92.9208 | 2.18 | 159 | 13.7107 | 93.5883 | 2.18 | 159 | 13.7107 | 93.5883
4212 | 4212 | 2019-06-25 12:00 | 23 | 5.47 | 402 | 13.607 | 92.8803 | 5.48 | 402 | 13.6318 | 93.0501 | 5.63 | 413 | 13.632 | 93.0509 | 5.63 | 413 | 13.632 | 93.0509
4213 | 4213 | 2019-06-25 13:00 | 23.46 | 6.73 | 499 | 13.487 | 92.0613 | 6.74 | 500 | 13.48 | 92.0137 | 6.88 | 509 | 13.5167 | 92.2642 | 6.79 | 503 | 13.499 | 92.1434
4214 | 4214 | 2019-06-25 14:00 | 23.92 | 5.34 | 393 | 13.5878 | 92.7494 | 5.36 | 394 | 13.6041 | 92.8605 | 5.44 | 400 | 13.6 | 92.8328 | 5.07 | 374 | 13.5561 | 92.5334
4215 | 4215 | 2019-06-25 15:00 | 24.38 | 4.6 | 338 | 13.6095 | 92.8974 | 4.66 | 342 | 13.6257 | 93.0084 | 4.65 | 342 | 13.5965 | 92.8088 | 3.89 | 288 | 13.5069 | 92.1976
4216 | 4216 | 2019-06-25 16:00 | 23.81 | 1.1 | 82 | 13.4146 | 91.5675 | 1.16 | 86 | 13.4884 | 92.0708 | 1.15 | 85 | 13.5294 | 92.3509 | 1.15 | 85 | 13.5294 | 92.3509
4217 | 4217 | 2019-06-25 17:00 | 23.25 | 2.15 | 158 | 13.6076 | 92.8846 | 2.84 | 205 | 13.8537 | 94.5642 | 2.26 | 165 | 13.697 | 93.4947 | 2.1 | 154 | 13.6364 | 93.081
4218 | 4218 | 2019-06-25 18:00 | 22.68 | 1.08 | 80 | 13.5 | 92.1502 | 7.3 | 501 | 14.5709 | 99.4598 | 1.16 | 85 | 13.6471 | 93.154 | 1.16 | 85 | 13.6471 | 93.154
4219 | 4219 | 2019-06-25 19:00 | 21.86 | 0.31 | 23 | 13.4783 | 92.0018 | 319.86 | 18808 | 17.0066 | 116.086 | 0.33 | 25 | 13.2 | 90.1024 | 0.33 | 25 | 13.2 | 90.1024
4220 | 4220 | 2019-06-25 20:00 | 21.03 | 0 | 0 | 0 | 0 | 0 | 0 | 0 | 0 | 0 | 0 | 0 | 0 | 0 | 0 | 0 | 0
4221 | 4221 | 2019-06-25 21:00 | 20.2 | 0 | 0 | 0 | 0 | 0 | 0 | 0 | 0 | 0 | 0 | 0 | 0 | 0 | 0 | 0 | 0
4222 | 4222 | 2019-06-25 22:00 | 19.82 | 0 | 0 | 0 | 0 | 0 | 0 | 0 | 0 | 0 | 0 | 0 | 0 | 0 | 0 | 0 | 0
4223 | 4223 | 2019-06-25 23:00 | 19.44 | 0 | 0 | 0 | 0 | 0 | 0 | 0 | 0 | 0 | 0 | 0 | 0 | 0 | 0 | 0 | 0
4224 | 4224 | 2019-06-26 | 19.05 | 0 | 0 | 0 | 0 | 0 | 0 | 0 | 0 | 0 | 0 | 0 | 0 | 0 | 0 | 0 | 0
4225 | 4225 | 2019-06-26 01:00 | 18.85 | 0 | 0 | 0 | 0 | 0 | 0 | 0 | 0 | 0 | 0 | 0 | 0 | 0 | 0 | 0 | 0
4226 | 4226 | 2019-06-26 02:00 | 18.65 | 0 | 0 | 0 | 0 | 0 | 0 | 0 | 0 | 0 | 0 | 0 | 0 | 0 | 0 | 0 | 0
4227 | 4227 | 2019-06-26 03:00 | 18.45 | 0 | 0 | 0 | 0 | 0 | 0 | 0 | 0 | 0 | 0 | 0 | 0 | 0 | 0 | 0 | 0
4228 | 4228 | 2019-06-26 04:00 | 18.5 | 0.39 | 29 | 13.4483 | 91.7971 | 993.69 | 55714 | 17.8356 | 121.7444 | 0.43 | 32 | 13.4375 | 91.7235 | 0.43 | 32 | 13.4375 | 91.7235
4229 | 4229 | 2019-06-26 05:00 | 18.55 | 0.39 | 29 | 13.4483 | 91.7971 | 4.93 | 335 | 14.7164 | 100.4534 | 0.41 | 31 | 13.2258 | 90.2785 | 0.41 | 31 | 13.2258 | 90.2785
4230 | 4230 | 2019-06-26 06:00 | 18.61 | 0.54 | 40 | 13.5 | 92.1502 | 0.79 | 57 | 13.8596 | 94.6051 | 0.57 | 42 | 13.5714 | 92.6377 | 0.57 | 42 | 13.5714 | 92.6377
4231 | 4231 | 2019-06-26 07:00 | 18.55 | 2.22 | 159 | 13.9623 | 95.3056 | 2.38 | 170 | 14 | 95.5631 | 2.31 | 165 | 14 | 95.5631 | 2.3 | 165 | 13.9394 | 95.1494
4232 | 4232 | 2019-06-26 08:00 | 18.49 | 2.67 | 191 | 13.9791 | 95.4202 | 2.72 | 194 | 14.0206 | 95.7039 | 2.77 | 198 | 13.9899 | 95.4942 | 2.76 | 197 | 14.0102 | 95.6324
4233 | 4233 | 2019-06-26 09:00 | 18.44 | 2.21 | 159 | 13.8994 | 94.8763 | 2.22 | 159 | 13.9623 | 95.3056 | 2.29 | 164 | 13.9634 | 95.3134 | 2.29 | 164 | 13.9634 | 95.3134
4234 | 4234 | 2019-06-26 10:00 | 18.1 | 1.31 | 94 | 13.9362 | 95.1274 | 1.31 | 94 | 13.9362 | 95.1274 | 1.34 | 97 | 13.8144 | 94.2965 | 1.34 | 97 | 13.8144 | 94.2965
4235 | 4235 | 2019-06-26 11:00 | 17.75 | 2.19 | 156 | 14.0385 | 95.8257 | 2.19 | 156 | 14.0385 | 95.8257 | 2.25 | 160 | 14.0625 | 95.9898 | 2.25 | 160 | 14.0625 | 95.9898
4236 | 4236 | 2019-06-26 12:00 | 17.41 | 1.61 | 115 | 14 | 95.5631 | 1.61 | 115 | 14 | 95.5631 | 1.66 | 119 | 13.9496 | 95.219 | 1.66 | 119 | 13.9496 | 95.219
4237 | 4237 | 2019-06-26 13:00 | 16.18 | 0.91 | 66 | 13.7879 | 94.1152 | 0.91 | 66 | 13.7879 | 94.1152 | 0.94 | 68 | 13.8235 | 94.3586 | 0.94 | 68 | 13.8235 | 94.3586
4238 | 4238 | 2019-06-26 14:00 | 14.95 | 1.4 | 99 | 14.1414 | 96.5284 | 1.41 | 100 | 14.1 | 96.2457 | 1.45 | 103 | 14.0777 | 96.0933 | 1.45 | 103 | 14.0777 | 96.0933
4239 | 4239 | 2019-06-26 15:00 | 13.72 | 0.76 | 54 | 14.0741 | 96.0688 | 0.77 | 55 | 14 | 95.5631 | 0.79 | 56 | 14.1071 | 96.2945 | 0.79 | 56 | 14.1071 | 96.2945
4240 | 4240 | 2019-06-26 16:00 | 13.89 | 0.76 | 54 | 14.0741 | 96.0688 | 0.8 | 57 | 14.0351 | 95.8026 | 0.79 | 57 | 13.8596 | 94.6051 | 0.79 | 57 | 13.8596 | 94.6051
4241 | 4241 | 2019-06-26 17:00 | 14.06 | 2.07 | 146 | 14.1781 | 96.7787 | 2.72 | 190 | 14.3158 | 97.7187 | 2.18 | 153 | 14.2484 | 97.2585 | 2.09 | 147 | 14.2177 | 97.0491
4242 | 4242 | 2019-06-26 18:00 | 14.23 | 1.01 | 72 | 14.0278 | 95.7527 | 6.66 | 443 | 15.0339 | 102.6202 | 1.07 | 76 | 14.0789 | 96.102 | 1.07 | 76 | 14.0789 | 96.102
4243 | 4243 | 2019-06-26 19:00 | 13.65 | 0.28 | 21 | 13.3333 | 91.0125 | 284.57 | 16395 | 17.3571 | 118.4786 | 0.3 | 22 | 13.6364 | 93.081 | 0.3 | 22 | 13.6364 | 93.081
4244 | 4244 | 2019-06-26 20:00 | 13.06 | 0 | 0 | 0 | 0 | 0 | 0 | 0 | 0 | 0 | 0 | 0 | 0 | 0 | 0 | 0 | 0
4245 | 4245 | 2019-06-26 21:00 | 12.47 | 0 | 0 | 0 | 0 | 0 | 0 | 0 | 0 | 0 | 0 | 0 | 0 | 0 | 0 | 0 | 0
4246 | 4246 | 2019-06-26 22:00 | 12.25 | 0 | 0 | 0 | 0 | 0 | 0 | 0 | 0 | 0 | 0 | 0 | 0 | 0 | 0 | 0 | 0
4247 | 4247 | 2019-06-26 23:00 | 12.02 | 0 | 0 | 0 | 0 | 0 | 0 | 0 | 0 | 0 | 0 | 0 | 0 | 0 | 0 | 0 | 0
4248 | 4248 | 2019-06-27 | 11.79 | 0 | 0 | 0 | 0 | 0 | 0 | 0 | 0 | 0 | 0 | 0 | 0 | 0 | 0 | 0 | 0
4249 | 4249 | 2019-06-27 01:00 | 11.87 | 0 | 0 | 0 | 0 | 0 | 0 | 0 | 0 | 0 | 0 | 0 | 0 | 0 | 0 | 0 | 0
4250 | 4250 | 2019-06-27 02:00 | 11.95 | 0 | 0 | 0 | 0 | 0 | 0 | 0 | 0 | 0 | 0 | 0 | 0 | 0 | 0 | 0 | 0
4251 | 4251 | 2019-06-27 03:00 | 12.02 | 0 | 0 | 0 | 0 | 0 | 0 | 0 | 0 | 0 | 0 | 0 | 0 | 0 | 0 | 0 | 0
4252 | 4252 | 2019-06-27 04:00 | 12.78 | 0.41 | 30 | 13.6667 | 93.2878 | 1067.67 | 58808 | 18.1552 | 123.9262 | 0.45 | 33 | 13.6364 | 93.081 | 0.45 | 33 | 13.6364 | 93.081
4253 | 4253 | 2019-06-27 05:00 | 13.54 | 1.22 | 86 | 14.186 | 96.8331 | 15.75 | 1014 | 15.5325 | 106.0242 | 1.3 | 92 | 14.1304 | 96.4535 | 1.3 | 92 | 14.1304 | 96.4535
4254 | 4254 | 2019-06-27 06:00 | 14.31 | 1.33 | 94 | 14.1489 | 96.5798 | 1.92 | 134 | 14.3284 | 97.8045 | 1.4 | 99 | 14.1414 | 96.5284 | 1.4 | 99 | 14.1414 | 96.5284
4255 | 4255 | 2019-06-27 07:00 | 15.28 | 1.51 | 107 | 14.1121 | 96.3287 | 1.62 | 115 | 14.087 | 96.1567 | 1.58 | 112 | 14.1071 | 96.2945 | 1.58 | 112 | 14.1071 | 96.2945
4256 | 4256 | 2019-06-27 08:00 | 16.26 | 3.79 | 268 | 14.1418 | 96.531 | 3.85 | 272 | 14.1544 | 96.6171 | 3.9 | 275 | 14.1818 | 96.8042 | 3.68 | 260 | 14.1538 | 96.6133
4257 | 4257 | 2019-06-27 09:00 | 17.24 | 6.85 | 490 | 13.9796 | 95.4238 | 6.88 | 492 | 13.9837 | 95.4521 | 6.87 | 492 | 13.9634 | 95.3134 | 5.68 | 410 | 13.8537 | 94.5642
4258 | 4258 | 2019-06-27 10:00 | 17.53 | 9.05 | 659 | 13.7329 | 93.7401 | 9.06 | 660 | 13.7273 | 93.7015 | 9.14 | 665 | 13.7444 | 93.8182 | 8.77 | 639 | 13.7246 | 93.6831
4259 | 4259 | 2019-06-27 11:00 | 17.83 | 7.05 | 508 | 13.878 | 94.7301 | 7.05 | 508 | 13.878 | 94.7301 | 7.25 | 521 | 13.9155 | 94.9867 | 7.24 | 521 | 13.8964 | 94.8557
4260 | 4260 | 2019-06-27 12:00 | 18.12 | 2.12 | 152 | 13.9474 | 95.2039 | 2.12 | 152 | 13.9474 | 95.2039 | 2.18 | 156 | 13.9744 | 95.3881 | 2.18 | 156 | 13.9744 | 95.3881
4261 | 4261 | 2019-06-27 13:00 | 17.82 | 3.88 | 276 | 14.058 | 95.9588 | 3.88 | 276 | 14.058 | 95.9588 | 3.99 | 284 | 14.0493 | 95.8996 | 3.99 | 283 | 14.0989 | 96.2385
4262 | 4262 | 2019-06-27 14:00 | 17.52 | 9.15 | 663 | 13.8009 | 94.2041 | 9.18 | 666 | 13.7838 | 94.0873 | 8.9 | 646 | 13.7771 | 94.0416 | 6.23 | 459 | 13.573 | 92.6484
4263 | 4263 | 2019-06-27 15:00 | 17.23 | 7.11 | 506 | 14.0514 | 95.9139 | 7.2 | 513 | 14.0351 | 95.8026 | 6.67 | 476 | 14.0126 | 95.6492 | 2.13 | 160 | 13.3125 | 90.8703
4264 | 4264 | 2019-06-27 16:00 | 16.64 | 3.16 | 224 | 14.1071 | 96.2945 | 3.33 | 235 | 14.1702 | 96.725 | 3.24 | 229 | 14.1485 | 96.5766 | 3 | 213 | 14.0845 | 96.14
4265 | 4265 | 2019-06-27 17:00 | 16.05 | 2.38 | 169 | 14.0828 | 96.1286 | 3.13 | 219 | 14.2922 | 97.5579 | 2.49 | 176 | 14.1477 | 96.5715 | 2.04 | 145 | 14.069 | 96.0339
4266 | 4266 | 2019-06-27 18:00 | 15.46 | 1.01 | 73 | 13.8356 | 94.4411 | 6.66 | 445 | 14.9663 | 102.159 | 1.08 | 77 | 14.026 | 95.7404 | 1.08 | 77 | 14.026 | 95.7404
4267 | 4267 | 2019-06-27 19:00 | 14.66 | 0.27 | 20 | 13.5 | 92.1502 | 267.77 | 15502 | 17.2733 | 117.9062 | 0.28 | 21 | 13.3333 | 91.0125 | 0.28 | 21 | 13.3333 | 91.0125
4268 | 4268 | 2019-06-27 20:00 | 13.85 | 0 | 0 | 0 | 0 | 0 | 0 | 0 | 0 | 0 | 0 | 0 | 0 | 0 | 0 | 0 | 0
4269 | 4269 | 2019-06-27 21:00 | 13.04 | 0 | 0 | 0 | 0 | 0 | 0 | 0 | 0 | 0 | 0 | 0 | 0 | 0 | 0 | 0 | 0
4270 | 4270 | 2019-06-27 22:00 | 12.83 | 0 | 0 | 0 | 0 | 0 | 0 | 0 | 0 | 0 | 0 | 0 | 0 | 0 | 0 | 0 | 0
4271 | 4271 | 2019-06-27 23:00 | 12.62 | 0 | 0 | 0 | 0 | 0 | 0 | 0 | 0 | 0 | 0 | 0 | 0 | 0 | 0 | 0 | 0
4272 | 4272 | 2019-06-28 | 12.4 | 0 | 0 | 0 | 0 | 0 | 0 | 0 | 0 | 0 | 0 | 0 | 0 | 0 | 0 | 0 | 0
4273 | 4273 | 2019-06-28 01:00 | 12.1 | 0 | 0 | 0 | 0 | 0 | 0 | 0 | 0 | 0 | 0 | 0 | 0 | 0 | 0 | 0 | 0
4274 | 4274 | 2019-06-28 02:00 | 11.8 | 0 | 0 | 0 | 0 | 0 | 0 | 0 | 0 | 0 | 0 | 0 | 0 | 0 | 0 | 0 | 0
4275 | 4275 | 2019-06-28 03:00 | 11.49 | 0 | 0 | 0 | 0 | 0 | 0 | 0 | 0 | 0 | 0 | 0 | 0 | 0 | 0 | 0 | 0
4276 | 4276 | 2019-06-28 04:00 | 12.33 | 0.18 | 13 | 13.8462 | 94.513 | 471.02 | 26554 | 17.7382 | 121.0798 | 0.19 | 14 | 13.5714 | 92.6377 | 0.19 | 14 | 13.5714 | 92.6377
4277 | 4277 | 2019-06-28 05:00 | 13.17 | 1.15 | 81 | 14.1975 | 96.9115 | 15.14 | 974 | 15.5441 | 106.1034 | 1.23 | 87 | 14.1379 | 96.5046 | 1.23 | 87 | 14.1379 | 96.5046
4278 | 4278 | 2019-06-28 06:00 | 14.02 | 1.59 | 112 | 14.1964 | 96.9039 | 2.31 | 161 | 14.3478 | 97.9374 | 1.68 | 118 | 14.2373 | 97.1829 | 1.67 | 118 | 14.1525 | 96.6044
4279 | 4279 | 2019-06-28 07:00 | 15.04 | 3.23 | 227 | 14.2291 | 97.1268 | 3.47 | 243 | 14.2798 | 97.4733 | 3.33 | 233 | 14.2918 | 97.5553 | 3.09 | 217 | 14.2396 | 97.1988
4280 | 4280 | 2019-06-28 08:00 | 16.06 | 3.56 | 251 | 14.1833 | 96.8141 | 3.62 | 255 | 14.1961 | 96.9016 | 3.67 | 258 | 14.2248 | 97.0977 | 3.52 | 248 | 14.1935 | 96.8843
4281 | 4281 | 2019-06-28 09:00 | 17.09 | 2.37 | 168 | 14.1071 | 96.2945 | 2.38 | 169 | 14.0828 | 96.1286 | 2.45 | 174 | 14.0805 | 96.1124 | 2.45 | 174 | 14.0805 | 96.1124
4282 | 4282 | 2019-06-28 10:00 | 17.24 | 1.43 | 102 | 14.0196 | 95.697 | 1.43 | 102 | 14.0196 | 95.697 | 1.47 | 105 | 14 | 95.5631 | 1.47 | 105 | 14 | 95.5631
4283 | 4283 | 2019-06-28 11:00 | 17.38 | 1.68 | 120 | 14 | 95.5631 | 1.68 | 120 | 14 | 95.5631 | 1.73 | 123 | 14.065 | 96.0071 | 1.73 | 123 | 14.065 | 96.0071
4284 | 4284 | 2019-06-28 12:00 | 17.53 | 1.92 | 137 | 14.0146 | 95.6628 | 1.92 | 137 | 14.0146 | 95.6628 | 1.97 | 140 | 14.0714 | 96.0507 | 1.97 | 140 | 14.0714 | 96.0507
4285 | 4285 | 2019-06-28 13:00 | 17.4 | 1.69 | 121 | 13.9669 | 95.3375 | 1.69 | 121 | 13.9669 | 95.3375 | 1.74 | 124 | 14.0323 | 95.7833 | 1.74 | 124 | 14.0323 | 95.7833
4286 | 4286 | 2019-06-28 14:00 | 17.27 | 2.35 | 167 | 14.0719 | 96.0536 | 2.35 | 167 | 14.0719 | 96.0536 | 2.42 | 172 | 14.0698 | 96.0394 | 2.42 | 172 | 14.0698 | 96.0394
4287 | 4287 | 2019-06-28 15:00 | 17.15 | 2.35 | 167 | 14.0719 | 96.0536 | 2.38 | 169 | 14.0828 | 96.1286 | 2.43 | 172 | 14.1279 | 96.4362 | 2.43 | 172 | 14.1279 | 96.4362
4288 | 4288 | 2019-06-28 16:00 | 16.97 | 2.21 | 157 | 14.0764 | 96.0849 | 2.33 | 165 | 14.1212 | 96.3905 | 2.3 | 163 | 14.1104 | 96.3169 | 2.28 | 162 | 14.0741 | 96.0688
4289 | 4289 | 2019-06-28 17:00 | 16.8 | 1.17 | 84 | 13.9286 | 95.0756 | 1.54 | 109 | 14.1284 | 96.4399 | 1.24 | 89 | 13.9326 | 95.103 | 1.24 | 89 | 13.9326 | 95.103
4290 | 4290 | 2019-06-28 18:00 | 16.62 | 1.13 | 81 | 13.9506 | 95.2261 | 7.37 | 493 | 14.9493 | 102.0429 | 1.21 | 86 | 14.0698 | 96.0394 | 1.21 | 86 | 14.0698 | 96.0394
4291 | 4291 | 2019-06-28 19:00 | 16.06 | 0.27 | 20 | 13.5 | 92.1502 | 272.26 | 15817 | 17.2131 | 117.4957 | 0.29 | 22 | 13.1818 | 89.9783 | 0.29 | 22 | 13.1818 | 89.9783
4292 | 4292 | 2019-06-28 20:00 | 15.49 | 0 | 0 | 0 | 0 | 0 | 0 | 0 | 0 | 0 | 0 | 0 | 0 | 0 | 0 | 0 | 0
4293 | 4293 | 2019-06-28 21:00 | 14.92 | 0 | 0 | 0 | 0 | 0 | 0 | 0 | 0 | 0 | 0 | 0 | 0 | 0 | 0 | 0 | 0
4294 | 4294 | 2019-06-28 22:00 | 14.75 | 0 | 0 | 0 | 0 | 0 | 0 | 0 | 0 | 0 | 0 | 0 | 0 | 0 | 0 | 0 | 0
4295 | 4295 | 2019-06-28 23:00 | 14.57 | 0 | 0 | 0 | 0 | 0 | 0 | 0 | 0 | 0 | 0 | 0 | 0 | 0 | 0 | 0 | 0
4296 | 4296 | 2019-06-29 | 14.39 | 0 | 0 | 0 | 0 | 0 | 0 | 0 | 0 | 0 | 0 | 0 | 0 | 0 | 0 | 0 | 0
4297 | 4297 | 2019-06-29 01:00 | 14.04 | 0 | 0 | 0 | 0 | 0 | 0 | 0 | 0 | 0 | 0 | 0 | 0 | 0 | 0 | 0 | 0
4298 | 4298 | 2019-06-29 02:00 | 13.68 | 0 | 0 | 0 | 0 | 0 | 0 | 0 | 0 | 0 | 0 | 0 | 0 | 0 | 0 | 0 | 0
4299 | 4299 | 2019-06-29 03:00 | 13.32 | 0 | 0 | 0 | 0 | 0 | 0 | 0 | 0 | 0 | 0 | 0 | 0 | 0 | 0 | 0 | 0
4300 | 4300 | 2019-06-29 04:00 | 14.1 | 0.13 | 9 | 14.4444 | 98.5969 | 349.12 | 19974 | 17.4787 | 119.3087 | 0.14 | 10 | 14 | 95.5631 | 0.14 | 10 | 14 | 95.5631
4301 | 4301 | 2019-06-29 05:00 | 14.87 | 0.39 | 29 | 13.4483 | 91.7971 | 5.28 | 353 | 14.9575 | 102.099 | 0.42 | 31 | 13.5484 | 92.4805 | 0.42 | 31 | 13.5484 | 92.4805
4302 | 4302 | 2019-06-29 06:00 | 15.65 | 2.02 | 143 | 14.1259 | 96.4223 | 2.94 | 206 | 14.2718 | 97.4187 | 2.13 | 151 | 14.106 | 96.2864 | 2.07 | 147 | 14.0816 | 96.1204
4303 | 4303 | 2019-06-29 07:00 | 16.26 | 4.37 | 310 | 14.0968 | 96.2237 | 4.7 | 332 | 14.1566 | 96.6323 | 4.21 | 299 | 14.0803 | 96.111 | 2.44 | 177 | 13.7853 | 94.0977
4304 | 4304 | 2019-06-29 08:00 | 16.88 | 5.88 | 423 | 13.9007 | 94.8854 | 5.98 | 430 | 13.907 | 94.9282 | 5.76 | 415 | 13.8795 | 94.7407 | 3.69 | 271 | 13.6162 | 92.9436
4305 | 4305 | 2019-06-29 09:00 | 17.5 | 7.14 | 521 | 13.7044 | 93.5455 | 7.17 | 524 | 13.6832 | 93.4007 | 7.12 | 520 | 13.6923 | 93.4629 | 5.62 | 415 | 13.5422 | 92.438
4306 | 4306 | 2019-06-29 10:00 | 18.16 | 7.8 | 576 | 13.5417 | 92.4346 | 7.81 | 576 | 13.559 | 92.5531 | 7.92 | 584 | 13.5616 | 92.5709 | 7.69 | 568 | 13.5387 | 92.4146
4307 | 4307 | 2019-06-29 11:00 | 18.81 | 7.03 | 517 | 13.5977 | 92.8169 | 7.03 | 517 | 13.5977 | 92.8169 | 7.23 | 531 | 13.6158 | 92.9407 | 7.22 | 530 | 13.6226 | 92.9873
4308 | 4308 | 2019-06-29 12:00 | 19.47 | 7.14 | 526 | 13.5741 | 92.6563 | 7.14 | 526 | 13.5741 | 92.6563 | 7.34 | 540 | 13.5926 | 92.7822 | 7.34 | 540 | 13.5926 | 92.7822
4309 | 4309 | 2019-06-29 13:00 | 19.77 | 5.06 | 367 | 13.7875 | 94.1124 | 5.06 | 367 | 13.7875 | 94.1124 | 5.2 | 377 | 13.7931 | 94.1509 | 5.17 | 375 | 13.7867 | 94.1069
4310 | 4310 | 2019-06-29 14:00 | 20.06 | 5.84 | 426 | 13.7089 | 93.5762 | 5.87 | 427 | 13.7471 | 93.8367 | 5.93 | 432 | 13.7269 | 93.6986 | 5.42 | 396 | 13.6869 | 93.4257
4311 | 4311 | 2019-06-29 15:00 | 20.36 | 6 | 435 | 13.7931 | 94.1509 | 6.08 | 441 | 13.7868 | 94.1082 | 5.86 | 426 | 13.7559 | 93.8967 | 3.48 | 259 | 13.4363 | 91.7153
4312 | 4312 | 2019-06-29 16:00 | 19.98 | 4.5 | 322 | 13.9752 | 95.3936 | 4.74 | 339 | 13.9823 | 95.4423 | 4.26 | 306 | 13.9216 | 95.0278 | 2.13 | 158 | 13.481 | 92.0206
4313 | 4313 | 2019-06-29 17:00 | 19.6 | 2.13 | 153 | 13.9216 | 95.0278 | 2.79 | 198 | 14.0909 | 96.1837 | 2.19 | 157 | 13.949 | 95.2153 | 1.18 | 87 | 13.5632 | 92.5817
4314 | 4314 | 2019-06-29 18:00 | 19.22 | 1.09 | 79 | 13.7975 | 94.1807 | 7.04 | 478 | 14.728 | 100.5327 | 1.16 | 84 | 13.8095 | 94.263 | 1.16 | 84 | 13.8095 | 94.263
4315 | 4315 | 2019-06-29 19:00 | 18.3 | 0.3 | 22 | 13.6364 | 93.081 | 290.1 | 16936 | 17.1292 | 116.9228 | 0.31 | 23 | 13.4783 | 92.0018 | 0.31 | 23 | 13.4783 | 92.0018
4316 | 4316 | 2019-06-29 20:00 | 17.38 | 0 | 0 | 0 | 0 | 0 | 0 | 0 | 0 | 0 | 0 | 0 | 0 | 0 | 0 | 0 | 0
4317 | 4317 | 2019-06-29 21:00 | 16.46 | 0 | 0 | 0 | 0 | 0 | 0 | 0 | 0 | 0 | 0 | 0 | 0 | 0 | 0 | 0 | 0
4318 | 4318 | 2019-06-29 22:00 | 16.32 | 0 | 0 | 0 | 0 | 0 | 0 | 0 | 0 | 0 | 0 | 0 | 0 | 0 | 0 | 0 | 0
4319 | 4319 | 2019-06-29 23:00 | 16.17 | 0 | 0 | 0 | 0 | 0 | 0 | 0 | 0 | 0 | 0 | 0 | 0 | 0 | 0 | 0 | 0
4320 | 4320 | 2019-06-30 | 16.02 | 0 | 0 | 0 | 0 | 0 | 0 | 0 | 0 | 0 | 0 | 0 | 0 | 0 | 0 | 0 | 0
4321 | 4321 | 2019-06-30 01:00 | 15.89 | 0 | 0 | 0 | 0 | 0 | 0 | 0 | 0 | 0 | 0 | 0 | 0 | 0 | 0 | 0 | 0
4322 | 4322 | 2019-06-30 02:00 | 15.76 | 0 | 0 | 0 | 0 | 0 | 0 | 0 | 0 | 0 | 0 | 0 | 0 | 0 | 0 | 0 | 0
4323 | 4323 | 2019-06-30 03:00 | 15.62 | 0 | 0 | 0 | 0 | 0 | 0 | 0 | 0 | 0 | 0 | 0 | 0 | 0 | 0 | 0 | 0
4324 | 4324 | 2019-06-30 04:00 | 15.6 | 0.33 | 25 | 13.2 | 90.1024 | 949.74 | 52857 | 17.9681 | 122.6492 | 0.38 | 28 | 13.5714 | 92.6377 | 0.38 | 28 | 13.5714 | 92.6377
4325 | 4325 | 2019-06-30 05:00 | 15.58 | 0.33 | 24 | 13.75 | 93.8567 | 4.53 | 305 | 14.8525 | 101.382 | 0.35 | 26 | 13.4615 | 91.8876 | 0.35 | 26 | 13.4615 | 91.8876
4326 | 4326 | 2019-06-30 06:00 | 15.56 | 1.03 | 74 | 13.9189 | 95.0097 | 1.51 | 106 | 14.2453 | 97.2374 | 1.09 | 78 | 13.9744 | 95.3881 | 1.09 | 78 | 13.9744 | 95.3881
4327 | 4327 | 2019-06-30 07:00 | 16.02 | 1.76 | 125 | 14.08 | 96.1092 | 1.89 | 134 | 14.1045 | 96.2763 | 1.84 | 130 | 14.1538 | 96.6133 | 1.84 | 130 | 14.1538 | 96.6133
4328 | 4328 | 2019-06-30 08:00 | 16.49 | 4.89 | 345 | 14.1739 | 96.7503 | 4.97 | 350 | 14.2 | 96.9283 | 4.94 | 348 | 14.1954 | 96.8969 | 4.09 | 291 | 14.055 | 95.9384
4329 | 4329 | 2019-06-30 09:00 | 16.96 | 1.88 | 134 | 14.0299 | 95.7669 | 1.89 | 134 | 14.1045 | 96.2763 | 1.95 | 138 | 14.1304 | 96.4535 | 1.95 | 138 | 14.1304 | 96.4535
4330 | 4330 | 2019-06-30 10:00 | 17.84 | 4.61 | 328 | 14.0549 | 95.9377 | 4.62 | 328 | 14.0854 | 96.1458 | 4.75 | 337 | 14.095 | 96.2113 | 4.73 | 335 | 14.1194 | 96.3782
4331 | 4331 | 2019-06-30 11:00 | 18.71 | 5.93 | 424 | 13.9858 | 95.4665 | 5.93 | 424 | 13.9858 | 95.4665 | 6.1 | 436 | 13.9908 | 95.5005 | 6.09 | 436 | 13.9679 | 95.344
4332 | 4332 | 2019-06-30 12:00 | 19.59 | 10.72 | 794 | 13.5013 | 92.1588 | 10.72 | 794 | 13.5013 | 92.1588 | 11.03 | 816 | 13.5172 | 92.2673 | 11.01 | 815 | 13.5092 | 92.213
4333 | 4333 | 2019-06-30 13:00 | 19.8 | 8.56 | 626 | 13.6741 | 93.3387 | 8.57 | 626 | 13.6901 | 93.4478 | 8.69 | 635 | 13.685 | 93.4132 | 8.49 | 621 | 13.6715 | 93.3208
4334 | 4334 | 2019-06-30 14:00 | 20 | 4.73 | 340 | 13.9118 | 94.9609 | 4.75 | 341 | 13.9296 | 95.0827 | 4.85 | 348 | 13.9368 | 95.1316 | 4.67 | 336 | 13.8988 | 94.8724
4335 | 4335 | 2019-06-30 15:00 | 20.21 | 6.18 | 445 | 13.8876 | 94.7962 | 6.26 | 451 | 13.8803 | 94.7458 | 6.01 | 434 | 13.8479 | 94.5251 | 3.39 | 251 | 13.506 | 92.191
4336 | 4336 | 2019-06-30 16:00 | 19.66 | 4.21 | 301 | 13.9867 | 95.4724 | 4.44 | 317 | 14.0063 | 95.6062 | 4.12 | 295 | 13.9661 | 95.3318 | 2.79 | 203 | 13.7438 | 93.8146
4337 | 4337 | 2019-06-30 17:00 | 19.11 | 0.96 | 70 | 13.7143 | 93.6129 | 1.26 | 91 | 13.8462 | 94.513 | 1.01 | 74 | 13.6486 | 93.1648 | 1.01 | 74 | 13.6486 | 93.1648
4338 | 4338 | 2019-06-30 18:00 | 18.55 | 0.58 | 43 | 13.4884 | 92.0708 | 3.73 | 257 | 14.5136 | 99.0691 | 0.62 | 46 | 13.4783 | 92.0018 | 0.62 | 46 | 13.4783 | 92.0018
4339 | 4339 | 2019-06-30 19:00 | 17.83 | 0.04 | 3 | 13.3333 | 91.0125 | 42.3 | 2633 | 16.0653 | 109.6609 | 0.05 | 3 | 16.6667 | 113.7656 | 0.05 | 3 | 16.6667 | 113.7656
4340 | 4340 | 2019-06-30 20:00 | 17.1 | 0 | 0 | 0 | 0 | 0 | 0 | 0 | 0 | 0 | 0 | 0 | 0 | 0 | 0 | 0 | 0
4341 | 4341 | 2019-06-30 21:00 | 16.37 | 0 | 0 | 0 | 0 | 0 | 0 | 0 | 0 | 0 | 0 | 0 | 0 | 0 | 0 | 0 | 0
4342 | 4342 | 2019-06-30 22:00 | 16.23 | 0 | 0 | 0 | 0 | 0 | 0 | 0 | 0 | 0 | 0 | 0 | 0 | 0 | 0 | 0 | 0
4343 | 4343 | 2019-06-30 23:00 | 16.09 | 0 | 0 | 0 | 0 | 0 | 0 | 0 | 0 | 0 | 0 | 0 | 0 | 0 | 0 | 0 | 0
4344 | 4344 | 2019-07-01 | 15.95 | 0 | 0 | 0 | 0 | 0 | 0 | 0 | 0 | 0 | 0 | 0 | 0 | 0 | 0 | 0 | 0
4345 | 4345 | 2019-07-01 01:00 | 16.1 | 0 | 0 | 0 | 0 | 0 | 0 | 0 | 0 | 0 | 0 | 0 | 0 | 0 | 0 | 0 | 0
4346 | 4346 | 2019-07-01 02:00 | 16.25 | 0 | 0 | 0 | 0 | 0 | 0 | 0 | 0 | 0 | 0 | 0 | 0 | 0 | 0 | 0 | 0
4347 | 4347 | 2019-07-01 03:00 | 16.4 | 0 | 0 | 0 | 0 | 0 | 0 | 0 | 0 | 0 | 0 | 0 | 0 | 0 | 0 | 0 | 0
4348 | 4348 | 2019-07-01 04:00 | 16.44 | 0.05 | 4 | 12.5 | 85.3242 | 162.01 | 9571 | 16.9272 | 115.5439 | 0.06 | 4 | 15 | 102.3891 | 0.06 | 4 | 15 | 102.3891
4349 | 4349 | 2019-07-01 05:00 | 16.47 | 0.43 | 31 | 13.871 | 94.6824 | 5.97 | 400 | 14.925 | 101.8771 | 0.46 | 33 | 13.9394 | 95.1494 | 0.46 | 33 | 13.9394 | 95.1494
4350 | 4350 | 2019-07-01 06:00 | 16.51 | 0.85 | 61 | 13.9344 | 95.1155 | 1.24 | 89 | 13.9326 | 95.103 | 0.9 | 65 | 13.8462 | 94.513 | 0.9 | 65 | 13.8462 | 94.513
4351 | 4351 | 2019-07-01 07:00 | 17.18 | 1.12 | 81 | 13.8272 | 94.3833 | 1.21 | 87 | 13.908 | 94.9355 | 1.17 | 84 | 13.9286 | 95.0756 | 1.17 | 84 | 13.9286 | 95.0756
4352 | 4352 | 2019-07-01 08:00 | 17.85 | 4.32 | 307 | 14.0717 | 96.0523 | 4.39 | 312 | 14.0705 | 96.0445 | 4.4 | 313 | 14.0575 | 95.9557 | 3.92 | 280 | 14 | 95.5631
4353 | 4353 | 2019-07-01 09:00 | 18.52 | 3.63 | 259 | 14.0154 | 95.6686 | 3.65 | 260 | 14.0385 | 95.8257 | 3.75 | 266 | 14.0977 | 96.2303 | 3.71 | 264 | 14.053 | 95.9251
4354 | 4354 | 2019-07-01 10:00 | 19.05 | 2.29 | 164 | 13.9634 | 95.3134 | 2.29 | 164 | 13.9634 | 95.3134 | 2.36 | 169 | 13.9645 | 95.3208 | 2.36 | 169 | 13.9645 | 95.3208
4355 | 4355 | 2019-07-01 11:00 | 19.57 | 2.57 | 184 | 13.9674 | 95.3406 | 2.57 | 184 | 13.9674 | 95.3406 | 2.65 | 189 | 14.0212 | 95.7076 | 2.65 | 189 | 14.0212 | 95.7076
4356 | 4356 | 2019-07-01 12:00 | 20.1 | 3.22 | 231 | 13.9394 | 95.1494 | 3.22 | 231 | 13.9394 | 95.1494 | 3.32 | 238 | 13.9496 | 95.219 | 3.32 | 238 | 13.9496 | 95.219
4357 | 4357 | 2019-07-01 13:00 | 19.86 | 3.9 | 279 | 13.9785 | 95.4163 | 3.9 | 280 | 13.9286 | 95.0756 | 4.02 | 287 | 14.007 | 95.6107 | 4.01 | 287 | 13.9721 | 95.3729
4358 | 4358 | 2019-07-01 14:00 | 19.62 | 5.42 | 390 | 13.8974 | 94.863 | 5.44 | 391 | 13.913 | 94.9696 | 5.53 | 397 | 13.9295 | 95.0817 | 5.19 | 373 | 13.9142 | 94.9775
4359 | 4359 | 2019-07-01 15:00 | 19.38 | 1.77 | 128 | 13.8281 | 94.3899 | 1.8 | 129 | 13.9535 | 95.2457 | 1.84 | 132 | 13.9394 | 95.1494 | 1.84 | 132 | 13.9394 | 95.1494
4360 | 4360 | 2019-07-01 16:00 | 19.09 | 2.29 | 164 | 13.9634 | 95.3134 | 2.41 | 172 | 14.0116 | 95.6425 | 2.38 | 170 | 14 | 95.5631 | 2.35 | 168 | 13.9881 | 95.4819
4361 | 4361 | 2019-07-01 17:00 | 18.81 | 1.88 | 135 | 13.9259 | 95.0575 | 2.45 | 174 | 14.0805 | 96.1124 | 1.97 | 141 | 13.9716 | 95.3695 | 1.92 | 138 | 13.913 | 94.9696
4362 | 4362 | 2019-07-01 18:00 | 18.52 | 1.12 | 81 | 13.8272 | 94.3833 | 7.1 | 479 | 14.8225 | 101.1778 | 1.19 | 86 | 13.8372 | 94.4519 | 1.19 | 86 | 13.8372 | 94.4519
4363 | 4363 | 2019-07-01 19:00 | 17.96 | 0.31 | 23 | 13.4783 | 92.0018 | 300.87 | 17523 | 17.17 | 117.2014 | 0.33 | 25 | 13.2 | 90.1024 | 0.33 | 25 | 13.2 | 90.1024
4364 | 4364 | 2019-07-01 20:00 | 17.4 | 0 | 0 | 0 | 0 | 0 | 0 | 0 | 0 | 0 | 0 | 0 | 0 | 0 | 0 | 0 | 0
4365 | 4365 | 2019-07-01 21:00 | 16.83 | 0 | 0 | 0 | 0 | 0 | 0 | 0 | 0 | 0 | 0 | 0 | 0 | 0 | 0 | 0 | 0
4366 | 4366 | 2019-07-01 22:00 | 16.75 | 0 | 0 | 0 | 0 | 0 | 0 | 0 | 0 | 0 | 0 | 0 | 0 | 0 | 0 | 0 | 0
4367 | 4367 | 2019-07-01 23:00 | 16.67 | 0 | 0 | 0 | 0 | 0 | 0 | 0 | 0 | 0 | 0 | 0 | 0 | 0 | 0 | 0 | 0
4368 | 4368 | 2019-07-02 | 16.58 | 0 | 0 | 0 | 0 | 0 | 0 | 0 | 0 | 0 | 0 | 0 | 0 | 0 | 0 | 0 | 0
4369 | 4369 | 2019-07-02 01:00 | 16.63 | 0 | 0 | 0 | 0 | 0 | 0 | 0 | 0 | 0 | 0 | 0 | 0 | 0 | 0 | 0 | 0
4370 | 4370 | 2019-07-02 02:00 | 16.69 | 0 | 0 | 0 | 0 | 0 | 0 | 0 | 0 | 0 | 0 | 0 | 0 | 0 | 0 | 0 | 0
4371 | 4371 | 2019-07-02 03:00 | 16.74 | 0 | 0 | 0 | 0 | 0 | 0 | 0 | 0 | 0 | 0 | 0 | 0 | 0 | 0 | 0 | 0
4372 | 4372 | 2019-07-02 04:00 | 17.07 | 0.34 | 25 | 13.6 | 92.8328 | 1035.94 | 57730 | 17.9446 | 122.4885 | 0.39 | 29 | 13.4483 | 91.7971 | 0.39 | 29 | 13.4483 | 91.7971
4373 | 4373 | 2019-07-02 05:00 | 17.4 | 0.81 | 59 | 13.7288 | 93.712 | 11.54 | 758 | 15.2243 | 103.92 | 0.86 | 63 | 13.6508 | 93.1795 | 0.86 | 63 | 13.6508 | 93.1795
4374 | 4374 | 2019-07-02 06:00 | 17.73 | 0.7 | 51 | 13.7255 | 93.6894 | 1.02 | 74 | 13.7838 | 94.0873 | 0.74 | 54 | 13.7037 | 93.5406 | 0.74 | 54 | 13.7037 | 93.5406
4375 | 4375 | 2019-07-02 07:00 | 18.39 | 1.83 | 131 | 13.9695 | 95.3547 | 1.97 | 141 | 13.9716 | 95.3695 | 1.92 | 137 | 14.0146 | 95.6628 | 1.92 | 137 | 14.0146 | 95.6628
4376 | 4376 | 2019-07-02 08:00 | 19.06 | 1.75 | 126 | 13.8889 | 94.8047 | 1.78 | 128 | 13.9062 | 94.9232 | 1.82 | 130 | 14 | 95.5631 | 1.82 | 130 | 14 | 95.5631
4377 | 4377 | 2019-07-02 09:00 | 19.72 | 1.4 | 101 | 13.8614 | 94.617 | 1.4 | 102 | 13.7255 | 93.6894 | 1.45 | 104 | 13.9423 | 95.1693 | 1.45 | 104 | 13.9423 | 95.1693
4378 | 4378 | 2019-07-02 10:00 | 20.37 | 2.27 | 163 | 13.9264 | 95.0606 | 2.27 | 163 | 13.9264 | 95.0606 | 2.34 | 168 | 13.9286 | 95.0756 | 2.34 | 168 | 13.9286 | 95.0756
4379 | 4379 | 2019-07-02 11:00 | 21.01 | 4.68 | 337 | 13.8872 | 94.7934 | 4.69 | 337 | 13.9169 | 94.996 | 4.82 | 346 | 13.9306 | 95.0897 | 4.82 | 346 | 13.9306 | 95.0897
4380 | 4380 | 2019-07-02 12:00 | 21.66 | 5.6 | 405 | 13.8272 | 94.3833 | 5.6 | 405 | 13.8272 | 94.3833 | 5.77 | 416 | 13.8702 | 94.6771 | 5.76 | 416 | 13.8462 | 94.513
4381 | 4381 | 2019-07-02 13:00 | 21.56 | 1.66 | 121 | 13.719 | 93.6451 | 1.66 | 121 | 13.719 | 93.6451 | 1.71 | 124 | 13.7903 | 94.1319 | 1.71 | 124 | 13.7903 | 94.1319
4382 | 4382 | 2019-07-02 14:00 | 21.47 | 2.11 | 152 | 13.8816 | 94.7548 | 2.11 | 153 | 13.7908 | 94.1355 | 2.17 | 157 | 13.8217 | 94.3458 | 2.17 | 157 | 13.8217 | 94.3458
4383 | 4383 | 2019-07-02 15:00 | 21.37 | 3.35 | 242 | 13.843 | 94.4913 | 3.4 | 245 | 13.8776 | 94.7273 | 3.46 | 249 | 13.8956 | 94.8504 | 3.33 | 240 | 13.875 | 94.7099
4384 | 4384 | 2019-07-02 16:00 | 20.97 | 2.2 | 159 | 13.8365 | 94.4469 | 2.32 | 167 | 13.8922 | 94.8274 | 2.29 | 165 | 13.8788 | 94.7358 | 2.26 | 163 | 13.865 | 94.6418
4385 | 4385 | 2019-07-02 17:00 | 20.57 | 1.85 | 134 | 13.806 | 94.2387 | 2.41 | 172 | 14.0116 | 95.6425 | 1.94 | 140 | 13.8571 | 94.588 | 1.89 | 137 | 13.7956 | 94.1681
4386 | 4386 | 2019-07-02 18:00 | 20.17 | 0.29 | 22 | 13.1818 | 89.9783 | 1.82 | 129 | 14.1085 | 96.3039 | 0.31 | 23 | 13.4783 | 92.0018 | 0.31 | 23 | 13.4783 | 92.0018
4387 | 4387 | 2019-07-02 19:00 | 19.57 | 0.2 | 15 | 13.3333 | 91.0125 | 196.49 | 11659 | 16.8531 | 115.0381 | 0.22 | 16 | 13.75 | 93.8567 | 0.22 | 16 | 13.75 | 93.8567
4388 | 4388 | 2019-07-02 20:00 | 18.97 | 0 | 0 | 0 | 0 | 0 | 0 | 0 | 0 | 0 | 0 | 0 | 0 | 0 | 0 | 0 | 0
4389 | 4389 | 2019-07-02 21:00 | 18.38 | 0 | 0 | 0 | 0 | 0 | 0 | 0 | 0 | 0 | 0 | 0 | 0 | 0 | 0 | 0 | 0
4390 | 4390 | 2019-07-02 22:00 | 18 | 0 | 0 | 0 | 0 | 0 | 0 | 0 | 0 | 0 | 0 | 0 | 0 | 0 | 0 | 0 | 0
4391 | 4391 | 2019-07-02 23:00 | 17.63 | 0 | 0 | 0 | 0 | 0 | 0 | 0 | 0 | 0 | 0 | 0 | 0 | 0 | 0 | 0 | 0
4392 | 4392 | 2019-07-03 | 17.25 | 0 | 0 | 0 | 0 | 0 | 0 | 0 | 0 | 0 | 0 | 0 | 0 | 0 | 0 | 0 | 0
4393 | 4393 | 2019-07-03 01:00 | 16.8 | 0 | 0 | 0 | 0 | 0 | 0 | 0 | 0 | 0 | 0 | 0 | 0 | 0 | 0 | 0 | 0
4394 | 4394 | 2019-07-03 02:00 | 16.34 | 0 | 0 | 0 | 0 | 0 | 0 | 0 | 0 | 0 | 0 | 0 | 0 | 0 | 0 | 0 | 0
4395 | 4395 | 2019-07-03 03:00 | 15.89 | 0 | 0 | 0 | 0 | 0 | 0 | 0 | 0 | 0 | 0 | 0 | 0 | 0 | 0 | 0 | 0
4396 | 4396 | 2019-07-03 04:00 | 15.29 | 0.09 | 7 | 12.8571 | 87.7621 | 279.99 | 16185 | 17.2994 | 118.0843 | 0.1 | 8 | 12.5 | 85.3242 | 0.1 | 8 | 12.5 | 85.3242
4397 | 4397 | 2019-07-03 05:00 | 14.7 | 0.41 | 30 | 13.6667 | 93.2878 | 5.9 | 392 | 15.051 | 102.7373 | 0.43 | 31 | 13.871 | 94.6824 | 0.43 | 31 | 13.871 | 94.6824
4398 | 4398 | 2019-07-03 06:00 | 14.11 | 0.87 | 62 | 14.0323 | 95.7833 | 1.28 | 90 | 14.2222 | 97.08 | 0.92 | 66 | 13.9394 | 95.1494 | 0.92 | 66 | 13.9394 | 95.1494
4399 | 4399 | 2019-07-03 07:00 | 14.7 | 3.46 | 243 | 14.2387 | 97.1924 | 3.72 | 260 | 14.3077 | 97.6634 | 3.54 | 248 | 14.2742 | 97.4348 | 3.17 | 223 | 14.2152 | 97.0324
4400 | 4400 | 2019-07-03 08:00 | 15.29 | 6.83 | 481 | 14.1996 | 96.9255 | 6.95 | 489 | 14.2127 | 97.0149 | 6.44 | 455 | 14.1538 | 96.6133 | 2.61 | 192 | 13.5937 | 92.7901
4401 | 4401 | 2019-07-03 09:00 | 15.88 | 6.1 | 432 | 14.1204 | 96.3848 | 6.13 | 434 | 14.1244 | 96.4125 | 6.18 | 437 | 14.1419 | 96.5316 | 5.42 | 385 | 14.0779 | 96.095
4402 | 4402 | 2019-07-03 10:00 | 16.42 | 8.18 | 586 | 13.959 | 95.2836 | 8.19 | 587 | 13.9523 | 95.2375 | 8.29 | 594 | 13.9562 | 95.2644 | 8.04 | 577 | 13.9341 | 95.1136
4403 | 4403 | 2019-07-03 11:00 | 16.97 | 2.06 | 146 | 14.1096 | 96.3112 | 2.06 | 146 | 14.1096 | 96.3112 | 2.12 | 150 | 14.1333 | 96.4733 | 2.12 | 150 | 14.1333 | 96.4733
4404 | 4404 | 2019-07-03 12:00 | 17.51 | 9.54 | 693 | 13.7662 | 93.9675 | 9.55 | 693 | 13.7807 | 94.066 | 9.82 | 712 | 13.7921 | 94.1443 | 9.81 | 711 | 13.7975 | 94.1807
4405 | 4405 | 2019-07-03 13:00 | 17.25 | 1.27 | 91 | 13.956 | 95.2631 | 1.28 | 92 | 13.913 | 94.9696 | 1.31 | 94 | 13.9362 | 95.1274 | 1.31 | 94 | 13.9362 | 95.1274
4406 | 4406 | 2019-07-03 14:00 | 16.98 | 9.46 | 680 | 13.9118 | 94.9609 | 9.49 | 682 | 13.915 | 94.9826 | 9.17 | 660 | 13.8939 | 94.8392 | 6.33 | 463 | 13.6717 | 93.3222
4407 | 4407 | 2019-07-03 15:00 | 16.72 | 7.2 | 509 | 14.1454 | 96.5555 | 7.29 | 515 | 14.1553 | 96.6235 | 6.75 | 478 | 14.1213 | 96.3914 | 2.08 | 155 | 13.4194 | 91.5997
4408 | 4408 | 2019-07-03 16:00 | 16.31 | 1.76 | 125 | 14.08 | 96.1092 | 1.85 | 131 | 14.1221 | 96.3968 | 1.84 | 130 | 14.1538 | 96.6133 | 1.84 | 130 | 14.1538 | 96.6133
4409 | 4409 | 2019-07-03 17:00 | 15.89 | 2.38 | 168 | 14.1667 | 96.7008 | 3.11 | 217 | 14.3318 | 97.828 | 2.49 | 175 | 14.2286 | 97.1234 | 2.12 | 150 | 14.1333 | 96.4733
4410 | 4410 | 2019-07-03 18:00 | 15.48 | 1.14 | 82 | 13.9024 | 94.8972 | 7.17 | 478 | 15 | 102.3891 | 1.22 | 87 | 14.023 | 95.7201 | 1.22 | 87 | 14.023 | 95.7201
4411 | 4411 | 2019-07-03 19:00 | 14.83 | 0.3 | 22 | 13.6364 | 93.081 | 286.14 | 16537 | 17.303 | 118.1093 | 0.32 | 24 | 13.3333 | 91.0125 | 0.32 | 24 | 13.3333 | 91.0125
4412 | 4412 | 2019-07-03 20:00 | 14.18 | 0 | 0 | 0 | 0 | 0 | 0 | 0 | 0 | 0 | 0 | 0 | 0 | 0 | 0 | 0 | 0
4413 | 4413 | 2019-07-03 21:00 | 13.53 | 0 | 0 | 0 | 0 | 0 | 0 | 0 | 0 | 0 | 0 | 0 | 0 | 0 | 0 | 0 | 0
4414 | 4414 | 2019-07-03 22:00 | 13.3 | 0 | 0 | 0 | 0 | 0 | 0 | 0 | 0 | 0 | 0 | 0 | 0 | 0 | 0 | 0 | 0
4415 | 4415 | 2019-07-03 23:00 | 13.08 | 0 | 0 | 0 | 0 | 0 | 0 | 0 | 0 | 0 | 0 | 0 | 0 | 0 | 0 | 0 | 0
4416 | 4416 | 2019-07-04 | 12.85 | 0 | 0 | 0 | 0 | 0 | 0 | 0 | 0 | 0 | 0 | 0 | 0 | 0 | 0 | 0 | 0
4417 | 4417 | 2019-07-04 01:00 | 12.53 | 0 | 0 | 0 | 0 | 0 | 0 | 0 | 0 | 0 | 0 | 0 | 0 | 0 | 0 | 0 | 0
4418 | 4418 | 2019-07-04 02:00 | 12.21 | 0 | 0 | 0 | 0 | 0 | 0 | 0 | 0 | 0 | 0 | 0 | 0 | 0 | 0 | 0 | 0
4419 | 4419 | 2019-07-04 03:00 | 11.89 | 0 | 0 | 0 | 0 | 0 | 0 | 0 | 0 | 0 | 0 | 0 | 0 | 0 | 0 | 0 | 0
4420 | 4420 | 2019-07-04 04:00 | 12.63 | 0.31 | 22 | 14.0909 | 96.1837 | 972.94 | 53678 | 18.1255 | 123.7235 | 0.36 | 26 | 13.8462 | 94.513 | 0.36 | 26 | 13.8462 | 94.513
4421 | 4421 | 2019-07-04 05:00 | 13.37 | 1.17 | 83 | 14.0964 | 96.2211 | 17.26 | 1106 | 15.6058 | 106.5241 | 1.24 | 88 | 14.0909 | 96.1837 | 1.24 | 88 | 14.0909 | 96.1837
4422 | 4422 | 2019-07-04 06:00 | 14.11 | 1.37 | 97 | 14.1237 | 96.4076 | 2.02 | 141 | 14.3262 | 97.79 | 1.45 | 102 | 14.2157 | 97.0354 | 1.44 | 102 | 14.1176 | 96.3662
4423 | 4423 | 2019-07-04 07:00 | 14.83 | 3.21 | 226 | 14.2035 | 96.9525 | 3.45 | 242 | 14.2562 | 97.3119 | 3.31 | 232 | 14.2672 | 97.3873 | 3.06 | 216 | 14.1667 | 96.7008
4424 | 4424 | 2019-07-04 08:00 | 15.55 | 4.54 | 320 | 14.1875 | 96.843 | 4.62 | 326 | 14.1718 | 96.7357 | 4.61 | 325 | 14.1846 | 96.8233 | 4 | 283 | 14.1343 | 96.4797
4425 | 4425 | 2019-07-04 09:00 | 16.27 | 8.66 | 623 | 13.9005 | 94.8838 | 8.7 | 625 | 13.92 | 95.0171 | 8.44 | 608 | 13.8816 | 94.7548 | 5.43 | 398 | 13.6432 | 93.1278
4426 | 4426 | 2019-07-04 10:00 | 16.73 | 10.31 | 755 | 13.6556 | 93.2125 | 10.32 | 756 | 13.6508 | 93.1795 | 10.32 | 756 | 13.6508 | 93.1795 | 9.73 | 714 | 13.6275 | 93.0201
4427 | 4427 | 2019-07-04 11:00 | 17.2 | 8.37 | 607 | 13.7891 | 94.1237 | 8.37 | 607 | 13.7891 | 94.1237 | 8.6 | 623 | 13.8042 | 94.2264 | 8.59 | 622 | 13.8103 | 94.2682
4428 | 4428 | 2019-07-04 12:00 | 17.66 | 7.4 | 534 | 13.8577 | 94.5917 | 7.4 | 534 | 13.8577 | 94.5917 | 7.61 | 549 | 13.8616 | 94.6182 | 7.61 | 548 | 13.8869 | 94.7909
4429 | 4429 | 2019-07-04 13:00 | 17.26 | 5.19 | 370 | 14.027 | 95.7476 | 5.2 | 370 | 14.0541 | 95.9321 | 5.34 | 380 | 14.0526 | 95.9224 | 5.31 | 378 | 14.0476 | 95.8882
4430 | 4430 | 2019-07-04 14:00 | 16.86 | 6.79 | 487 | 13.9425 | 95.1707 | 6.82 | 488 | 13.9754 | 95.3953 | 6.84 | 490 | 13.9592 | 95.2845 | 5.98 | 431 | 13.8747 | 94.7079
4431 | 4431 | 2019-07-04 15:00 | 16.46 | 2.26 | 160 | 14.125 | 96.4164 | 2.29 | 162 | 14.1358 | 96.4901 | 2.34 | 166 | 14.0964 | 96.2211 | 2.34 | 166 | 14.0964 | 96.2211
4432 | 4432 | 2019-07-04 16:00 | 16.38 | 2.18 | 155 | 14.0645 | 96.0035 | 2.29 | 163 | 14.0491 | 95.8982 | 2.27 | 161 | 14.0994 | 96.2415 | 2.25 | 160 | 14.0625 | 95.9898
4433 | 4433 | 2019-07-04 17:00 | 16.31 | 2.32 | 164 | 14.1463 | 96.5621 | 3.02 | 212 | 14.2453 | 97.2374 | 2.43 | 172 | 14.1279 | 96.4362 | 2.15 | 153 | 14.0523 | 95.9201
4434 | 4434 | 2019-07-04 18:00 | 16.23 | 1.11 | 79 | 14.0506 | 95.9088 | 6.89 | 462 | 14.9134 | 101.7981 | 1.18 | 84 | 14.0476 | 95.8882 | 1.18 | 84 | 14.0476 | 95.8882
4435 | 4435 | 2019-07-04 19:00 | 15.4 | 0.12 | 9 | 13.3333 | 91.0125 | 118.28 | 7048 | 16.7821 | 114.5534 | 0.13 | 10 | 13 | 88.7372 | 0.13 | 10 | 13 | 88.7372
4436 | 4436 | 2019-07-04 20:00 | 14.57 | 0 | 0 | 0 | 0 | 0 | 0 | 0 | 0 | 0 | 0 | 0 | 0 | 0 | 0 | 0 | 0
4437 | 4437 | 2019-07-04 21:00 | 13.74 | 0 | 0 | 0 | 0 | 0 | 0 | 0 | 0 | 0 | 0 | 0 | 0 | 0 | 0 | 0 | 0
4438 | 4438 | 2019-07-04 22:00 | 13.55 | 0 | 0 | 0 | 0 | 0 | 0 | 0 | 0 | 0 | 0 | 0 | 0 | 0 | 0 | 0 | 0
4439 | 4439 | 2019-07-04 23:00 | 13.37 | 0 | 0 | 0 | 0 | 0 | 0 | 0 | 0 | 0 | 0 | 0 | 0 | 0 | 0 | 0 | 0
4440 | 4440 | 2019-07-05 | 13.18 | 0 | 0 | 0 | 0 | 0 | 0 | 0 | 0 | 0 | 0 | 0 | 0 | 0 | 0 | 0 | 0
4441 | 4441 | 2019-07-05 01:00 | 13.06 | 0 | 0 | 0 | 0 | 0 | 0 | 0 | 0 | 0 | 0 | 0 | 0 | 0 | 0 | 0 | 0
4442 | 4442 | 2019-07-05 02:00 | 12.94 | 0 | 0 | 0 | 0 | 0 | 0 | 0 | 0 | 0 | 0 | 0 | 0 | 0 | 0 | 0 | 0
4443 | 4443 | 2019-07-05 03:00 | 12.82 | 0 | 0 | 0 | 0 | 0 | 0 | 0 | 0 | 0 | 0 | 0 | 0 | 0 | 0 | 0 | 0
4444 | 4444 | 2019-07-05 04:00 | 13.66 | 0.32 | 23 | 13.913 | 94.9696 | 1052.71 | 58116 | 18.1139 | 123.6447 | 0.38 | 28 | 13.5714 | 92.6377 | 0.38 | 28 | 13.5714 | 92.6377
4445 | 4445 | 2019-07-05 05:00 | 14.51 | 0.99 | 71 | 13.9437 | 95.1786 | 15.01 | 970 | 15.4742 | 105.6261 | 1.06 | 76 | 13.9474 | 95.2039 | 1.06 | 76 | 13.9474 | 95.2039
4446 | 4446 | 2019-07-05 06:00 | 15.36 | 2.28 | 161 | 14.1615 | 96.6655 | 3.38 | 236 | 14.322 | 97.7613 | 2.42 | 171 | 14.152 | 96.601 | 2.13 | 151 | 14.106 | 96.2864
4447 | 4447 | 2019-07-05 07:00 | 16.33 | 4.41 | 311 | 14.1801 | 96.7922 | 4.75 | 334 | 14.2216 | 97.0755 | 4.15 | 293 | 14.1638 | 96.6814 | 1.84 | 134 | 13.7313 | 93.7293
4448 | 4448 | 2019-07-05 08:00 | 17.3 | 6.99 | 501 | 13.9521 | 95.2361 | 7.11 | 509 | 13.9686 | 95.3486 | 6.48 | 465 | 13.9355 | 95.1228 | 1.89 | 143 | 13.2168 | 90.217
4449 | 4449 | 2019-07-05 09:00 | 18.27 | 8.08 | 590 | 13.6949 | 93.4807 | 8.12 | 593 | 13.6931 | 93.4682 | 7.94 | 580 | 13.6897 | 93.4447 | 5.47 | 406 | 13.4729 | 91.9652
4450 | 4450 | 2019-07-05 10:00 | 18.63 | 7.16 | 523 | 13.6902 | 93.4488 | 7.17 | 523 | 13.7094 | 93.5793 | 7.29 | 532 | 13.703 | 93.5359 | 7.12 | 520 | 13.6923 | 93.4629
4451 | 4451 | 2019-07-05 11:00 | 18.98 | 10.22 | 771 | 13.2555 | 90.4813 | 10.22 | 771 | 13.2555 | 90.4813 | 10.5 | 790 | 13.2911 | 90.7245 | 10.47 | 788 | 13.2868 | 90.6949
4452 | 4452 | 2019-07-05 12:00 | 19.34 | 6.16 | 449 | 13.7194 | 93.6476 | 6.16 | 449 | 13.7194 | 93.6476 | 6.34 | 461 | 13.7527 | 93.8752 | 6.34 | 461 | 13.7527 | 93.8752
4453 | 4453 | 2019-07-05 13:00 | 19.26 | 6.05 | 441 | 13.7188 | 93.6438 | 6.06 | 441 | 13.7415 | 93.7986 | 6.2 | 451 | 13.7472 | 93.8377 | 6.15 | 448 | 13.7277 | 93.7043
4454 | 4454 | 2019-07-05 14:00 | 19.17 | 5.74 | 417 | 13.765 | 93.959 | 5.76 | 418 | 13.7799 | 94.0608 | 5.83 | 423 | 13.7825 | 94.0785 | 5.38 | 392 | 13.7245 | 93.6825
4455 | 4455 | 2019-07-05 15:00 | 19.09 | 5.62 | 407 | 13.8084 | 94.255 | 5.69 | 412 | 13.8107 | 94.2709 | 5.56 | 402 | 13.8308 | 94.4085 | 3.74 | 275 | 13.6 | 92.8328
4456 | 4456 | 2019-07-05 16:00 | 19.24 | 4.55 | 326 | 13.9571 | 95.27 | 4.79 | 342 | 14.0058 | 95.6031 | 4.27 | 306 | 13.9542 | 95.2508 | 1.95 | 144 | 13.5417 | 92.4346
4457 | 4457 | 2019-07-05 17:00 | 19.38 | 2.19 | 158 | 13.8608 | 94.6127 | 2.85 | 203 | 14.0394 | 95.8321 | 2.25 | 162 | 13.8889 | 94.8047 | 1.34 | 98 | 13.6735 | 93.3343
4458 | 4458 | 2019-07-05 18:00 | 19.53 | 0.85 | 62 | 13.7097 | 93.5814 | 5.26 | 360 | 14.6111 | 99.7345 | 0.9 | 66 | 13.6364 | 93.081 | 0.9 | 66 | 13.6364 | 93.081
4459 | 4459 | 2019-07-05 19:00 | 18.22 | 0.28 | 21 | 13.3333 | 91.0125 | 266.84 | 15619 | 17.0843 | 116.6165 | 0.3 | 22 | 13.6364 | 93.081 | 0.3 | 22 | 13.6364 | 93.081
4460 | 4460 | 2019-07-05 20:00 | 16.92 | 0 | 0 | 0 | 0 | 0 | 0 | 0 | 0 | 0 | 0 | 0 | 0 | 0 | 0 | 0 | 0
4461 | 4461 | 2019-07-05 21:00 | 15.62 | 0 | 0 | 0 | 0 | 0 | 0 | 0 | 0 | 0 | 0 | 0 | 0 | 0 | 0 | 0 | 0
4462 | 4462 | 2019-07-05 22:00 | 15.51 | 0 | 0 | 0 | 0 | 0 | 0 | 0 | 0 | 0 | 0 | 0 | 0 | 0 | 0 | 0 | 0
4463 | 4463 | 2019-07-05 23:00 | 15.39 | 0 | 0 | 0 | 0 | 0 | 0 | 0 | 0 | 0 | 0 | 0 | 0 | 0 | 0 | 0 | 0
4464 | 4464 | 2019-07-06 | 15.28 | 0 | 0 | 0 | 0 | 0 | 0 | 0 | 0 | 0 | 0 | 0 | 0 | 0 | 0 | 0 | 0
4465 | 4465 | 2019-07-06 01:00 | 15.33 | 0 | 0 | 0 | 0 | 0 | 0 | 0 | 0 | 0 | 0 | 0 | 0 | 0 | 0 | 0 | 0
4466 | 4466 | 2019-07-06 02:00 | 15.39 | 0 | 0 | 0 | 0 | 0 | 0 | 0 | 0 | 0 | 0 | 0 | 0 | 0 | 0 | 0 | 0
4467 | 4467 | 2019-07-06 03:00 | 15.44 | 0 | 0 | 0 | 0 | 0 | 0 | 0 | 0 | 0 | 0 | 0 | 0 | 0 | 0 | 0 | 0
4468 | 4468 | 2019-07-06 04:00 | 15.97 | 0.31 | 23 | 13.4783 | 92.0018 | 1058.76 | 58788 | 18.0098 | 122.9338 | 0.37 | 27 | 13.7037 | 93.5406 | 0.37 | 27 | 13.7037 | 93.5406
4469 | 4469 | 2019-07-06 05:00 | 16.5 | 0.59 | 43 | 13.7209 | 93.6582 | 9.09 | 600 | 15.15 | 103.413 | 0.63 | 46 | 13.6957 | 93.4857 | 0.63 | 46 | 13.6957 | 93.4857
4470 | 4470 | 2019-07-06 06:00 | 17.04 | 1.91 | 136 | 14.0441 | 95.8643 | 2.84 | 200 | 14.2 | 96.9283 | 2.02 | 144 | 14.0278 | 95.7527 | 1.98 | 141 | 14.0426 | 95.8536
4471 | 4471 | 2019-07-06 07:00 | 18.08 | 1.84 | 132 | 13.9394 | 95.1494 | 1.98 | 142 | 13.9437 | 95.1786 | 1.93 | 138 | 13.9855 | 95.4642 | 1.93 | 138 | 13.9855 | 95.4642
4472 | 4472 | 2019-07-06 08:00 | 19.11 | 1.9 | 137 | 13.8686 | 94.6663 | 1.93 | 139 | 13.8849 | 94.7774 | 1.97 | 142 | 13.8732 | 94.6979 | 1.97 | 142 | 13.8732 | 94.6979
4473 | 4473 | 2019-07-06 09:00 | 20.15 | 1.57 | 114 | 13.7719 | 94.0063 | 1.58 | 114 | 13.8596 | 94.6051 | 1.62 | 117 | 13.8462 | 94.513 | 1.62 | 117 | 13.8462 | 94.513
4474 | 4474 | 2019-07-06 10:00 | 20.41 | 2.99 | 214 | 13.972 | 95.3718 | 2.99 | 215 | 13.907 | 94.9282 | 3.08 | 221 | 13.9367 | 95.1307 | 3.08 | 221 | 13.9367 | 95.1307
4475 | 4475 | 2019-07-06 11:00 | 20.67 | 4.62 | 331 | 13.9577 | 95.2744 | 4.62 | 331 | 13.9577 | 95.2744 | 4.75 | 341 | 13.9296 | 95.0827 | 4.75 | 341 | 13.9296 | 95.0827
4476 | 4476 | 2019-07-06 12:00 | 20.93 | 1.27 | 92 | 13.8043 | 94.2276 | 1.27 | 92 | 13.8043 | 94.2276 | 1.3 | 95 | 13.6842 | 93.4076 | 1.3 | 95 | 13.6842 | 93.4076
4477 | 4477 | 2019-07-06 13:00 | 20.75 | 6.69 | 483 | 13.8509 | 94.5456 | 6.7 | 483 | 13.8716 | 94.6869 | 6.85 | 493 | 13.8945 | 94.8432 | 6.77 | 488 | 13.873 | 94.6959
4478 | 4478 | 2019-07-06 14:00 | 20.57 | 4.38 | 314 | 13.949 | 95.2153 | 4.39 | 315 | 13.9365 | 95.1297 | 4.5 | 322 | 13.9752 | 95.3936 | 4.39 | 314 | 13.9809 | 95.4327
4479 | 4479 | 2019-07-06 15:00 | 20.39 | 5 | 357 | 14.0056 | 95.6014 | 5.06 | 362 | 13.9779 | 95.4123 | 5.02 | 359 | 13.9833 | 95.4491 | 3.98 | 287 | 13.8676 | 94.6594
4480 | 4480 | 2019-07-06 16:00 | 19.81 | 4.01 | 286 | 14.021 | 95.7063 | 4.22 | 300 | 14.0667 | 96.0182 | 3.98 | 284 | 14.0141 | 95.6593 | 2.99 | 216 | 13.8426 | 94.4887
4481 | 4481 | 2019-07-06 17:00 | 19.24 | 2.36 | 168 | 14.0476 | 95.8882 | 3.06 | 216 | 14.1667 | 96.7008 | 2.45 | 175 | 14 | 95.5631 | 1.98 | 143 | 13.8462 | 94.513
4482 | 4482 | 2019-07-06 18:00 | 18.66 | 1.12 | 81 | 13.8272 | 94.3833 | 6.9 | 466 | 14.8069 | 101.0708 | 1.19 | 86 | 13.8372 | 94.4519 | 1.19 | 86 | 13.8372 | 94.4519
4483 | 4483 | 2019-07-06 19:00 | 17.63 | 0.24 | 18 | 13.3333 | 91.0125 | 225.58 | 13245 | 17.0313 | 116.2548 | 0.26 | 19 | 13.6842 | 93.4076 | 0.26 | 19 | 13.6842 | 93.4076
4484 | 4484 | 2019-07-06 20:00 | 16.61 | 0 | 0 | 0 | 0 | 0 | 0 | 0 | 0 | 0 | 0 | 0 | 0 | 0 | 0 | 0 | 0
4485 | 4485 | 2019-07-06 21:00 | 15.59 | 0 | 0 | 0 | 0 | 0 | 0 | 0 | 0 | 0 | 0 | 0 | 0 | 0 | 0 | 0 | 0
4486 | 4486 | 2019-07-06 22:00 | 15.09 | 0 | 0 | 0 | 0 | 0 | 0 | 0 | 0 | 0 | 0 | 0 | 0 | 0 | 0 | 0 | 0
4487 | 4487 | 2019-07-06 23:00 | 14.6 | 0 | 0 | 0 | 0 | 0 | 0 | 0 | 0 | 0 | 0 | 0 | 0 | 0 | 0 | 0 | 0
4488 | 4488 | 2019-07-07 | 14.1 | 0 | 0 | 0 | 0 | 0 | 0 | 0 | 0 | 0 | 0 | 0 | 0 | 0 | 0 | 0 | 0
4489 | 4489 | 2019-07-07 01:00 | 13.32 | 0 | 0 | 0 | 0 | 0 | 0 | 0 | 0 | 0 | 0 | 0 | 0 | 0 | 0 | 0 | 0
4490 | 4490 | 2019-07-07 02:00 | 12.53 | 0 | 0 | 0 | 0 | 0 | 0 | 0 | 0 | 0 | 0 | 0 | 0 | 0 | 0 | 0 | 0
4491 | 4491 | 2019-07-07 03:00 | 11.75 | 0 | 0 | 0 | 0 | 0 | 0 | 0 | 0 | 0 | 0 | 0 | 0 | 0 | 0 | 0 | 0
4492 | 4492 | 2019-07-07 04:00 | 12.6 | 0.06 | 4 | 15 | 102.3891 | 195.8 | 11361 | 17.2344 | 117.6409 | 0.07 | 5 | 14 | 95.5631 | 0.07 | 5 | 14 | 95.5631
4493 | 4493 | 2019-07-07 05:00 | 13.45 | 1.12 | 79 | 14.1772 | 96.7728 | 17.64 | 1130 | 15.6106 | 106.5571 | 1.19 | 85 | 14 | 95.5631 | 1.19 | 85 | 14 | 95.5631
4494 | 4494 | 2019-07-07 06:00 | 14.31 | 1.9 | 134 | 14.1791 | 96.7857 | 2.84 | 197 | 14.4162 | 98.4044 | 2.03 | 143 | 14.1958 | 96.8997 | 1.25 | 89 | 14.0449 | 95.8699
4495 | 4495 | 2019-07-07 07:00 | 15.28 | 4.04 | 284 | 14.2254 | 97.1014 | 4.36 | 305 | 14.2951 | 97.5774 | 4.02 | 282 | 14.2553 | 97.3059 | 2.94 | 210 | 14 | 95.5631
4496 | 4496 | 2019-07-07 08:00 | 16.25 | 6.14 | 436 | 14.0826 | 96.1267 | 6.25 | 443 | 14.1084 | 96.3027 | 5.95 | 423 | 14.0662 | 96.015 | 3.41 | 248 | 13.75 | 93.8567
4497 | 4497 | 2019-07-07 09:00 | 17.22 | 8.16 | 588 | 13.8776 | 94.7273 | 8.19 | 591 | 13.8579 | 94.593 | 8.01 | 578 | 13.8581 | 94.5948 | 5.51 | 404 | 13.6386 | 93.0963
4498 | 4498 | 2019-07-07 10:00 | 17.73 | 9.27 | 679 | 13.6524 | 93.1906 | 9.28 | 680 | 13.6471 | 93.154 | 9.34 | 684 | 13.655 | 93.208 | 8.92 | 654 | 13.6391 | 93.1
4499 | 4499 | 2019-07-07 11:00 | 18.25 | 9.35 | 689 | 13.5704 | 92.6307 | 9.36 | 690 | 13.5652 | 92.5953 | 9.61 | 708 | 13.5734 | 92.6515 | 9.59 | 706 | 13.5836 | 92.7206
4500 | 4500 | 2019-07-07 12:00 | 18.76 | 7.88 | 576 | 13.6806 | 93.3826 | 7.88 | 576 | 13.6806 | 93.3826 | 8.12 | 592 | 13.7162 | 93.626 | 8.11 | 592 | 13.6993 | 93.5107
4501 | 4501 | 2019-07-07 13:00 | 18.91 | 8.49 | 623 | 13.6276 | 93.0212 | 8.5 | 623 | 13.6437 | 93.1308 | 8.63 | 632 | 13.6551 | 93.2086 | 8.45 | 620 | 13.629 | 93.0309
4502 | 4502 | 2019-07-07 14:00 | 19.06 | 8.67 | 634 | 13.6751 | 93.3452 | 8.7 | 636 | 13.6792 | 93.3737 | 8.5 | 622 | 13.6656 | 93.2805 | 6.38 | 473 | 13.4884 | 92.0708
4503 | 4503 | 2019-07-07 15:00 | 19.21 | 6.5 | 468 | 13.8889 | 94.8047 | 6.58 | 473 | 13.9112 | 94.957 | 6.25 | 450 | 13.8889 | 94.8047 | 2.99 | 222 | 13.4685 | 91.9349
4504 | 4504 | 2019-07-07 16:00 | 18.82 | 4.58 | 326 | 14.0491 | 95.8982 | 4.82 | 342 | 14.0936 | 96.2018 | 4.3 | 306 | 14.0523 | 95.9201 | 1.96 | 144 | 13.6111 | 92.9086
4505 | 4505 | 2019-07-07 17:00 | 18.42 | 2.34 | 167 | 14.012 | 95.6449 | 3.04 | 215 | 14.1395 | 96.5156 | 2.44 | 174 | 14.023 | 95.7201 | 2.03 | 146 | 13.9041 | 94.9086
4506 | 4506 | 2019-07-07 18:00 | 18.03 | 1.07 | 78 | 13.7179 | 93.6379 | 6.6 | 446 | 14.7982 | 101.0116 | 1.14 | 83 | 13.7349 | 93.7539 | 1.14 | 83 | 13.7349 | 93.7539
4507 | 4507 | 2019-07-07 19:00 | 16.62 | 0.28 | 21 | 13.3333 | 91.0125 | 266.49 | 15523 | 17.1674 | 117.1838 | 0.3 | 22 | 13.6364 | 93.081 | 0.3 | 22 | 13.6364 | 93.081
4508 | 4508 | 2019-07-07 20:00 | 15.22 | 0 | 0 | 0 | 0 | 0 | 0 | 0 | 0 | 0 | 0 | 0 | 0 | 0 | 0 | 0 | 0
4509 | 4509 | 2019-07-07 21:00 | 13.82 | 0 | 0 | 0 | 0 | 0 | 0 | 0 | 0 | 0 | 0 | 0 | 0 | 0 | 0 | 0 | 0
4510 | 4510 | 2019-07-07 22:00 | 13.33 | 0 | 0 | 0 | 0 | 0 | 0 | 0 | 0 | 0 | 0 | 0 | 0 | 0 | 0 | 0 | 0
4511 | 4511 | 2019-07-07 23:00 | 12.83 | 0 | 0 | 0 | 0 | 0 | 0 | 0 | 0 | 0 | 0 | 0 | 0 | 0 | 0 | 0 | 0
4512 | 4512 | 2019-07-08 | 12.34 | 0 | 0 | 0 | 0 | 0 | 0 | 0 | 0 | 0 | 0 | 0 | 0 | 0 | 0 | 0 | 0
4513 | 4513 | 2019-07-08 01:00 | 12.42 | 0 | 0 | 0 | 0 | 0 | 0 | 0 | 0 | 0 | 0 | 0 | 0 | 0 | 0 | 0 | 0
4514 | 4514 | 2019-07-08 02:00 | 12.51 | 0 | 0 | 0 | 0 | 0 | 0 | 0 | 0 | 0 | 0 | 0 | 0 | 0 | 0 | 0 | 0
4515 | 4515 | 2019-07-08 03:00 | 12.59 | 0 | 0 | 0 | 0 | 0 | 0 | 0 | 0 | 0 | 0 | 0 | 0 | 0 | 0 | 0 | 0
4516 | 4516 | 2019-07-08 04:00 | 13.4 | 0.31 | 22 | 14.0909 | 96.1837 | 1099.64 | 60578 | 18.1525 | 123.9076 | 0.38 | 28 | 13.5714 | 92.6377 | 0.38 | 28 | 13.5714 | 92.6377
4517 | 4517 | 2019-07-08 05:00 | 14.22 | 0.75 | 54 | 13.8889 | 94.8047 | 12.03 | 781 | 15.4033 | 105.1422 | 0.8 | 57 | 14.0351 | 95.8026 | 0.8 | 57 | 14.0351 | 95.8026
4518 | 4518 | 2019-07-08 06:00 | 15.04 | 2.08 | 147 | 14.1497 | 96.5847 | 3.1 | 217 | 14.2857 | 97.5134 | 2.21 | 156 | 14.1667 | 96.7008 | 1.63 | 117 | 13.9316 | 95.0964
4519 | 4519 | 2019-07-08 07:00 | 16.62 | 4.18 | 298 | 14.0268 | 95.7464 | 4.5 | 320 | 14.0625 | 95.9898 | 4.06 | 289 | 14.0484 | 95.8938 | 2.5 | 182 | 13.7363 | 93.7629
4520 | 4520 | 2019-07-08 08:00 | 18.19 | 6.24 | 453 | 13.7748 | 94.0262 | 6.35 | 460 | 13.8043 | 94.2276 | 5.98 | 435 | 13.7471 | 93.837 | 3.04 | 227 | 13.3921 | 91.4135
4521 | 4521 | 2019-07-08 09:00 | 19.77 | 7.18 | 532 | 13.4962 | 92.1245 | 7.22 | 534 | 13.5206 | 92.2908 | 7.14 | 529 | 13.4972 | 92.1308 | 5.44 | 408 | 13.3333 | 91.0125
4522 | 4522 | 2019-07-08 10:00 | 20.57 | 10.17 | 781 | 13.0218 | 88.8858 | 10.19 | 782 | 13.0307 | 88.9467 | 10.15 | 779 | 13.0295 | 88.9387 | 9.51 | 732 | 12.9918 | 88.6813
4523 | 4523 | 2019-07-08 11:00 | 21.36 | 9.78 | 753 | 12.988 | 88.6556 | 9.78 | 753 | 12.988 | 88.6556 | 10.05 | 773 | 13.0013 | 88.746 | 10.02 | 771 | 12.9961 | 88.7106
4524 | 4524 | 2019-07-08 12:00 | 22.16 | 9.49 | 729 | 13.0178 | 88.8589 | 9.49 | 730 | 13 | 88.7372 | 9.77 | 750 | 13.0267 | 88.9192 | 9.76 | 750 | 13.0133 | 88.8282
4525 | 4525 | 2019-07-08 13:00 | 22.57 | 5.11 | 377 | 13.5544 | 92.5213 | 5.11 | 377 | 13.5544 | 92.5213 | 5.25 | 387 | 13.5659 | 92.5999 | 5.23 | 385 | 13.5844 | 92.7264
4526 | 4526 | 2019-07-08 14:00 | 22.99 | 5.63 | 416 | 13.5337 | 92.3799 | 5.65 | 418 | 13.5167 | 92.2645 | 5.72 | 423 | 13.5225 | 92.3035 | 5.28 | 392 | 13.4694 | 91.9412
4527 | 4527 | 2019-07-08 15:00 | 23.4 | 3.88 | 285 | 13.614 | 92.9286 | 3.93 | 288 | 13.6458 | 93.1456 | 3.97 | 291 | 13.6426 | 93.1236 | 3.63 | 267 | 13.5955 | 92.8021
4528 | 4528 | 2019-07-08 16:00 | 23.13 | 1.96 | 144 | 13.6111 | 92.9086 | 2.07 | 152 | 13.6184 | 92.9585 | 2.05 | 150 | 13.6667 | 93.2878 | 2.04 | 150 | 13.6 | 92.8328
4529 | 4529 | 2019-07-08 17:00 | 22.85 | 0.85 | 63 | 13.4921 | 92.096 | 1.1 | 81 | 13.5802 | 92.6979 | 0.89 | 66 | 13.4848 | 92.0467 | 0.89 | 66 | 13.4848 | 92.0467
4530 | 4530 | 2019-07-08 18:00 | 22.58 | 1.06 | 78 | 13.5897 | 92.7628 | 6.53 | 450 | 14.5111 | 99.052 | 1.13 | 83 | 13.6145 | 92.9315 | 1.13 | 83 | 13.6145 | 92.9315
4531 | 4531 | 2019-07-08 19:00 | 20.62 | 0.28 | 21 | 13.3333 | 91.0125 | 268.82 | 15845 | 16.9656 | 115.8062 | 0.3 | 23 | 13.0435 | 89.034 | 0.3 | 23 | 13.0435 | 89.034
4532 | 4532 | 2019-07-08 20:00 | 18.66 | 0 | 0 | 0 | 0 | 0 | 0 | 0 | 0 | 0 | 0 | 0 | 0 | 0 | 0 | 0 | 0
4533 | 4533 | 2019-07-08 21:00 | 16.71 | 0 | 0 | 0 | 0 | 0 | 0 | 0 | 0 | 0 | 0 | 0 | 0 | 0 | 0 | 0 | 0
4534 | 4534 | 2019-07-08 22:00 | 16.12 | 0 | 0 | 0 | 0 | 0 | 0 | 0 | 0 | 0 | 0 | 0 | 0 | 0 | 0 | 0 | 0
4535 | 4535 | 2019-07-08 23:00 | 15.54 | 0 | 0 | 0 | 0 | 0 | 0 | 0 | 0 | 0 | 0 | 0 | 0 | 0 | 0 | 0 | 0
4536 | 4536 | 2019-07-09 | 14.95 | 0 | 0 | 0 | 0 | 0 | 0 | 0 | 0 | 0 | 0 | 0 | 0 | 0 | 0 | 0 | 0
4537 | 4537 | 2019-07-09 01:00 | 14.54 | 0 | 0 | 0 | 0 | 0 | 0 | 0 | 0 | 0 | 0 | 0 | 0 | 0 | 0 | 0 | 0
4538 | 4538 | 2019-07-09 02:00 | 14.14 | 0 | 0 | 0 | 0 | 0 | 0 | 0 | 0 | 0 | 0 | 0 | 0 | 0 | 0 | 0 | 0
4539 | 4539 | 2019-07-09 03:00 | 13.73 | 0 | 0 | 0 | 0 | 0 | 0 | 0 | 0 | 0 | 0 | 0 | 0 | 0 | 0 | 0 | 0
4540 | 4540 | 2019-07-09 04:00 | 15.11 | 0.27 | 20 | 13.5 | 92.1502 | 985.9 | 54724 | 18.0159 | 122.9752 | 0.34 | 25 | 13.6 | 92.8328 | 0.34 | 25 | 13.6 | 92.8328
4541 | 4541 | 2019-07-09 05:00 | 16.49 | 1.07 | 77 | 13.8961 | 94.854 | 17.59 | 1139 | 15.4434 | 105.4155 | 1.14 | 82 | 13.9024 | 94.8972 | 1.14 | 82 | 13.9024 | 94.8972
4542 | 4542 | 2019-07-09 06:00 | 17.87 | 1.88 | 135 | 13.9259 | 95.0575 | 2.82 | 199 | 14.1709 | 96.7294 | 1.99 | 143 | 13.9161 | 94.9903 | 1.94 | 139 | 13.9568 | 95.2685
4543 | 4543 | 2019-07-09 07:00 | 19.95 | 1.02 | 75 | 13.6 | 92.8328 | 1.1 | 80 | 13.75 | 93.8567 | 1.07 | 78 | 13.7179 | 93.6379 | 1.07 | 78 | 13.7179 | 93.6379
4544 | 4544 | 2019-07-09 08:00 | 22.02 | 2.8 | 203 | 13.7931 | 94.1509 | 2.85 | 207 | 13.7681 | 93.9803 | 2.9 | 211 | 13.7441 | 93.8162 | 2.87 | 209 | 13.7321 | 93.7342
4545 | 4545 | 2019-07-09 09:00 | 24.1 | 1.77 | 130 | 13.6154 | 92.9378 | 1.78 | 131 | 13.5878 | 92.7494 | 1.83 | 135 | 13.5556 | 92.5294 | 1.83 | 135 | 13.5556 | 92.5294
4546 | 4546 | 2019-07-09 10:00 | 24.41 | 6.65 | 494 | 13.4615 | 91.8876 | 6.66 | 494 | 13.4818 | 92.0258 | 6.79 | 503 | 13.499 | 92.1434 | 6.65 | 494 | 13.4615 | 91.8876
4547 | 4547 | 2019-07-09 11:00 | 24.73 | 4.49 | 330 | 13.6061 | 92.8741 | 4.49 | 330 | 13.6061 | 92.8741 | 4.62 | 339 | 13.6283 | 93.0261 | 4.62 | 339 | 13.6283 | 93.0261
4548 | 4548 | 2019-07-09 12:00 | 25.04 | 6.47 | 479 | 13.5073 | 92.2 | 6.47 | 479 | 13.5073 | 92.2 | 6.67 | 493 | 13.5294 | 92.3509 | 6.66 | 493 | 13.5091 | 92.2125
4549 | 4549 | 2019-07-09 13:00 | 24.75 | 3.4 | 249 | 13.6546 | 93.2056 | 3.41 | 249 | 13.6948 | 93.4797 | 3.51 | 256 | 13.7109 | 93.59 | 3.51 | 256 | 13.7109 | 93.59
4550 | 4550 | 2019-07-09 14:00 | 24.46 | 2.46 | 180 | 13.6667 | 93.2878 | 2.47 | 180 | 13.7222 | 93.667 | 2.54 | 185 | 13.7297 | 93.7183 | 2.54 | 185 | 13.7297 | 93.7183
4551 | 4551 | 2019-07-09 15:00 | 24.17 | 3.33 | 243 | 13.7037 | 93.5406 | 3.37 | 246 | 13.6992 | 93.5098 | 3.44 | 250 | 13.76 | 93.9249 | 3.3 | 241 | 13.6929 | 93.4672
4552 | 4552 | 2019-07-09 16:00 | 23.45 | 3.96 | 287 | 13.7979 | 94.1837 | 4.17 | 302 | 13.8079 | 94.2522 | 3.93 | 285 | 13.7895 | 94.1261 | 2.9 | 213 | 13.615 | 92.9353
4553 | 4553 | 2019-07-09 17:00 | 22.73 | 2.11 | 153 | 13.7908 | 94.1355 | 2.74 | 197 | 13.9086 | 94.9395 | 2.16 | 157 | 13.758 | 93.911 | 1.19 | 88 | 13.5227 | 92.3053
4554 | 4554 | 2019-07-09 18:00 | 22.01 | 0.8 | 60 | 13.3333 | 91.0125 | 4.94 | 342 | 14.4444 | 98.5969 | 0.86 | 63 | 13.6508 | 93.1795 | 0.86 | 63 | 13.6508 | 93.1795
4555 | 4555 | 2019-07-09 19:00 | 21.11 | 0.27 | 20 | 13.5 | 92.1502 | 252.54 | 14931 | 16.9138 | 115.4526 | 0.28 | 22 | 12.7273 | 86.8756 | 0.28 | 22 | 12.7273 | 86.8756
4556 | 4556 | 2019-07-09 20:00 | 20.22 | 0 | 0 | 0 | 0 | 0 | 0 | 0 | 0 | 0 | 0 | 0 | 0 | 0 | 0 | 0 | 0
4557 | 4557 | 2019-07-09 21:00 | 19.33 | 0 | 0 | 0 | 0 | 0 | 0 | 0 | 0 | 0 | 0 | 0 | 0 | 0 | 0 | 0 | 0
4558 | 4558 | 2019-07-09 22:00 | 18.8 | 0 | 0 | 0 | 0 | 0 | 0 | 0 | 0 | 0 | 0 | 0 | 0 | 0 | 0 | 0 | 0
4559 | 4559 | 2019-07-09 23:00 | 18.27 | 0 | 0 | 0 | 0 | 0 | 0 | 0 | 0 | 0 | 0 | 0 | 0 | 0 | 0 | 0 | 0
4560 | 4560 | 2019-07-10 | 17.74 | 0 | 0 | 0 | 0 | 0 | 0 | 0 | 0 | 0 | 0 | 0 | 0 | 0 | 0 | 0 | 0
4561 | 4561 | 2019-07-10 01:00 | 17.28 | 0 | 0 | 0 | 0 | 0 | 0 | 0 | 0 | 0 | 0 | 0 | 0 | 0 | 0 | 0 | 0
4562 | 4562 | 2019-07-10 02:00 | 16.82 | 0 | 0 | 0 | 0 | 0 | 0 | 0 | 0 | 0 | 0 | 0 | 0 | 0 | 0 | 0 | 0
4563 | 4563 | 2019-07-10 03:00 | 16.36 | 0 | 0 | 0 | 0 | 0 | 0 | 0 | 0 | 0 | 0 | 0 | 0 | 0 | 0 | 0 | 0
4564 | 4564 | 2019-07-10 04:00 | 16.71 | 0.04 | 3 | 13.3333 | 91.0125 | 168.51 | 9949 | 16.9374 | 115.6135 | 0.06 | 4 | 15 | 102.3891 | 0.06 | 4 | 15 | 102.3891
4565 | 4565 | 2019-07-10 05:00 | 17.07 | 1.08 | 78 | 13.8462 | 94.513 | 18.16 | 1177 | 15.4291 | 105.3178 | 1.15 | 83 | 13.8554 | 94.5763 | 1.15 | 83 | 13.8554 | 94.5763
4566 | 4566 | 2019-07-10 06:00 | 17.43 | 1.75 | 125 | 14 | 95.5631 | 2.63 | 185 | 14.2162 | 97.039 | 1.85 | 132 | 14.0152 | 95.6666 | 1.82 | 130 | 14 | 95.5631
4567 | 4567 | 2019-07-10 07:00 | 18.6 | 3.22 | 230 | 14 | 95.5631 | 3.48 | 248 | 14.0323 | 95.7833 | 3.31 | 237 | 13.9662 | 95.3327 | 3.01 | 216 | 13.9352 | 95.1207
4568 | 4568 | 2019-07-10 08:00 | 19.76 | 4.71 | 339 | 13.8938 | 94.8383 | 4.79 | 345 | 13.8841 | 94.7717 | 4.75 | 342 | 13.8889 | 94.8047 | 3.92 | 285 | 13.7544 | 93.8866
4569 | 4569 | 2019-07-10 09:00 | 20.93 | 7.82 | 575 | 13.6 | 92.8328 | 7.86 | 578 | 13.5986 | 92.8233 | 7.7 | 567 | 13.5802 | 92.6979 | 5.4 | 404 | 13.3663 | 91.2378
4570 | 4570 | 2019-07-10 10:00 | 21.71 | 9.03 | 675 | 13.3778 | 91.3159 | 9.04 | 676 | 13.3728 | 91.2818 | 9.09 | 680 | 13.3676 | 91.2467 | 8.69 | 651 | 13.3487 | 91.1174
4571 | 4571 | 2019-07-10 11:00 | 22.48 | 6.55 | 483 | 13.5611 | 92.5671 | 6.55 | 483 | 13.5611 | 92.5671 | 6.74 | 496 | 13.5887 | 92.7557 | 6.73 | 496 | 13.5685 | 92.6181
4572 | 4572 | 2019-07-10 12:00 | 23.26 | 6.18 | 456 | 13.5526 | 92.5094 | 6.18 | 456 | 13.5526 | 92.5094 | 6.36 | 469 | 13.5608 | 92.565 | 6.36 | 469 | 13.5608 | 92.565
4573 | 4573 | 2019-07-10 13:00 | 23.48 | 5.77 | 425 | 13.5765 | 92.6722 | 5.78 | 426 | 13.5681 | 92.6148 | 5.92 | 436 | 13.578 | 92.6825 | 5.88 | 433 | 13.5797 | 92.694
4574 | 4574 | 2019-07-10 14:00 | 23.71 | 6.32 | 467 | 13.5332 | 92.3767 | 6.34 | 468 | 13.547 | 92.471 | 6.38 | 471 | 13.5456 | 92.4618 | 5.7 | 423 | 13.4752 | 91.9807
4575 | 4575 | 2019-07-10 15:00 | 23.93 | 5.62 | 413 | 13.6077 | 92.8857 | 5.69 | 418 | 13.6124 | 92.9177 | 5.54 | 407 | 13.6118 | 92.9133 | 3.62 | 271 | 13.3579 | 91.1804
4576 | 4576 | 2019-07-10 16:00 | 23.67 | 2.64 | 193 | 13.6788 | 93.3704 | 2.77 | 203 | 13.6453 | 93.1421 | 2.73 | 200 | 13.65 | 93.1741 | 2.62 | 192 | 13.6458 | 93.1456
4577 | 4577 | 2019-07-10 17:00 | 23.41 | 1.78 | 131 | 13.5878 | 92.7494 | 2.3 | 168 | 13.6905 | 93.4503 | 1.87 | 137 | 13.6496 | 93.1716 | 1.83 | 134 | 13.6567 | 93.2199
4578 | 4578 | 2019-07-10 18:00 | 23.15 | 0.98 | 73 | 13.4247 | 91.6359 | 6 | 415 | 14.4578 | 98.6883 | 1.04 | 77 | 13.5065 | 92.1945 | 1.04 | 77 | 13.5065 | 92.1945
4579 | 4579 | 2019-07-10 19:00 | 21.65 | 0.27 | 21 | 12.8571 | 87.7621 | 261.72 | 15486 | 16.9004 | 115.3613 | 0.29 | 22 | 13.1818 | 89.9783 | 0.29 | 22 | 13.1818 | 89.9783
4580 | 4580 | 2019-07-10 20:00 | 20.15 | 0 | 0 | 0 | 0 | 0 | 0 | 0 | 0 | 0 | 0 | 0 | 0 | 0 | 0 | 0 | 0
4581 | 4581 | 2019-07-10 21:00 | 18.65 | 0 | 0 | 0 | 0 | 0 | 0 | 0 | 0 | 0 | 0 | 0 | 0 | 0 | 0 | 0 | 0
4582 | 4582 | 2019-07-10 22:00 | 18.51 | 0 | 0 | 0 | 0 | 0 | 0 | 0 | 0 | 0 | 0 | 0 | 0 | 0 | 0 | 0 | 0
4583 | 4583 | 2019-07-10 23:00 | 18.38 | 0 | 0 | 0 | 0 | 0 | 0 | 0 | 0 | 0 | 0 | 0 | 0 | 0 | 0 | 0 | 0
4584 | 4584 | 2019-07-11 | 18.24 | 0 | 0 | 0 | 0 | 0 | 0 | 0 | 0 | 0 | 0 | 0 | 0 | 0 | 0 | 0 | 0
4585 | 4585 | 2019-07-11 01:00 | 17.73 | 0 | 0 | 0 | 0 | 0 | 0 | 0 | 0 | 0 | 0 | 0 | 0 | 0 | 0 | 0 | 0
4586 | 4586 | 2019-07-11 02:00 | 17.21 | 0 | 0 | 0 | 0 | 0 | 0 | 0 | 0 | 0 | 0 | 0 | 0 | 0 | 0 | 0 | 0
4587 | 4587 | 2019-07-11 03:00 | 16.7 | 0 | 0 | 0 | 0 | 0 | 0 | 0 | 0 | 0 | 0 | 0 | 0 | 0 | 0 | 0 | 0
4588 | 4588 | 2019-07-11 04:00 | 17.95 | 0.25 | 19 | 13.1579 | 89.815 | 991.11 | 55418 | 17.8843 | 122.0769 | 0.34 | 25 | 13.6 | 92.8328 | 0.34 | 25 | 13.6 | 92.8328
4589 | 4589 | 2019-07-11 05:00 | 19.2 | 0.86 | 63 | 13.6508 | 93.1795 | 14.89 | 977 | 15.2405 | 104.0309 | 0.92 | 67 | 13.7313 | 93.7293 | 0.92 | 67 | 13.7313 | 93.7293
4590 | 4590 | 2019-07-11 06:00 | 20.46 | 1.8 | 130 | 13.8462 | 94.513 | 2.72 | 194 | 14.0206 | 95.7039 | 1.93 | 139 | 13.8849 | 94.7774 | 1.2 | 89 | 13.4831 | 92.0351
4591 | 4591 | 2019-07-11 07:00 | 22.47 | 4.19 | 303 | 13.8284 | 94.3917 | 4.52 | 326 | 13.865 | 94.6418 | 3.97 | 287 | 13.8328 | 94.4215 | 1.87 | 140 | 13.3571 | 91.175
4592 | 4592 | 2019-07-11 08:00 | 24.48 | 5.01 | 368 | 13.6141 | 92.9292 | 5.09 | 374 | 13.6096 | 92.8985 | 5 | 368 | 13.587 | 92.7437 | 3.8 | 283 | 13.4276 | 91.6557
4593 | 4593 | 2019-07-11 09:00 | 26.49 | 7.72 | 581 | 13.2874 | 90.6992 | 7.75 | 583 | 13.2933 | 90.7393 | 7.59 | 571 | 13.2925 | 90.7336 | 5.24 | 401 | 13.0673 | 89.1968
4594 | 4594 | 2019-07-11 10:00 | 27.25 | 9.97 | 769 | 12.9649 | 88.4975 | 9.99 | 770 | 12.974 | 88.5599 | 9.97 | 768 | 12.9818 | 88.6128 | 9.36 | 724 | 12.9282 | 88.2469
4595 | 4595 | 2019-07-11 11:00 | 28.01 | 10.38 | 809 | 12.8307 | 87.5813 | 10.38 | 809 | 12.8307 | 87.5813 | 10.67 | 830 | 12.8554 | 87.7503 | 10.64 | 828 | 12.8502 | 87.715
4596 | 4596 | 2019-07-11 12:00 | 28.77 | 10.48 | 819 | 12.7961 | 87.3453 | 10.48 | 819 | 12.7961 | 87.3453 | 10.81 | 843 | 12.8233 | 87.5307 | 10.8 | 842 | 12.8266 | 87.5536
4597 | 4597 | 2019-07-11 13:00 | 28.78 | 9.53 | 734 | 12.9837 | 88.6256 | 9.53 | 734 | 12.9837 | 88.6256 | 9.62 | 741 | 12.9825 | 88.6174 | 9.35 | 721 | 12.9681 | 88.5195
4598 | 4598 | 2019-07-11 14:00 | 28.8 | 7.66 | 579 | 13.2297 | 90.3052 | 7.69 | 581 | 13.2358 | 90.3468 | 7.6 | 574 | 13.2404 | 90.3783 | 6.13 | 468 | 13.0983 | 89.4081
4599 | 4599 | 2019-07-11 15:00 | 28.81 | 5.63 | 420 | 13.4048 | 91.5001 | 5.7 | 425 | 13.4118 | 91.5479 | 5.54 | 413 | 13.414 | 91.5634 | 3.49 | 266 | 13.1203 | 89.5584
4600 | 4600 | 2019-07-11 16:00 | 28.02 | 4.06 | 301 | 13.4884 | 92.0708 | 4.27 | 316 | 13.5127 | 92.2366 | 3.96 | 294 | 13.4694 | 91.9412 | 2.62 | 198 | 13.2323 | 90.323
4601 | 4601 | 2019-07-11 17:00 | 27.24 | 1.29 | 97 | 13.299 | 90.7779 | 1.67 | 124 | 13.4677 | 91.93 | 1.36 | 102 | 13.3333 | 91.0125 | 1.36 | 102 | 13.3333 | 91.0125
4602 | 4602 | 2019-07-11 18:00 | 26.45 | 0.8 | 60 | 13.3333 | 91.0125 | 4.91 | 346 | 14.1908 | 96.8652 | 0.85 | 64 | 13.2812 | 90.657 | 0.85 | 64 | 13.2812 | 90.657
4603 | 4603 | 2019-07-11 19:00 | 25.16 | 0.24 | 18 | 13.3333 | 91.0125 | 230.72 | 13853 | 16.6549 | 113.6852 | 0.26 | 20 | 13 | 88.7372 | 0.26 | 20 | 13 | 88.7372
4604 | 4604 | 2019-07-11 20:00 | 23.87 | 0 | 0 | 0 | 0 | 0 | 0 | 0 | 0 | 0 | 0 | 0 | 0 | 0 | 0 | 0 | 0
4605 | 4605 | 2019-07-11 21:00 | 22.59 | 0 | 0 | 0 | 0 | 0 | 0 | 0 | 0 | 0 | 0 | 0 | 0 | 0 | 0 | 0 | 0
4606 | 4606 | 2019-07-11 22:00 | 22.02 | 0 | 0 | 0 | 0 | 0 | 0 | 0 | 0 | 0 | 0 | 0 | 0 | 0 | 0 | 0 | 0
4607 | 4607 | 2019-07-11 23:00 | 21.46 | 0 | 0 | 0 | 0 | 0 | 0 | 0 | 0 | 0 | 0 | 0 | 0 | 0 | 0 | 0 | 0
4608 | 4608 | 2019-07-12 | 20.89 | 0 | 0 | 0 | 0 | 0 | 0 | 0 | 0 | 0 | 0 | 0 | 0 | 0 | 0 | 0 | 0
4609 | 4609 | 2019-07-12 01:00 | 20.34 | 0 | 0 | 0 | 0 | 0 | 0 | 0 | 0 | 0 | 0 | 0 | 0 | 0 | 0 | 0 | 0
4610 | 4610 | 2019-07-12 02:00 | 19.79 | 0 | 0 | 0 | 0 | 0 | 0 | 0 | 0 | 0 | 0 | 0 | 0 | 0 | 0 | 0 | 0
4611 | 4611 | 2019-07-12 03:00 | 19.24 | 0 | 0 | 0 | 0 | 0 | 0 | 0 | 0 | 0 | 0 | 0 | 0 | 0 | 0 | 0 | 0
4612 | 4612 | 2019-07-12 04:00 | 19.24 | 0.05 | 4 | 12.5 | 85.3242 | 224.42 | 13221 | 16.9745 | 115.867 | 0.08 | 6 | 13.3333 | 91.0125 | 0.08 | 6 | 13.3333 | 91.0125
4613 | 4613 | 2019-07-12 05:00 | 19.24 | 1 | 73 | 13.6986 | 93.506 | 17.7 | 1155 | 15.3247 | 104.6053 | 1.07 | 78 | 13.7179 | 93.6379 | 1.07 | 78 | 13.7179 | 93.6379
4614 | 4614 | 2019-07-12 06:00 | 19.24 | 2 | 144 | 13.8889 | 94.8047 | 3.03 | 214 | 14.1589 | 96.6476 | 2.14 | 153 | 13.9869 | 95.4739 | 1.59 | 115 | 13.8261 | 94.376
4615 | 4615 | 2019-07-12 07:00 | 19.84 | 4.05 | 289 | 14.0138 | 95.6576 | 4.37 | 311 | 14.0514 | 95.9143 | 3.96 | 283 | 13.9929 | 95.5149 | 2.6 | 189 | 13.7566 | 93.9018
4616 | 4616 | 2019-07-12 08:00 | 20.45 | 4.45 | 319 | 13.9498 | 95.2208 | 4.52 | 325 | 13.9077 | 94.9331 | 4.51 | 324 | 13.9198 | 95.0154 | 3.88 | 280 | 13.8571 | 94.588
4617 | 4617 | 2019-07-12 09:00 | 21.05 | 5.17 | 373 | 13.8606 | 94.6115 | 5.19 | 375 | 13.84 | 94.471 | 5.27 | 380 | 13.8684 | 94.665 | 4.85 | 351 | 13.8177 | 94.3185
4618 | 4618 | 2019-07-12 10:00 | 21.53 | 3.11 | 224 | 13.8839 | 94.7708 | 3.11 | 224 | 13.8839 | 94.7708 | 3.2 | 231 | 13.8528 | 94.5585 | 3.2 | 231 | 13.8528 | 94.5585
4619 | 4619 | 2019-07-12 11:00 | 22.01 | 3.86 | 278 | 13.8849 | 94.7774 | 3.86 | 279 | 13.8351 | 94.4377 | 3.97 | 286 | 13.8811 | 94.7517 | 3.97 | 286 | 13.8811 | 94.7517
4620 | 4620 | 2019-07-12 12:00 | 22.49 | 3.8 | 275 | 13.8182 | 94.3221 | 3.8 | 275 | 13.8182 | 94.3221 | 3.92 | 283 | 13.8516 | 94.5501 | 3.92 | 283 | 13.8516 | 94.5501
4621 | 4621 | 2019-07-12 13:00 | 22.21 | 7.6 | 555 | 13.6937 | 93.4723 | 7.6 | 556 | 13.6691 | 93.3042 | 7.75 | 566 | 13.6926 | 93.4647 | 7.63 | 558 | 13.6738 | 93.3368
4622 | 4622 | 2019-07-12 14:00 | 21.92 | 6.6 | 479 | 13.7787 | 94.0526 | 6.62 | 481 | 13.763 | 93.9453 | 6.65 | 483 | 13.7681 | 93.9803 | 5.89 | 430 | 13.6977 | 93.4995
4623 | 4623 | 2019-07-12 15:00 | 21.64 | 3.62 | 261 | 13.8697 | 94.6739 | 3.66 | 264 | 13.8636 | 94.6323 | 3.72 | 268 | 13.8806 | 94.7481 | 3.49 | 252 | 13.8492 | 94.5338
4624 | 4624 | 2019-07-12 16:00 | 21.14 | 4.25 | 305 | 13.9344 | 95.1155 | 4.47 | 320 | 13.9688 | 95.3498 | 4.12 | 296 | 13.9189 | 95.0097 | 2.61 | 191 | 13.6649 | 93.2759
4625 | 4625 | 2019-07-12 17:00 | 20.64 | 1.31 | 95 | 13.7895 | 94.1261 | 1.69 | 122 | 13.8525 | 94.556 | 1.38 | 100 | 13.8 | 94.198 | 1.37 | 100 | 13.7 | 93.5154
4626 | 4626 | 2019-07-12 18:00 | 20.14 | 0.4 | 30 | 13.3333 | 91.0125 | 2.43 | 171 | 14.2105 | 97.0002 | 0.42 | 31 | 13.5484 | 92.4805 | 0.42 | 31 | 13.5484 | 92.4805
4627 | 4627 | 2019-07-12 19:00 | 19.43 | 0.25 | 18 | 13.8889 | 94.8047 | 235.86 | 13906 | 16.961 | 115.7749 | 0.26 | 20 | 13 | 88.7372 | 0.26 | 20 | 13 | 88.7372
4628 | 4628 | 2019-07-12 20:00 | 18.72 | 0 | 0 | 0 | 0 | 0 | 0 | 0 | 0 | 0 | 0 | 0 | 0 | 0 | 0 | 0 | 0
4629 | 4629 | 2019-07-12 21:00 | 18.01 | 0 | 0 | 0 | 0 | 0 | 0 | 0 | 0 | 0 | 0 | 0 | 0 | 0 | 0 | 0 | 0
4630 | 4630 | 2019-07-12 22:00 | 17.67 | 0 | 0 | 0 | 0 | 0 | 0 | 0 | 0 | 0 | 0 | 0 | 0 | 0 | 0 | 0 | 0
4631 | 4631 | 2019-07-12 23:00 | 17.34 | 0 | 0 | 0 | 0 | 0 | 0 | 0 | 0 | 0 | 0 | 0 | 0 | 0 | 0 | 0 | 0
4632 | 4632 | 2019-07-13 | 17 | 0 | 0 | 0 | 0 | 0 | 0 | 0 | 0 | 0 | 0 | 0 | 0 | 0 | 0 | 0 | 0
4633 | 4633 | 2019-07-13 01:00 | 16.45 | 0 | 0 | 0 | 0 | 0 | 0 | 0 | 0 | 0 | 0 | 0 | 0 | 0 | 0 | 0 | 0
4634 | 4634 | 2019-07-13 02:00 | 15.89 | 0 | 0 | 0 | 0 | 0 | 0 | 0 | 0 | 0 | 0 | 0 | 0 | 0 | 0 | 0 | 0
4635 | 4635 | 2019-07-13 03:00 | 15.34 | 0 | 0 | 0 | 0 | 0 | 0 | 0 | 0 | 0 | 0 | 0 | 0 | 0 | 0 | 0 | 0
4636 | 4636 | 2019-07-13 04:00 | 15.99 | 0.14 | 10 | 14 | 95.5631 | 578.56 | 32721 | 17.6816 | 120.6936 | 0.2 | 15 | 13.3333 | 91.0125 | 0.2 | 15 | 13.3333 | 91.0125
4637 | 4637 | 2019-07-13 05:00 | 16.64 | 0.95 | 68 | 13.9706 | 95.3624 | 17 | 1101 | 15.4405 | 105.396 | 1.01 | 73 | 13.8356 | 94.4411 | 1.01 | 73 | 13.8356 | 94.4411
4638 | 4638 | 2019-07-13 06:00 | 17.29 | 2 | 142 | 14.0845 | 96.14 | 3.03 | 212 | 14.2925 | 97.5594 | 2.13 | 152 | 14.0132 | 95.653 | 1.59 | 114 | 13.9474 | 95.2039
4639 | 4639 | 2019-07-13 07:00 | 18.25 | 4.21 | 299 | 14.0803 | 96.111 | 4.54 | 321 | 14.1433 | 96.5413 | 4 | 285 | 14.0351 | 95.8026 | 1.99 | 146 | 13.6301 | 93.0385
4640 | 4640 | 2019-07-13 08:00 | 19.22 | 5.58 | 401 | 13.9152 | 94.9844 | 5.68 | 408 | 13.9216 | 95.0278 | 5.49 | 395 | 13.8987 | 94.8719 | 3.65 | 267 | 13.6704 | 93.3134
4641 | 4641 | 2019-07-13 09:00 | 20.18 | 7.99 | 585 | 13.6581 | 93.2295 | 8.02 | 588 | 13.6395 | 93.1021 | 7.84 | 575 | 13.6348 | 93.0702 | 5.34 | 398 | 13.4171 | 91.5842
4642 | 4642 | 2019-07-13 10:00 | 20.17 | 9.6 | 716 | 13.4078 | 91.521 | 9.61 | 717 | 13.4031 | 91.4885 | 9.64 | 719 | 13.4075 | 91.5188 | 9.14 | 684 | 13.3626 | 91.2121
4643 | 4643 | 2019-07-13 11:00 | 20.17 | 10.65 | 807 | 13.197 | 90.0821 | 10.65 | 807 | 13.197 | 90.0821 | 10.94 | 828 | 13.2126 | 90.1881 | 10.91 | 826 | 13.2082 | 90.1586
4644 | 4644 | 2019-07-13 12:00 | 20.16 | 9.06 | 676 | 13.4024 | 91.4837 | 9.06 | 676 | 13.4024 | 91.4837 | 9.34 | 696 | 13.4195 | 91.601 | 9.33 | 696 | 13.4052 | 91.5029
4645 | 4645 | 2019-07-13 13:00 | 20.51 | 9.77 | 732 | 13.347 | 91.1058 | 9.78 | 733 | 13.3424 | 91.0746 | 9.88 | 740 | 13.3514 | 91.1355 | 9.61 | 720 | 13.3472 | 91.1073
4646 | 4646 | 2019-07-13 14:00 | 20.86 | 9.16 | 678 | 13.5103 | 92.2206 | 9.19 | 680 | 13.5147 | 92.2506 | 8.89 | 659 | 13.4901 | 92.0828 | 6.3 | 474 | 13.2911 | 90.7245
4647 | 4647 | 2019-07-13 15:00 | 21.21 | 7.04 | 510 | 13.8039 | 94.2247 | 7.12 | 516 | 13.7984 | 94.1874 | 6.58 | 479 | 13.737 | 93.7676 | 1.8 | 139 | 12.9496 | 88.3934
4648 | 4648 | 2019-07-13 16:00 | 20.26 | 3.17 | 228 | 13.9035 | 94.9045 | 3.34 | 240 | 13.9167 | 94.9943 | 3.25 | 234 | 13.8889 | 94.8047 | 2.95 | 213 | 13.8498 | 94.5376
4649 | 4649 | 2019-07-13 17:00 | 19.3 | 1.35 | 98 | 13.7755 | 94.0308 | 1.75 | 125 | 14 | 95.5631 | 1.42 | 103 | 13.7864 | 94.1052 | 1.42 | 103 | 13.7864 | 94.1052
4650 | 4650 | 2019-07-13 18:00 | 18.35 | 0.93 | 68 | 13.6765 | 93.3547 | 5.71 | 388 | 14.7165 | 100.4539 | 0.99 | 72 | 13.75 | 93.8567 | 0.99 | 72 | 13.75 | 93.8567
4651 | 4651 | 2019-07-13 19:00 | 17.27 | 0.19 | 15 | 12.6667 | 86.4619 | 188.49 | 11123 | 16.946 | 115.6721 | 0.21 | 16 | 13.125 | 89.5904 | 0.21 | 16 | 13.125 | 89.5904
4652 | 4652 | 2019-07-13 20:00 | 16.2 | 0 | 0 | 0 | 0 | 0 | 0 | 0 | 0 | 0 | 0 | 0 | 0 | 0 | 0 | 0 | 0
4653 | 4653 | 2019-07-13 21:00 | 15.13 | 0 | 0 | 0 | 0 | 0 | 0 | 0 | 0 | 0 | 0 | 0 | 0 | 0 | 0 | 0 | 0
4654 | 4654 | 2019-07-13 22:00 | 14.69 | 0 | 0 | 0 | 0 | 0 | 0 | 0 | 0 | 0 | 0 | 0 | 0 | 0 | 0 | 0 | 0
4655 | 4655 | 2019-07-13 23:00 | 14.24 | 0 | 0 | 0 | 0 | 0 | 0 | 0 | 0 | 0 | 0 | 0 | 0 | 0 | 0 | 0 | 0
4656 | 4656 | 2019-07-14 | 13.8 | 0 | 0 | 0 | 0 | 0 | 0 | 0 | 0 | 0 | 0 | 0 | 0 | 0 | 0 | 0 | 0
4657 | 4657 | 2019-07-14 01:00 | 13.61 | 0 | 0 | 0 | 0 | 0 | 0 | 0 | 0 | 0 | 0 | 0 | 0 | 0 | 0 | 0 | 0
4658 | 4658 | 2019-07-14 02:00 | 13.42 | 0 | 0 | 0 | 0 | 0 | 0 | 0 | 0 | 0 | 0 | 0 | 0 | 0 | 0 | 0 | 0
4659 | 4659 | 2019-07-14 03:00 | 13.23 | 0 | 0 | 0 | 0 | 0 | 0 | 0 | 0 | 0 | 0 | 0 | 0 | 0 | 0 | 0 | 0
4660 | 4660 | 2019-07-14 04:00 | 13.62 | 0.23 | 17 | 13.5294 | 92.3509 | 989.93 | 54703 | 18.0964 | 123.5252 | 0.36 | 26 | 13.8462 | 94.513 | 0.36 | 26 | 13.8462 | 94.513
4661 | 4661 | 2019-07-14 05:00 | 14.02 | 0.98 | 70 | 14 | 95.5631 | 17.88 | 1146 | 15.6021 | 106.4989 | 1.04 | 74 | 14.0541 | 95.9321 | 1.04 | 74 | 14.0541 | 95.9321
4662 | 4662 | 2019-07-14 06:00 | 14.42 | 1.91 | 134 | 14.2537 | 97.2951 | 2.9 | 201 | 14.4279 | 98.4837 | 2.04 | 144 | 14.1667 | 96.7008 | 1.4 | 100 | 14 | 95.5631
4663 | 4663 | 2019-07-14 07:00 | 15.38 | 4.13 | 290 | 14.2414 | 97.2108 | 4.46 | 313 | 14.2492 | 97.2642 | 4.01 | 283 | 14.1696 | 96.7209 | 2.46 | 177 | 13.8983 | 94.869
4664 | 4664 | 2019-07-14 08:00 | 16.35 | 4.32 | 307 | 14.0717 | 96.0523 | 4.4 | 312 | 14.1026 | 96.2632 | 4.4 | 312 | 14.1026 | 96.2632 | 3.86 | 275 | 14.0364 | 95.8114
4665 | 4665 | 2019-07-14 09:00 | 17.31 | 6.27 | 451 | 13.9024 | 94.8972 | 6.3 | 453 | 13.9073 | 94.9303 | 6.33 | 455 | 13.9121 | 94.9631 | 5.36 | 388 | 13.8144 | 94.2965
4666 | 4666 | 2019-07-14 10:00 | 17.91 | 6.99 | 507 | 13.787 | 94.1091 | 7 | 508 | 13.7795 | 94.0582 | 7.12 | 516 | 13.7984 | 94.1874 | 6.97 | 506 | 13.7747 | 94.0253
4667 | 4667 | 2019-07-14 11:00 | 18.5 | 9.83 | 733 | 13.4106 | 91.5402 | 9.83 | 734 | 13.3924 | 91.4155 | 10.11 | 753 | 13.4263 | 91.6471 | 10.09 | 752 | 13.4176 | 91.5874
4668 | 4668 | 2019-07-14 12:00 | 19.1 | 1.77 | 128 | 13.8281 | 94.3899 | 1.77 | 128 | 13.8281 | 94.3899 | 1.82 | 131 | 13.8931 | 94.8337 | 1.82 | 131 | 13.8931 | 94.8337
4669 | 4669 | 2019-07-14 13:00 | 17.83 | 3.13 | 223 | 14.0359 | 95.808 | 3.13 | 223 | 14.0359 | 95.808 | 3.22 | 230 | 14 | 95.5631 | 3.22 | 230 | 14 | 95.5631
4670 | 4670 | 2019-07-14 14:00 | 16.57 | 7.16 | 515 | 13.9029 | 94.9004 | 7.18 | 517 | 13.8878 | 94.7974 | 7.18 | 516 | 13.9147 | 94.9811 | 6.18 | 448 | 13.7946 | 94.1614
4671 | 4671 | 2019-07-14 15:00 | 15.3 | 1.65 | 117 | 14.1026 | 96.2632 | 1.67 | 118 | 14.1525 | 96.6044 | 1.71 | 121 | 14.1322 | 96.4657 | 1.71 | 121 | 14.1322 | 96.4657
4672 | 4672 | 2019-07-14 16:00 | 14.85 | 1.16 | 83 | 13.9759 | 95.3987 | 1.22 | 87 | 14.023 | 95.7201 | 1.21 | 86 | 14.0698 | 96.0394 | 1.21 | 86 | 14.0698 | 96.0394
4673 | 4673 | 2019-07-14 17:00 | 14.41 | 0.84 | 60 | 14 | 95.5631 | 1.09 | 78 | 13.9744 | 95.3881 | 0.89 | 64 | 13.9062 | 94.9232 | 0.89 | 64 | 13.9062 | 94.9232
4674 | 4674 | 2019-07-14 18:00 | 13.96 | 1.07 | 76 | 14.0789 | 96.102 | 6.58 | 438 | 15.0228 | 102.5449 | 1.14 | 81 | 14.0741 | 96.0688 | 1.14 | 81 | 14.0741 | 96.0688
4675 | 4675 | 2019-07-14 19:00 | 13.49 | 0.25 | 18 | 13.8889 | 94.8047 | 243.01 | 14062 | 17.2813 | 117.9613 | 0.27 | 20 | 13.5 | 92.1502 | 0.27 | 20 | 13.5 | 92.1502
4676 | 4676 | 2019-07-14 20:00 | 13.02 | 0 | 0 | 0 | 0 | 0 | 0 | 0 | 0 | 0 | 0 | 0 | 0 | 0 | 0 | 0 | 0
4677 | 4677 | 2019-07-14 21:00 | 12.56 | 0 | 0 | 0 | 0 | 0 | 0 | 0 | 0 | 0 | 0 | 0 | 0 | 0 | 0 | 0 | 0
4678 | 4678 | 2019-07-14 22:00 | 12.44 | 0 | 0 | 0 | 0 | 0 | 0 | 0 | 0 | 0 | 0 | 0 | 0 | 0 | 0 | 0 | 0
4679 | 4679 | 2019-07-14 23:00 | 12.33 | 0 | 0 | 0 | 0 | 0 | 0 | 0 | 0 | 0 | 0 | 0 | 0 | 0 | 0 | 0 | 0
4680 | 4680 | 2019-07-15 | 12.21 | 0 | 0 | 0 | 0 | 0 | 0 | 0 | 0 | 0 | 0 | 0 | 0 | 0 | 0 | 0 | 0
4681 | 4681 | 2019-07-15 01:00 | 11.85 | 0 | 0 | 0 | 0 | 0 | 0 | 0 | 0 | 0 | 0 | 0 | 0 | 0 | 0 | 0 | 0
4682 | 4682 | 2019-07-15 02:00 | 11.48 | 0 | 0 | 0 | 0 | 0 | 0 | 0 | 0 | 0 | 0 | 0 | 0 | 0 | 0 | 0 | 0
4683 | 4683 | 2019-07-15 03:00 | 11.12 | 0 | 0 | 0 | 0 | 0 | 0 | 0 | 0 | 0 | 0 | 0 | 0 | 0 | 0 | 0 | 0
4684 | 4684 | 2019-07-15 04:00 | 11.63 | 0.24 | 17 | 14.1176 | 96.3662 | 1066.02 | 58457 | 18.236 | 124.4776 | 0.4 | 28 | 14.2857 | 97.5134 | 0.4 | 28 | 14.2857 | 97.5134
4685 | 4685 | 2019-07-15 05:00 | 12.14 | 0.86 | 61 | 14.0984 | 96.2345 | 16.01 | 1022 | 15.6654 | 106.9308 | 0.91 | 65 | 14 | 95.5631 | 0.91 | 65 | 14 | 95.5631
4686 | 4686 | 2019-07-15 06:00 | 12.66 | 1.88 | 131 | 14.3511 | 97.96 | 2.86 | 197 | 14.5178 | 99.0974 | 2.01 | 140 | 14.3571 | 98.001 | 1.35 | 96 | 14.0625 | 95.9898
4687 | 4687 | 2019-07-15 07:00 | 13.63 | 4.33 | 301 | 14.3854 | 98.1937 | 4.67 | 324 | 14.4136 | 98.3862 | 3.99 | 278 | 14.3525 | 97.9694 | 1.29 | 94 | 13.7234 | 93.6751
4688 | 4688 | 2019-07-15 08:00 | 14.59 | 6.78 | 479 | 14.1545 | 96.6177 | 6.9 | 487 | 14.1684 | 96.7125 | 6.33 | 448 | 14.1295 | 96.4469 | 2.18 | 161 | 13.5404 | 92.4258
4689 | 4689 | 2019-07-15 09:00 | 15.56 | 6.74 | 482 | 13.9834 | 95.4498 | 6.77 | 484 | 13.9876 | 95.4785 | 6.76 | 483 | 13.9959 | 95.5349 | 5.49 | 396 | 13.8636 | 94.6323
4690 | 4690 | 2019-07-15 10:00 | 15.96 | 8.9 | 648 | 13.7346 | 93.7513 | 8.91 | 648 | 13.75 | 93.8567 | 8.98 | 654 | 13.7309 | 93.7262 | 8.62 | 628 | 13.7261 | 93.6936
4691 | 4691 | 2019-07-15 11:00 | 16.35 | 7.92 | 574 | 13.7979 | 94.1837 | 7.92 | 574 | 13.7979 | 94.1837 | 8.15 | 590 | 13.8136 | 94.2905 | 8.14 | 589 | 13.82 | 94.3347
4692 | 4692 | 2019-07-15 12:00 | 16.75 | 5.06 | 361 | 14.0166 | 95.6766 | 5.06 | 361 | 14.0166 | 95.6766 | 5.21 | 371 | 14.0431 | 95.8575 | 5.21 | 371 | 14.0431 | 95.8575
4693 | 4693 | 2019-07-15 13:00 | 16.53 | 7.92 | 572 | 13.8462 | 94.513 | 7.93 | 572 | 13.8636 | 94.6323 | 8.07 | 583 | 13.8422 | 94.486 | 7.95 | 574 | 13.8502 | 94.5404
4694 | 4694 | 2019-07-15 14:00 | 16.3 | 7.38 | 529 | 13.9509 | 95.2276 | 7.41 | 531 | 13.9548 | 95.2546 | 7.39 | 529 | 13.9698 | 95.3567 | 6.28 | 453 | 13.8631 | 94.6289
4695 | 4695 | 2019-07-15 15:00 | 16.08 | 5.24 | 371 | 14.124 | 96.4095 | 5.31 | 375 | 14.16 | 96.6553 | 5.25 | 371 | 14.1509 | 96.5935 | 3.94 | 282 | 13.9716 | 95.3695
4696 | 4696 | 2019-07-15 16:00 | 15.66 | 2.1 | 148 | 14.1892 | 96.8545 | 2.21 | 156 | 14.1667 | 96.7008 | 2.19 | 154 | 14.2208 | 97.0702 | 2.17 | 153 | 14.183 | 96.8123
4697 | 4697 | 2019-07-15 17:00 | 15.23 | 0.97 | 69 | 14.058 | 95.9588 | 1.25 | 89 | 14.0449 | 95.8699 | 1.02 | 73 | 13.9726 | 95.3761 | 1.02 | 73 | 13.9726 | 95.3761
4698 | 4698 | 2019-07-15 18:00 | 14.81 | 0.95 | 68 | 13.9706 | 95.3624 | 5.88 | 393 | 14.9618 | 102.1285 | 1.02 | 73 | 13.9726 | 95.3761 | 1.02 | 73 | 13.9726 | 95.3761
4699 | 4699 | 2019-07-15 19:00 | 14.23 | 0.2 | 14 | 14.2857 | 97.5134 | 191.97 | 11216 | 17.1157 | 116.8309 | 0.21 | 16 | 13.125 | 89.5904 | 0.21 | 16 | 13.125 | 89.5904
4700 | 4700 | 2019-07-15 20:00 | 13.65 | 0 | 0 | 0 | 0 | 0 | 0 | 0 | 0 | 0 | 0 | 0 | 0 | 0 | 0 | 0 | 0
4701 | 4701 | 2019-07-15 21:00 | 13.08 | 0 | 0 | 0 | 0 | 0 | 0 | 0 | 0 | 0 | 0 | 0 | 0 | 0 | 0 | 0 | 0
4702 | 4702 | 2019-07-15 22:00 | 12.85 | 0 | 0 | 0 | 0 | 0 | 0 | 0 | 0 | 0 | 0 | 0 | 0 | 0 | 0 | 0 | 0
4703 | 4703 | 2019-07-15 23:00 | 12.63 | 0 | 0 | 0 | 0 | 0 | 0 | 0 | 0 | 0 | 0 | 0 | 0 | 0 | 0 | 0 | 0
4704 | 4704 | 2019-07-16 | 12.4 | 0 | 0 | 0 | 0 | 0 | 0 | 0 | 0 | 0 | 0 | 0 | 0 | 0 | 0 | 0 | 0
4705 | 4705 | 2019-07-16 01:00 | 11.82 | 0 | 0 | 0 | 0 | 0 | 0 | 0 | 0 | 0 | 0 | 0 | 0 | 0 | 0 | 0 | 0
4706 | 4706 | 2019-07-16 02:00 | 11.25 | 0 | 0 | 0 | 0 | 0 | 0 | 0 | 0 | 0 | 0 | 0 | 0 | 0 | 0 | 0 | 0
4707 | 4707 | 2019-07-16 03:00 | 10.67 | 0 | 0 | 0 | 0 | 0 | 0 | 0 | 0 | 0 | 0 | 0 | 0 | 0 | 0 | 0 | 0
4708 | 4708 | 2019-07-16 04:00 | 11.35 | 0.22 | 16 | 13.75 | 93.8567 | 1034.26 | 56715 | 18.2361 | 124.4784 | 0.4 | 29 | 13.7931 | 94.1509 | 0.4 | 29 | 13.7931 | 94.1509
4709 | 4709 | 2019-07-16 05:00 | 12.04 | 0.73 | 52 | 14.0385 | 95.8257 | 14.03 | 897 | 15.641 | 106.7647 | 0.78 | 56 | 13.9286 | 95.0756 | 0.78 | 56 | 13.9286 | 95.0756
4710 | 4710 | 2019-07-16 06:00 | 12.73 | 1.82 | 127 | 14.3307 | 97.8205 | 2.78 | 191 | 14.555 | 99.3514 | 1.95 | 136 | 14.3382 | 97.8719 | 1.26 | 90 | 14 | 95.5631
4711 | 4711 | 2019-07-16 07:00 | 14 | 4.28 | 297 | 14.4108 | 98.3671 | 4.62 | 320 | 14.4375 | 98.5495 | 4 | 279 | 14.3369 | 97.8629 | 1.59 | 115 | 13.8261 | 94.376
4712 | 4712 | 2019-07-16 08:00 | 15.28 | 5.34 | 377 | 14.1645 | 96.6857 | 5.43 | 383 | 14.1775 | 96.7751 | 5.3 | 374 | 14.1711 | 96.7312 | 3.84 | 275 | 13.9636 | 95.3149
4713 | 4713 | 2019-07-16 09:00 | 16.55 | 6.91 | 495 | 13.9596 | 95.2873 | 6.95 | 497 | 13.9839 | 95.4533 | 6.92 | 495 | 13.9798 | 95.4252 | 5.5 | 398 | 13.8191 | 94.3283
4714 | 4714 | 2019-07-16 10:00 | 17.08 | 7.6 | 549 | 13.8434 | 94.4939 | 7.61 | 549 | 13.8616 | 94.6182 | 7.73 | 557 | 13.8779 | 94.7298 | 7.52 | 543 | 13.849 | 94.5323
4715 | 4715 | 2019-07-16 11:00 | 17.6 | 7.15 | 516 | 13.8566 | 94.5842 | 7.15 | 516 | 13.8566 | 94.5842 | 7.36 | 531 | 13.8606 | 94.6119 | 7.35 | 530 | 13.8679 | 94.6616
4716 | 4716 | 2019-07-16 12:00 | 18.13 | 9.47 | 698 | 13.5673 | 92.6098 | 9.48 | 698 | 13.5817 | 92.7076 | 9.77 | 719 | 13.5883 | 92.753 | 9.77 | 719 | 13.5883 | 92.753
4717 | 4717 | 2019-07-16 13:00 | 18.14 | 1.81 | 129 | 14.031 | 95.7748 | 1.81 | 130 | 13.9231 | 95.0381 | 1.86 | 133 | 13.985 | 95.4605 | 1.86 | 133 | 13.985 | 95.4605
4718 | 4718 | 2019-07-16 14:00 | 18.16 | 6.47 | 466 | 13.8841 | 94.7722 | 6.49 | 467 | 13.8972 | 94.8615 | 6.53 | 470 | 13.8936 | 94.837 | 5.85 | 423 | 13.8298 | 94.4013
4719 | 4719 | 2019-07-16 15:00 | 18.17 | 6.09 | 436 | 13.9679 | 95.344 | 6.16 | 441 | 13.9683 | 95.3464 | 5.94 | 426 | 13.9437 | 95.1786 | 3.39 | 249 | 13.6145 | 92.9315
4720 | 4720 | 2019-07-16 16:00 | 18.04 | 4.53 | 321 | 14.1121 | 96.3287 | 4.76 | 337 | 14.1246 | 96.4139 | 4.24 | 302 | 14.0397 | 95.8344 | 1.9 | 140 | 13.5714 | 92.6377
4721 | 4721 | 2019-07-16 17:00 | 17.9 | 2.17 | 155 | 14 | 95.5631 | 2.81 | 198 | 14.1919 | 96.8732 | 2.23 | 159 | 14.0252 | 95.7349 | 1.38 | 100 | 13.8 | 94.198
4722 | 4722 | 2019-07-16 18:00 | 17.77 | 0.85 | 62 | 13.7097 | 93.5814 | 5.24 | 356 | 14.7191 | 100.4717 | 0.9 | 66 | 13.6364 | 93.081 | 0.9 | 66 | 13.6364 | 93.081
4723 | 4723 | 2019-07-16 19:00 | 16.35 | 0.23 | 17 | 13.5294 | 92.3509 | 227.17 | 13287 | 17.0972 | 116.7042 | 0.25 | 18 | 13.8889 | 94.8047 | 0.25 | 18 | 13.8889 | 94.8047
4724 | 4724 | 2019-07-16 20:00 | 14.94 | 0 | 0 | 0 | 0 | 0 | 0 | 0 | 0 | 0 | 0 | 0 | 0 | 0 | 0 | 0 | 0
4725 | 4725 | 2019-07-16 21:00 | 13.53 | 0 | 0 | 0 | 0 | 0 | 0 | 0 | 0 | 0 | 0 | 0 | 0 | 0 | 0 | 0 | 0
4726 | 4726 | 2019-07-16 22:00 | 13.29 | 0 | 0 | 0 | 0 | 0 | 0 | 0 | 0 | 0 | 0 | 0 | 0 | 0 | 0 | 0 | 0
4727 | 4727 | 2019-07-16 23:00 | 13.06 | 0 | 0 | 0 | 0 | 0 | 0 | 0 | 0 | 0 | 0 | 0 | 0 | 0 | 0 | 0 | 0
4728 | 4728 | 2019-07-17 | 12.82 | 0 | 0 | 0 | 0 | 0 | 0 | 0 | 0 | 0 | 0 | 0 | 0 | 0 | 0 | 0 | 0
4729 | 4729 | 2019-07-17 01:00 | 12.85 | 0 | 0 | 0 | 0 | 0 | 0 | 0 | 0 | 0 | 0 | 0 | 0 | 0 | 0 | 0 | 0
4730 | 4730 | 2019-07-17 02:00 | 12.88 | 0 | 0 | 0 | 0 | 0 | 0 | 0 | 0 | 0 | 0 | 0 | 0 | 0 | 0 | 0 | 0
4731 | 4731 | 2019-07-17 03:00 | 12.91 | 0 | 0 | 0 | 0 | 0 | 0 | 0 | 0 | 0 | 0 | 0 | 0 | 0 | 0 | 0 | 0
4732 | 4732 | 2019-07-17 04:00 | 13.76 | 0.06 | 4 | 15 | 102.3891 | 267.41 | 15408 | 17.3553 | 118.466 | 0.11 | 8 | 13.75 | 93.8567 | 0.11 | 8 | 13.75 | 93.8567
4733 | 4733 | 2019-07-17 05:00 | 14.61 | 0.42 | 30 | 14 | 95.5631 | 8.19 | 538 | 15.223 | 103.9116 | 0.45 | 32 | 14.0625 | 95.9898 | 0.45 | 32 | 14.0625 | 95.9898
4734 | 4734 | 2019-07-17 06:00 | 15.47 | 0.73 | 53 | 13.7736 | 94.0176 | 1.12 | 79 | 14.1772 | 96.7728 | 0.77 | 55 | 14 | 95.5631 | 0.77 | 55 | 14 | 95.5631
4735 | 4735 | 2019-07-17 07:00 | 16.81 | 2.49 | 177 | 14.0678 | 96.0259 | 2.69 | 191 | 14.0838 | 96.1349 | 2.59 | 184 | 14.0761 | 96.0825 | 2.53 | 180 | 14.0556 | 95.9424
4736 | 4736 | 2019-07-17 08:00 | 18.14 | 2.09 | 150 | 13.9333 | 95.1081 | 2.13 | 152 | 14.0132 | 95.653 | 2.17 | 155 | 14 | 95.5631 | 2.17 | 155 | 14 | 95.5631
4737 | 4737 | 2019-07-17 09:00 | 19.48 | 4.4 | 317 | 13.8801 | 94.7449 | 4.42 | 318 | 13.8994 | 94.8763 | 4.52 | 325 | 13.9077 | 94.9331 | 4.33 | 312 | 13.8782 | 94.7318
4738 | 4738 | 2019-07-17 10:00 | 20.45 | 2.8 | 202 | 13.8614 | 94.617 | 2.8 | 202 | 13.8614 | 94.617 | 2.89 | 208 | 13.8942 | 94.8412 | 2.89 | 208 | 13.8942 | 94.8412
4739 | 4739 | 2019-07-17 11:00 | 21.42 | 2.71 | 197 | 13.7563 | 93.9 | 2.71 | 197 | 13.7563 | 93.9 | 2.8 | 202 | 13.8614 | 94.617 | 2.8 | 202 | 13.8614 | 94.617
4740 | 4740 | 2019-07-17 12:00 | 22.39 | 2.72 | 197 | 13.8071 | 94.2465 | 2.72 | 198 | 13.7374 | 93.7705 | 2.8 | 203 | 13.7931 | 94.1509 | 2.8 | 203 | 13.7931 | 94.1509
4741 | 4741 | 2019-07-17 13:00 | 22.42 | 2.99 | 218 | 13.7156 | 93.6218 | 3 | 218 | 13.7615 | 93.9349 | 3.09 | 224 | 13.7946 | 94.1614 | 3.09 | 224 | 13.7946 | 94.1614
4742 | 4742 | 2019-07-17 14:00 | 22.44 | 4.1 | 299 | 13.7124 | 93.5998 | 4.11 | 299 | 13.7458 | 93.8281 | 4.21 | 307 | 13.7134 | 93.6065 | 4.13 | 301 | 13.7209 | 93.6582
4743 | 4743 | 2019-07-17 15:00 | 22.47 | 4.56 | 333 | 13.6937 | 93.4723 | 4.62 | 337 | 13.7092 | 93.5781 | 4.62 | 337 | 13.7092 | 93.5781 | 3.83 | 281 | 13.6299 | 93.0368
4744 | 4744 | 2019-07-17 16:00 | 22.2 | 3.18 | 231 | 13.7662 | 93.9675 | 3.34 | 242 | 13.8017 | 94.2092 | 3.25 | 236 | 13.7712 | 94.0013 | 2.91 | 212 | 13.7264 | 93.6957
4745 | 4745 | 2019-07-17 17:00 | 21.93 | 2.22 | 162 | 13.7037 | 93.5406 | 2.88 | 207 | 13.913 | 94.9696 | 2.31 | 168 | 13.75 | 93.8567 | 1.76 | 129 | 13.6434 | 93.1291
4746 | 4746 | 2019-07-17 18:00 | 21.66 | 0.68 | 50 | 13.6 | 92.8328 | 4.23 | 294 | 14.3878 | 98.2099 | 0.72 | 54 | 13.3333 | 91.0125 | 0.72 | 54 | 13.3333 | 91.0125
4747 | 4747 | 2019-07-17 19:00 | 20.63 | 0.21 | 16 | 13.125 | 89.5904 | 213.52 | 12677 | 16.8431 | 114.97 | 0.23 | 17 | 13.5294 | 92.3509 | 0.23 | 17 | 13.5294 | 92.3509
4748 | 4748 | 2019-07-17 20:00 | 19.61 | 0 | 0 | 0 | 0 | 0 | 0 | 0 | 0 | 0 | 0 | 0 | 0 | 0 | 0 | 0 | 0
4749 | 4749 | 2019-07-17 21:00 | 18.59 | 0 | 0 | 0 | 0 | 0 | 0 | 0 | 0 | 0 | 0 | 0 | 0 | 0 | 0 | 0 | 0
4750 | 4750 | 2019-07-17 22:00 | 18.17 | 0 | 0 | 0 | 0 | 0 | 0 | 0 | 0 | 0 | 0 | 0 | 0 | 0 | 0 | 0 | 0
4751 | 4751 | 2019-07-17 23:00 | 17.74 | 0 | 0 | 0 | 0 | 0 | 0 | 0 | 0 | 0 | 0 | 0 | 0 | 0 | 0 | 0 | 0
4752 | 4752 | 2019-07-18 | 17.32 | 0 | 0 | 0 | 0 | 0 | 0 | 0 | 0 | 0 | 0 | 0 | 0 | 0 | 0 | 0 | 0
4753 | 4753 | 2019-07-18 01:00 | 17.36 | 0 | 0 | 0 | 0 | 0 | 0 | 0 | 0 | 0 | 0 | 0 | 0 | 0 | 0 | 0 | 0
4754 | 4754 | 2019-07-18 02:00 | 17.39 | 0 | 0 | 0 | 0 | 0 | 0 | 0 | 0 | 0 | 0 | 0 | 0 | 0 | 0 | 0 | 0
4755 | 4755 | 2019-07-18 03:00 | 17.43 | 0 | 0 | 0 | 0 | 0 | 0 | 0 | 0 | 0 | 0 | 0 | 0 | 0 | 0 | 0 | 0
4756 | 4756 | 2019-07-18 04:00 | 18.03 | 0.12 | 9 | 13.3333 | 91.0125 | 615.61 | 34939 | 17.6196 | 120.2701 | 0.26 | 20 | 13 | 88.7372 | 0.26 | 20 | 13 | 88.7372
4757 | 4757 | 2019-07-18 05:00 | 18.64 | 0.45 | 33 | 13.6364 | 93.081 | 8.97 | 596 | 15.0503 | 102.7327 | 0.48 | 35 | 13.7143 | 93.6129 | 0.48 | 35 | 13.7143 | 93.6129
4758 | 4758 | 2019-07-18 06:00 | 19.25 | 1.26 | 92 | 13.6957 | 93.4857 | 1.94 | 139 | 13.9568 | 95.2685 | 1.34 | 97 | 13.8144 | 94.2965 | 1.33 | 97 | 13.7113 | 93.5928
4759 | 4759 | 2019-07-18 07:00 | 20.32 | 2.39 | 173 | 13.815 | 94.3005 | 2.59 | 186 | 13.9247 | 95.0494 | 2.5 | 180 | 13.8889 | 94.8047 | 2.44 | 176 | 13.8636 | 94.6323
4760 | 4760 | 2019-07-18 08:00 | 21.39 | 3.83 | 277 | 13.8267 | 94.3803 | 3.9 | 282 | 13.8298 | 94.4013 | 3.92 | 284 | 13.8028 | 94.2172 | 3.59 | 261 | 13.7548 | 93.8893
4761 | 4761 | 2019-07-18 09:00 | 22.46 | 2.61 | 190 | 13.7368 | 93.7668 | 2.62 | 190 | 13.7895 | 94.1261 | 2.69 | 196 | 13.7245 | 93.6825 | 2.69 | 196 | 13.7245 | 93.6825
4762 | 4762 | 2019-07-18 10:00 | 22.69 | 1.82 | 133 | 13.6842 | 93.4076 | 1.82 | 133 | 13.6842 | 93.4076 | 1.88 | 137 | 13.7226 | 93.6698 | 1.88 | 137 | 13.7226 | 93.6698
4763 | 4763 | 2019-07-18 11:00 | 22.92 | 2.7 | 197 | 13.7056 | 93.5535 | 2.7 | 197 | 13.7056 | 93.5535 | 2.78 | 202 | 13.7624 | 93.9411 | 2.78 | 202 | 13.7624 | 93.9411
4764 | 4764 | 2019-07-18 12:00 | 23.15 | 1.85 | 136 | 13.6029 | 92.8528 | 1.85 | 136 | 13.6029 | 92.8528 | 1.91 | 140 | 13.6429 | 93.1253 | 1.91 | 140 | 13.6429 | 93.1253
4765 | 4765 | 2019-07-18 13:00 | 23.2 | 5.01 | 367 | 13.6512 | 93.1824 | 5.01 | 367 | 13.6512 | 93.1824 | 5.15 | 377 | 13.6605 | 93.2456 | 5.13 | 376 | 13.6436 | 93.1305
4766 | 4766 | 2019-07-18 14:00 | 23.26 | 5.21 | 382 | 13.6387 | 93.0972 | 5.22 | 383 | 13.6292 | 93.0324 | 5.31 | 389 | 13.6504 | 93.1767 | 5.02 | 368 | 13.6413 | 93.1147
4767 | 4767 | 2019-07-18 15:00 | 23.31 | 4.83 | 353 | 13.6827 | 93.3974 | 4.89 | 357 | 13.6975 | 93.4982 | 4.86 | 355 | 13.6901 | 93.4481 | 3.82 | 282 | 13.5461 | 92.4648
4768 | 4768 | 2019-07-18 16:00 | 22.83 | 4.28 | 310 | 13.8065 | 94.242 | 4.5 | 325 | 13.8462 | 94.513 | 4.09 | 297 | 13.771 | 94.0003 | 2.24 | 167 | 13.4132 | 91.5575
4769 | 4769 | 2019-07-18 17:00 | 22.34 | 2.2 | 160 | 13.75 | 93.8567 | 2.85 | 205 | 13.9024 | 94.8972 | 2.29 | 166 | 13.7952 | 94.1651 | 1.7 | 125 | 13.6 | 92.8328
4770 | 4770 | 2019-07-18 18:00 | 21.86 | 0.98 | 73 | 13.4247 | 91.6359 | 6.18 | 425 | 14.5412 | 99.2572 | 1.05 | 77 | 13.6364 | 93.081 | 1.05 | 77 | 13.6364 | 93.081
4771 | 4771 | 2019-07-18 19:00 | 20.8 | 0.21 | 16 | 13.125 | 89.5904 | 217.88 | 12932 | 16.8481 | 115.0043 | 0.23 | 18 | 12.7778 | 87.2203 | 0.23 | 18 | 12.7778 | 87.2203
4772 | 4772 | 2019-07-18 20:00 | 19.74 | 0 | 0 | 0 | 0 | 0 | 0 | 0 | 0 | 0 | 0 | 0 | 0 | 0 | 0 | 0 | 0
4773 | 4773 | 2019-07-18 21:00 | 18.68 | 0 | 0 | 0 | 0 | 0 | 0 | 0 | 0 | 0 | 0 | 0 | 0 | 0 | 0 | 0 | 0
4774 | 4774 | 2019-07-18 22:00 | 18.31 | 0 | 0 | 0 | 0 | 0 | 0 | 0 | 0 | 0 | 0 | 0 | 0 | 0 | 0 | 0 | 0
4775 | 4775 | 2019-07-18 23:00 | 17.93 | 0 | 0 | 0 | 0 | 0 | 0 | 0 | 0 | 0 | 0 | 0 | 0 | 0 | 0 | 0 | 0
4776 | 4776 | 2019-07-19 | 17.56 | 0 | 0 | 0 | 0 | 0 | 0 | 0 | 0 | 0 | 0 | 0 | 0 | 0 | 0 | 0 | 0
4777 | 4777 | 2019-07-19 01:00 | 17.18 | 0 | 0 | 0 | 0 | 0 | 0 | 0 | 0 | 0 | 0 | 0 | 0 | 0 | 0 | 0 | 0
4778 | 4778 | 2019-07-19 02:00 | 16.79 | 0 | 0 | 0 | 0 | 0 | 0 | 0 | 0 | 0 | 0 | 0 | 0 | 0 | 0 | 0 | 0
4779 | 4779 | 2019-07-19 03:00 | 16.41 | 0 | 0 | 0 | 0 | 0 | 0 | 0 | 0 | 0 | 0 | 0 | 0 | 0 | 0 | 0 | 0
4780 | 4780 | 2019-07-19 04:00 | 17.29 | 0.17 | 12 | 14.1667 | 96.7008 | 856.66 | 48013 | 17.8423 | 121.7901 | 0.4 | 29 | 13.7931 | 94.1509 | 0.4 | 29 | 13.7931 | 94.1509
4781 | 4781 | 2019-07-19 05:00 | 18.17 | 0.82 | 60 | 13.6667 | 93.2878 | 16.86 | 1098 | 15.3552 | 104.8136 | 0.88 | 64 | 13.75 | 93.8567 | 0.88 | 64 | 13.75 | 93.8567
4782 | 4782 | 2019-07-19 06:00 | 19.06 | 1.7 | 123 | 13.8211 | 94.3422 | 2.63 | 186 | 14.1398 | 96.5173 | 1.83 | 132 | 13.8636 | 94.6323 | 1.18 | 86 | 13.7209 | 93.6582
4783 | 4783 | 2019-07-19 07:00 | 20.52 | 4.03 | 290 | 13.8966 | 94.857 | 4.36 | 313 | 13.9297 | 95.0834 | 3.84 | 277 | 13.8628 | 94.6267 | 1.9 | 141 | 13.4752 | 91.9807
4784 | 4784 | 2019-07-19 08:00 | 21.98 | 6.33 | 464 | 13.6422 | 93.1211 | 6.44 | 471 | 13.673 | 93.3313 | 5.96 | 438 | 13.6073 | 92.8826 | 2.35 | 180 | 13.0556 | 89.1164
4785 | 4785 | 2019-07-19 09:00 | 23.44 | 8.31 | 624 | 13.3173 | 90.9031 | 8.34 | 627 | 13.3014 | 90.7948 | 8.05 | 606 | 13.2838 | 90.6746 | 4.84 | 373 | 12.9759 | 88.5725
4786 | 4786 | 2019-07-19 10:00 | 24.02 | 8.78 | 670 | 13.1045 | 89.4504 | 8.79 | 671 | 13.0999 | 89.4188 | 8.85 | 675 | 13.1111 | 89.4956 | 8.47 | 647 | 13.0912 | 89.3597
4787 | 4787 | 2019-07-19 11:00 | 24.6 | 9.01 | 693 | 13.0014 | 88.7471 | 9.01 | 693 | 13.0014 | 88.7471 | 9.27 | 712 | 13.0197 | 88.8714 | 9.26 | 711 | 13.0239 | 88.9004
4788 | 4788 | 2019-07-19 12:00 | 25.18 | 7.95 | 606 | 13.1188 | 89.5482 | 7.96 | 606 | 13.1353 | 89.6608 | 8.2 | 624 | 13.141 | 89.6998 | 8.2 | 624 | 13.141 | 89.6998
4789 | 4789 | 2019-07-19 13:00 | 25.37 | 10 | 776 | 12.8866 | 87.9631 | 10.01 | 777 | 12.8829 | 87.9378 | 10.09 | 783 | 12.8863 | 87.9613 | 9.79 | 761 | 12.8647 | 87.8133
4790 | 4790 | 2019-07-19 14:00 | 25.55 | 8.86 | 675 | 13.1259 | 89.5968 | 8.89 | 677 | 13.1315 | 89.6346 | 8.61 | 656 | 13.125 | 89.5904 | 6.16 | 477 | 12.914 | 88.1505
4791 | 4791 | 2019-07-19 15:00 | 25.74 | 6.87 | 511 | 13.4442 | 91.7695 | 6.95 | 517 | 13.4429 | 91.7607 | 6.4 | 478 | 13.3891 | 91.3933 | 1.56 | 124 | 12.5806 | 85.8747
4792 | 4792 | 2019-07-19 16:00 | 25.35 | 4.46 | 327 | 13.6391 | 93.1 | 4.7 | 343 | 13.7026 | 93.5333 | 4.07 | 300 | 13.5667 | 92.6052 | 1.23 | 95 | 12.9474 | 88.3779
4793 | 4793 | 2019-07-19 17:00 | 24.97 | 2.05 | 151 | 13.5762 | 92.67 | 2.65 | 194 | 13.6598 | 93.2409 | 2.11 | 155 | 13.6129 | 92.9208 | 1.26 | 95 | 13.2632 | 90.5335
4794 | 4794 | 2019-07-19 18:00 | 24.58 | 0.77 | 58 | 13.2759 | 90.6202 | 4.89 | 343 | 14.2566 | 97.3144 | 0.83 | 62 | 13.3871 | 91.3795 | 0.83 | 62 | 13.3871 | 91.3795
4795 | 4795 | 2019-07-19 19:00 | 22.76 | 0.2 | 15 | 13.3333 | 91.0125 | 211.71 | 12654 | 16.7307 | 114.2026 | 0.22 | 17 | 12.9412 | 88.3357 | 0.22 | 17 | 12.9412 | 88.3357
4796 | 4796 | 2019-07-19 20:00 | 20.94 | 0 | 0 | 0 | 0 | 0 | 0 | 0 | 0 | 0 | 0 | 0 | 0 | 0 | 0 | 0 | 0
4797 | 4797 | 2019-07-19 21:00 | 19.12 | 0 | 0 | 0 | 0 | 0 | 0 | 0 | 0 | 0 | 0 | 0 | 0 | 0 | 0 | 0 | 0
4798 | 4798 | 2019-07-19 22:00 | 18.61 | 0 | 0 | 0 | 0 | 0 | 0 | 0 | 0 | 0 | 0 | 0 | 0 | 0 | 0 | 0 | 0
4799 | 4799 | 2019-07-19 23:00 | 18.11 | 0 | 0 | 0 | 0 | 0 | 0 | 0 | 0 | 0 | 0 | 0 | 0 | 0 | 0 | 0 | 0
4800 | 4800 | 2019-07-20 | 17.6 | 0 | 0 | 0 | 0 | 0 | 0 | 0 | 0 | 0 | 0 | 0 | 0 | 0 | 0 | 0 | 0
4801 | 4801 | 2019-07-20 01:00 | 17.18 | 0 | 0 | 0 | 0 | 0 | 0 | 0 | 0 | 0 | 0 | 0 | 0 | 0 | 0 | 0 | 0
4802 | 4802 | 2019-07-20 02:00 | 16.76 | 0 | 0 | 0 | 0 | 0 | 0 | 0 | 0 | 0 | 0 | 0 | 0 | 0 | 0 | 0 | 0
4803 | 4803 | 2019-07-20 03:00 | 16.34 | 0 | 0 | 0 | 0 | 0 | 0 | 0 | 0 | 0 | 0 | 0 | 0 | 0 | 0 | 0 | 0
4804 | 4804 | 2019-07-20 04:00 | 17.56 | 0.15 | 12 | 12.5 | 85.3242 | 820.76 | 46093 | 17.8066 | 121.5468 | 0.42 | 31 | 13.5484 | 92.4805 | 0.42 | 31 | 13.5484 | 92.4805
4805 | 4805 | 2019-07-20 05:00 | 18.78 | 0.77 | 57 | 13.5088 | 92.21 | 16.18 | 1056 | 15.322 | 104.5868 | 0.83 | 60 | 13.8333 | 94.4255 | 0.83 | 60 | 13.8333 | 94.4255
4806 | 4806 | 2019-07-20 06:00 | 20 | 1.73 | 125 | 13.84 | 94.471 | 2.67 | 190 | 14.0526 | 95.9224 | 1.86 | 134 | 13.8806 | 94.7481 | 1.25 | 91 | 13.7363 | 93.7629
4807 | 4807 | 2019-07-20 07:00 | 22.18 | 4.04 | 292 | 13.8356 | 94.4411 | 4.37 | 315 | 13.873 | 94.6964 | 3.77 | 273 | 13.8095 | 94.263 | 1.43 | 108 | 13.2407 | 90.3805
4808 | 4808 | 2019-07-20 08:00 | 24.36 | 6.52 | 482 | 13.527 | 92.3343 | 6.63 | 490 | 13.5306 | 92.3591 | 6.03 | 447 | 13.4899 | 92.0815 | 1.68 | 132 | 12.7273 | 86.8756
4809 | 4809 | 2019-07-20 09:00 | 26.54 | 8.46 | 649 | 13.0354 | 88.9791 | 8.5 | 651 | 13.0568 | 89.1252 | 8.14 | 625 | 13.024 | 88.901 | 4.49 | 355 | 12.6479 | 86.3337
4810 | 4810 | 2019-07-20 10:00 | 27.11 | 10.08 | 796 | 12.6633 | 86.439 | 10.09 | 797 | 12.66 | 86.4162 | 10.03 | 793 | 12.6482 | 86.3356 | 9.36 | 743 | 12.5976 | 85.9903
4811 | 4811 | 2019-07-20 11:00 | 27.68 | 10.71 | 865 | 12.3815 | 84.5154 | 10.72 | 865 | 12.3931 | 84.5943 | 11.03 | 889 | 12.4072 | 84.6908 | 11 | 887 | 12.4014 | 84.6509
4812 | 4812 | 2019-07-20 12:00 | 28.25 | 10.57 | 856 | 12.3481 | 84.2876 | 10.58 | 856 | 12.3598 | 84.3673 | 10.93 | 883 | 12.3783 | 84.4932 | 10.93 | 883 | 12.3783 | 84.4932
4813 | 4813 | 2019-07-20 13:00 | 28.43 | 10.03 | 800 | 12.5375 | 85.5802 | 10.04 | 801 | 12.5343 | 85.5586 | 10.1 | 805 | 12.5466 | 85.6422 | 9.79 | 782 | 12.5192 | 85.4552
4814 | 4814 | 2019-07-20 14:00 | 28.62 | 8.77 | 683 | 12.8404 | 87.6478 | 8.8 | 685 | 12.8467 | 87.6909 | 8.5 | 663 | 12.8205 | 87.512 | 5.98 | 475 | 12.5895 | 85.935
4815 | 4815 | 2019-07-20 15:00 | 28.8 | 6.72 | 509 | 13.2024 | 90.1185 | 6.8 | 515 | 13.2039 | 90.1289 | 6.26 | 476 | 13.1513 | 89.7697 | 1.52 | 124 | 12.2581 | 83.6728
4816 | 4816 | 2019-07-20 16:00 | 28.14 | 4.37 | 325 | 13.4462 | 91.7826 | 4.6 | 341 | 13.4897 | 92.0801 | 4 | 298 | 13.4228 | 91.6233 | 1.26 | 99 | 12.7273 | 86.8756
4817 | 4817 | 2019-07-20 17:00 | 27.49 | 2.02 | 151 | 13.3775 | 91.3139 | 2.62 | 194 | 13.5052 | 92.1854 | 2.08 | 155 | 13.4194 | 91.5997 | 1.27 | 97 | 13.0928 | 89.3705
4818 | 4818 | 2019-07-20 18:00 | 26.83 | 0.79 | 60 | 13.1667 | 89.8749 | 5.03 | 355 | 14.169 | 96.7168 | 0.84 | 64 | 13.125 | 89.5904 | 0.84 | 64 | 13.125 | 89.5904
4819 | 4819 | 2019-07-20 19:00 | 25.12 | 0.19 | 15 | 12.6667 | 86.4619 | 205.44 | 12380 | 16.5945 | 113.2731 | 0.21 | 17 | 12.3529 | 84.3204 | 0.21 | 17 | 12.3529 | 84.3204
4820 | 4820 | 2019-07-20 20:00 | 23.42 | 0 | 0 | 0 | 0 | 0 | 0 | 0 | 0 | 0 | 0 | 0 | 0 | 0 | 0 | 0 | 0
4821 | 4821 | 2019-07-20 21:00 | 21.72 | 0 | 0 | 0 | 0 | 0 | 0 | 0 | 0 | 0 | 0 | 0 | 0 | 0 | 0 | 0 | 0
4822 | 4822 | 2019-07-20 22:00 | 21.26 | 0 | 0 | 0 | 0 | 0 | 0 | 0 | 0 | 0 | 0 | 0 | 0 | 0 | 0 | 0 | 0
4823 | 4823 | 2019-07-20 23:00 | 20.8 | 0 | 0 | 0 | 0 | 0 | 0 | 0 | 0 | 0 | 0 | 0 | 0 | 0 | 0 | 0 | 0
4824 | 4824 | 2019-07-21 | 20.34 | 0 | 0 | 0 | 0 | 0 | 0 | 0 | 0 | 0 | 0 | 0 | 0 | 0 | 0 | 0 | 0
4825 | 4825 | 2019-07-21 01:00 | 19.72 | 0 | 0 | 0 | 0 | 0 | 0 | 0 | 0 | 0 | 0 | 0 | 0 | 0 | 0 | 0 | 0
4826 | 4826 | 2019-07-21 02:00 | 19.09 | 0 | 0 | 0 | 0 | 0 | 0 | 0 | 0 | 0 | 0 | 0 | 0 | 0 | 0 | 0 | 0
4827 | 4827 | 2019-07-21 03:00 | 18.47 | 0 | 0 | 0 | 0 | 0 | 0 | 0 | 0 | 0 | 0 | 0 | 0 | 0 | 0 | 0 | 0
4828 | 4828 | 2019-07-21 04:00 | 19.54 | 0.15 | 11 | 13.6364 | 93.081 | 829.32 | 46807 | 17.7179 | 120.941 | 0.47 | 35 | 13.4286 | 91.6626 | 0.47 | 35 | 13.4286 | 91.6626
4829 | 4829 | 2019-07-21 05:00 | 20.61 | 0.66 | 49 | 13.4694 | 91.9412 | 14.15 | 933 | 15.1661 | 103.5231 | 0.71 | 52 | 13.6538 | 93.2003 | 0.71 | 52 | 13.6538 | 93.2003
4830 | 4830 | 2019-07-21 06:00 | 21.69 | 1.63 | 119 | 13.6975 | 93.4982 | 2.53 | 181 | 13.9779 | 95.4123 | 1.76 | 128 | 13.75 | 93.8567 | 1.11 | 82 | 13.5366 | 92.3999
4831 | 4831 | 2019-07-21 07:00 | 24.03 | 4.02 | 291 | 13.8144 | 94.2965 | 4.35 | 314 | 13.8535 | 94.5632 | 3.72 | 271 | 13.7269 | 93.6992 | 1.28 | 98 | 13.0612 | 89.1551
4832 | 4832 | 2019-07-21 08:00 | 26.36 | 6.5 | 480 | 13.5417 | 92.4346 | 6.61 | 488 | 13.5451 | 92.4579 | 6.01 | 445 | 13.5056 | 92.1885 | 1.68 | 132 | 12.7273 | 86.8756
4833 | 4833 | 2019-07-21 09:00 | 28.7 | 8.47 | 644 | 13.1522 | 89.7759 | 8.51 | 647 | 13.153 | 89.7817 | 8.16 | 621 | 13.1401 | 89.6935 | 4.56 | 357 | 12.7731 | 87.1885
4834 | 4834 | 2019-07-21 10:00 | 29.62 | 10.16 | 791 | 12.8445 | 87.6758 | 10.17 | 792 | 12.8409 | 87.6513 | 10.12 | 789 | 12.8264 | 87.552 | 9.46 | 740 | 12.7838 | 87.2613
4835 | 4835 | 2019-07-21 11:00 | 30.55 | 10.88 | 863 | 12.6072 | 86.0559 | 10.88 | 863 | 12.6072 | 86.0559 | 11.2 | 887 | 12.6268 | 86.19 | 11.18 | 885 | 12.6328 | 86.2305
4836 | 4836 | 2019-07-21 12:00 | 31.47 | 10.63 | 844 | 12.5948 | 85.9712 | 10.64 | 845 | 12.5917 | 85.9503 | 10.99 | 871 | 12.6177 | 86.1275 | 10.99 | 871 | 12.6177 | 86.1275
4837 | 4837 | 2019-07-21 13:00 | 31.65 | 10.04 | 791 | 12.6928 | 86.6402 | 10.05 | 792 | 12.6894 | 86.617 | 10.12 | 797 | 12.6976 | 86.6731 | 9.82 | 775 | 12.671 | 86.4912
4838 | 4838 | 2019-07-21 14:00 | 31.84 | 8.44 | 653 | 12.925 | 88.225 | 8.46 | 655 | 12.916 | 88.164 | 8.24 | 638 | 12.9154 | 88.1595 | 6.11 | 480 | 12.7292 | 86.8885
4839 | 4839 | 2019-07-21 15:00 | 32.02 | 6.36 | 483 | 13.1677 | 89.8819 | 6.43 | 489 | 13.1493 | 89.7562 | 6.03 | 460 | 13.1087 | 89.4792 | 2.23 | 178 | 12.5281 | 85.516
4840 | 4840 | 2019-07-21 16:00 | 30.94 | 3.82 | 288 | 13.2639 | 90.5385 | 4.02 | 302 | 13.3113 | 90.8618 | 3.75 | 283 | 13.2509 | 90.4497 | 2.56 | 196 | 13.0612 | 89.1551
4841 | 4841 | 2019-07-21 17:00 | 29.86 | 1.06 | 81 | 13.0864 | 89.3271 | 1.37 | 104 | 13.1731 | 89.9186 | 1.12 | 85 | 13.1765 | 89.9418 | 1.12 | 85 | 13.1765 | 89.9418
4842 | 4842 | 2019-07-21 18:00 | 28.78 | 0.47 | 37 | 12.7027 | 86.7079 | 3.04 | 220 | 13.8182 | 94.3221 | 0.5 | 39 | 12.8205 | 87.512 | 0.5 | 39 | 12.8205 | 87.512
4843 | 4843 | 2019-07-21 19:00 | 27.2 | 0.05 | 4 | 12.5 | 85.3242 | 58.02 | 3683 | 15.7535 | 107.5322 | 0.06 | 5 | 12 | 81.9113 | 0.06 | 5 | 12 | 81.9113
4844 | 4844 | 2019-07-21 20:00 | 25.62 | 0 | 0 | 0 | 0 | 0 | 0 | 0 | 0 | 0 | 0 | 0 | 0 | 0 | 0 | 0 | 0
4845 | 4845 | 2019-07-21 21:00 | 24.04 | 0 | 0 | 0 | 0 | 0 | 0 | 0 | 0 | 0 | 0 | 0 | 0 | 0 | 0 | 0 | 0
4846 | 4846 | 2019-07-21 22:00 | 23.55 | 0 | 0 | 0 | 0 | 0 | 0 | 0 | 0 | 0 | 0 | 0 | 0 | 0 | 0 | 0 | 0
4847 | 4847 | 2019-07-21 23:00 | 23.07 | 0 | 0 | 0 | 0 | 0 | 0 | 0 | 0 | 0 | 0 | 0 | 0 | 0 | 0 | 0 | 0
4848 | 4848 | 2019-07-22 | 22.58 | 0 | 0 | 0 | 0 | 0 | 0 | 0 | 0 | 0 | 0 | 0 | 0 | 0 | 0 | 0 | 0
4849 | 4849 | 2019-07-22 01:00 | 22.03 | 0 | 0 | 0 | 0 | 0 | 0 | 0 | 0 | 0 | 0 | 0 | 0 | 0 | 0 | 0 | 0
4850 | 4850 | 2019-07-22 02:00 | 21.49 | 0 | 0 | 0 | 0 | 0 | 0 | 0 | 0 | 0 | 0 | 0 | 0 | 0 | 0 | 0 | 0
4851 | 4851 | 2019-07-22 03:00 | 20.94 | 0 | 0 | 0 | 0 | 0 | 0 | 0 | 0 | 0 | 0 | 0 | 0 | 0 | 0 | 0 | 0
4852 | 4852 | 2019-07-22 04:00 | 21.03 | 0.1 | 7 | 14.2857 | 97.5134 | 560.21 | 32162 | 17.4184 | 118.8968 | 0.36 | 27 | 13.3333 | 91.0125 | 0.36 | 27 | 13.3333 | 91.0125
4853 | 4853 | 2019-07-22 05:00 | 21.12 | 0.91 | 67 | 13.5821 | 92.7105 | 19.79 | 1295 | 15.2819 | 104.313 | 0.97 | 71 | 13.662 | 93.2558 | 0.97 | 71 | 13.662 | 93.2558
4854 | 4854 | 2019-07-22 06:00 | 21.21 | 1.74 | 127 | 13.7008 | 93.5207 | 2.71 | 194 | 13.9691 | 95.352 | 1.87 | 136 | 13.75 | 93.8567 | 1.33 | 98 | 13.5714 | 92.6377
4855 | 4855 | 2019-07-22 07:00 | 21.93 | 4 | 289 | 13.8408 | 94.4767 | 4.33 | 311 | 13.9228 | 95.0364 | 3.75 | 271 | 13.8376 | 94.4549 | 1.52 | 114 | 13.3333 | 91.0125
4856 | 4856 | 2019-07-22 08:00 | 22.64 | 6.41 | 470 | 13.6383 | 93.0942 | 6.53 | 478 | 13.6611 | 93.2497 | 5.99 | 440 | 13.6136 | 92.9258 | 2.02 | 156 | 12.9487 | 88.3872
4857 | 4857 | 2019-07-22 09:00 | 23.36 | 8.48 | 636 | 13.3333 | 91.0125 | 8.52 | 639 | 13.3333 | 91.0125 | 8.19 | 615 | 13.3171 | 90.9015 | 4.69 | 362 | 12.9558 | 88.4355
4858 | 4858 | 2019-07-22 10:00 | 23.16 | 9.91 | 762 | 13.0052 | 88.773 | 9.93 | 763 | 13.0144 | 88.8356 | 9.91 | 762 | 13.0052 | 88.773 | 9.33 | 719 | 12.9764 | 88.5758
4859 | 4859 | 2019-07-22 11:00 | 22.95 | 10.71 | 839 | 12.7652 | 87.1344 | 10.71 | 839 | 12.7652 | 87.1344 | 11.03 | 863 | 12.781 | 87.2423 | 11.01 | 861 | 12.7875 | 87.2864
4860 | 4860 | 2019-07-22 12:00 | 22.75 | 9.84 | 765 | 12.8627 | 87.8003 | 9.84 | 765 | 12.8627 | 87.8003 | 10.16 | 789 | 12.8771 | 87.898 | 10.16 | 789 | 12.8771 | 87.898
4861 | 4861 | 2019-07-22 13:00 | 23.28 | 9.65 | 746 | 12.9357 | 88.298 | 9.66 | 746 | 12.9491 | 88.3895 | 9.76 | 754 | 12.9443 | 88.357 | 9.51 | 736 | 12.9212 | 88.1993
4862 | 4862 | 2019-07-22 14:00 | 23.82 | 8.08 | 611 | 13.2242 | 90.2677 | 8.1 | 613 | 13.2137 | 90.1959 | 7.96 | 603 | 13.2007 | 90.1069 | 6.24 | 478 | 13.0544 | 89.1085
4863 | 4863 | 2019-07-22 15:00 | 24.35 | 5.17 | 383 | 13.4987 | 92.1413 | 5.23 | 387 | 13.5142 | 92.2472 | 5.14 | 381 | 13.4908 | 92.0875 | 3.64 | 274 | 13.2847 | 90.6804
4864 | 4864 | 2019-07-22 16:00 | 23.71 | 3.66 | 268 | 13.6567 | 93.2199 | 3.84 | 281 | 13.6655 | 93.2797 | 3.65 | 268 | 13.6194 | 92.9652 | 2.83 | 210 | 13.4762 | 91.9876
4865 | 4865 | 2019-07-22 17:00 | 23.08 | 2.11 | 155 | 13.6129 | 92.9208 | 2.74 | 199 | 13.7688 | 93.9853 | 2.19 | 160 | 13.6875 | 93.43 | 1.58 | 117 | 13.5043 | 92.1793
4866 | 4866 | 2019-07-22 18:00 | 22.44 | 0.77 | 57 | 13.5088 | 92.21 | 4.99 | 346 | 14.422 | 98.4434 | 0.82 | 61 | 13.4426 | 91.7585 | 0.82 | 61 | 13.4426 | 91.7585
4867 | 4867 | 2019-07-22 19:00 | 21.7 | 0.18 | 14 | 12.8571 | 87.7621 | 201.79 | 12041 | 16.7586 | 114.393 | 0.21 | 16 | 13.125 | 89.5904 | 0.21 | 16 | 13.125 | 89.5904
4868 | 4868 | 2019-07-22 20:00 | 20.97 | 0 | 0 | 0 | 0 | 0 | 0 | 0 | 0 | 0 | 0 | 0 | 0 | 0 | 0 | 0 | 0
4869 | 4869 | 2019-07-22 21:00 | 20.24 | 0 | 0 | 0 | 0 | 0 | 0 | 0 | 0 | 0 | 0 | 0 | 0 | 0 | 0 | 0 | 0
4870 | 4870 | 2019-07-22 22:00 | 20.2 | 0 | 0 | 0 | 0 | 0 | 0 | 0 | 0 | 0 | 0 | 0 | 0 | 0 | 0 | 0 | 0
4871 | 4871 | 2019-07-22 23:00 | 20.17 | 0 | 0 | 0 | 0 | 0 | 0 | 0 | 0 | 0 | 0 | 0 | 0 | 0 | 0 | 0 | 0
4872 | 4872 | 2019-07-23 | 20.13 | 0 | 0 | 0 | 0 | 0 | 0 | 0 | 0 | 0 | 0 | 0 | 0 | 0 | 0 | 0 | 0
4873 | 4873 | 2019-07-23 01:00 | 19.5 | 0 | 0 | 0 | 0 | 0 | 0 | 0 | 0 | 0 | 0 | 0 | 0 | 0 | 0 | 0 | 0
4874 | 4874 | 2019-07-23 02:00 | 18.86 | 0 | 0 | 0 | 0 | 0 | 0 | 0 | 0 | 0 | 0 | 0 | 0 | 0 | 0 | 0 | 0
4875 | 4875 | 2019-07-23 03:00 | 18.23 | 0 | 0 | 0 | 0 | 0 | 0 | 0 | 0 | 0 | 0 | 0 | 0 | 0 | 0 | 0 | 0
4876 | 4876 | 2019-07-23 04:00 | 18.63 | 0.03 | 2 | 15 | 102.3891 | 186.36 | 11028 | 16.8988 | 115.3502 | 0.14 | 10 | 14 | 95.5631 | 0.14 | 10 | 14 | 95.5631
4877 | 4877 | 2019-07-23 05:00 | 19.04 | 0.13 | 10 | 13 | 88.7372 | 3.01 | 208 | 14.4712 | 98.7792 | 0.14 | 11 | 12.7273 | 86.8756 | 0.14 | 11 | 12.7273 | 86.8756
4878 | 4878 | 2019-07-23 06:00 | 19.45 | 1.84 | 133 | 13.8346 | 94.434 | 2.87 | 204 | 14.0686 | 96.0316 | 1.95 | 141 | 13.8298 | 94.4013 | 1.87 | 135 | 13.8519 | 94.5519
4879 | 4879 | 2019-07-23 07:00 | 20.26 | 0.47 | 35 | 13.4286 | 91.6626 | 0.51 | 38 | 13.4211 | 91.6113 | 0.49 | 36 | 13.6111 | 92.9086 | 0.49 | 36 | 13.6111 | 92.9086
4880 | 4880 | 2019-07-23 08:00 | 21.06 | 0.62 | 46 | 13.4783 | 92.0018 | 0.63 | 47 | 13.4043 | 91.4966 | 0.65 | 48 | 13.5417 | 92.4346 | 0.65 | 48 | 13.5417 | 92.4346
4881 | 4881 | 2019-07-23 09:00 | 21.87 | 1.29 | 95 | 13.5789 | 92.6891 | 1.3 | 95 | 13.6842 | 93.4076 | 1.34 | 98 | 13.6735 | 93.3343 | 1.34 | 98 | 13.6735 | 93.3343
4882 | 4882 | 2019-07-23 10:00 | 22.01 | 1.3 | 96 | 13.5417 | 92.4346 | 1.3 | 96 | 13.5417 | 92.4346 | 1.34 | 99 | 13.5354 | 92.3915 | 1.34 | 99 | 13.5354 | 92.3915
4883 | 4883 | 2019-07-23 11:00 | 22.15 | 7.14 | 537 | 13.2961 | 90.7583 | 7.15 | 537 | 13.3147 | 90.8854 | 7.36 | 553 | 13.3092 | 90.8479 | 7.36 | 552 | 13.3333 | 91.0125
4884 | 4884 | 2019-07-23 12:00 | 22.29 | 7.05 | 529 | 13.327 | 90.9695 | 7.05 | 529 | 13.327 | 90.9695 | 7.27 | 545 | 13.3394 | 91.0543 | 7.27 | 545 | 13.3394 | 91.0543
4885 | 4885 | 2019-07-23 13:00 | 23.05 | 8.24 | 627 | 13.1419 | 89.7061 | 8.24 | 627 | 13.1419 | 89.7061 | 8.38 | 637 | 13.1554 | 89.7981 | 8.24 | 627 | 13.1419 | 89.7061
4886 | 4886 | 2019-07-23 14:00 | 23.82 | 8.39 | 636 | 13.1918 | 90.0466 | 8.41 | 638 | 13.1818 | 89.9783 | 8.22 | 624 | 13.1731 | 89.9186 | 6.25 | 480 | 13.0208 | 88.8794
4887 | 4887 | 2019-07-23 15:00 | 24.58 | 6.37 | 473 | 13.4672 | 91.9265 | 6.45 | 479 | 13.4656 | 91.915 | 6.07 | 452 | 13.4292 | 91.6669 | 2.43 | 188 | 12.9255 | 88.2289
4888 | 4888 | 2019-07-23 16:00 | 23.93 | 2.93 | 215 | 13.6279 | 93.0233 | 3.08 | 226 | 13.6283 | 93.0261 | 3.01 | 221 | 13.6199 | 92.9687 | 2.76 | 203 | 13.5961 | 92.8059
4889 | 4889 | 2019-07-23 17:00 | 23.27 | 2.09 | 153 | 13.6601 | 93.2432 | 2.71 | 197 | 13.7563 | 93.9 | 2.19 | 160 | 13.6875 | 93.43 | 1.93 | 142 | 13.5915 | 92.7751
4890 | 4890 | 2019-07-23 18:00 | 22.62 | 0.47 | 36 | 13.0556 | 89.1164 | 3.1 | 218 | 14.2202 | 97.0661 | 0.51 | 38 | 13.4211 | 91.6113 | 0.51 | 38 | 13.4211 | 91.6113
4891 | 4891 | 2019-07-23 19:00 | 21.94 | 0.08 | 6 | 13.3333 | 91.0125 | 87.69 | 5389 | 16.272 | 111.0719 | 0.09 | 7 | 12.8571 | 87.7621 | 0.09 | 7 | 12.8571 | 87.7621
4892 | 4892 | 2019-07-23 20:00 | 21.27 | 0 | 0 | 0 | 0 | 0 | 0 | 0 | 0 | 0 | 0 | 0 | 0 | 0 | 0 | 0 | 0
4893 | 4893 | 2019-07-23 21:00 | 20.6 | 0 | 0 | 0 | 0 | 0 | 0 | 0 | 0 | 0 | 0 | 0 | 0 | 0 | 0 | 0 | 0
4894 | 4894 | 2019-07-23 22:00 | 20.45 | 0 | 0 | 0 | 0 | 0 | 0 | 0 | 0 | 0 | 0 | 0 | 0 | 0 | 0 | 0 | 0
4895 | 4895 | 2019-07-23 23:00 | 20.3 | 0 | 0 | 0 | 0 | 0 | 0 | 0 | 0 | 0 | 0 | 0 | 0 | 0 | 0 | 0 | 0
4896 | 4896 | 2019-07-24 | 20.15 | 0 | 0 | 0 | 0 | 0 | 0 | 0 | 0 | 0 | 0 | 0 | 0 | 0 | 0 | 0 | 0
4897 | 4897 | 2019-07-24 01:00 | 19.62 | 0 | 0 | 0 | 0 | 0 | 0 | 0 | 0 | 0 | 0 | 0 | 0 | 0 | 0 | 0 | 0
4898 | 4898 | 2019-07-24 02:00 | 19.08 | 0 | 0 | 0 | 0 | 0 | 0 | 0 | 0 | 0 | 0 | 0 | 0 | 0 | 0 | 0 | 0
4899 | 4899 | 2019-07-24 03:00 | 18.55 | 0 | 0 | 0 | 0 | 0 | 0 | 0 | 0 | 0 | 0 | 0 | 0 | 0 | 0 | 0 | 0
4900 | 4900 | 2019-07-24 04:00 | 18.9 | 0.03 | 2 | 15 | 102.3891 | 191.64 | 11339 | 16.901 | 115.3649 | 0.16 | 12 | 13.3333 | 91.0125 | 0.16 | 12 | 13.3333 | 91.0125
4901 | 4901 | 2019-07-24 05:00 | 19.25 | 0.88 | 64 | 13.75 | 93.8567 | 19.99 | 1299 | 15.3888 | 105.0427 | 0.94 | 68 | 13.8235 | 94.3586 | 0.94 | 68 | 13.8235 | 94.3586
4902 | 4902 | 2019-07-24 06:00 | 19.61 | 1.59 | 115 | 13.8261 | 94.376 | 2.48 | 177 | 14.0113 | 95.6403 | 1.69 | 122 | 13.8525 | 94.556 | 1.66 | 120 | 13.8333 | 94.4255
4903 | 4903 | 2019-07-24 07:00 | 20.55 | 1.75 | 127 | 13.7795 | 94.0582 | 1.9 | 137 | 13.8686 | 94.6663 | 1.83 | 133 | 13.7594 | 93.9208 | 1.83 | 133 | 13.7594 | 93.9208
4904 | 4904 | 2019-07-24 08:00 | 21.5 | 2.12 | 154 | 13.7662 | 93.9675 | 2.16 | 157 | 13.758 | 93.911 | 2.2 | 160 | 13.75 | 93.8567 | 2.2 | 160 | 13.75 | 93.8567
4905 | 4905 | 2019-07-24 09:00 | 22.44 | 3.22 | 235 | 13.7021 | 93.5299 | 3.23 | 236 | 13.6864 | 93.4228 | 3.32 | 242 | 13.719 | 93.6451 | 3.3 | 240 | 13.75 | 93.8567
4906 | 4906 | 2019-07-24 10:00 | 22.78 | 5.69 | 420 | 13.5476 | 92.4752 | 5.69 | 421 | 13.5154 | 92.2556 | 5.83 | 430 | 13.5581 | 92.547 | 5.76 | 425 | 13.5529 | 92.5115
4907 | 4907 | 2019-07-24 11:00 | 23.13 | 4.8 | 354 | 13.5593 | 92.5551 | 4.8 | 354 | 13.5593 | 92.5551 | 4.94 | 364 | 13.5714 | 92.6377 | 4.94 | 364 | 13.5714 | 92.6377
4908 | 4908 | 2019-07-24 12:00 | 23.47 | 7.09 | 533 | 13.3021 | 90.7991 | 7.09 | 533 | 13.3021 | 90.7991 | 7.31 | 549 | 13.3151 | 90.8882 | 7.31 | 549 | 13.3151 | 90.8882
4909 | 4909 | 2019-07-24 13:00 | 22.61 | 7.59 | 571 | 13.2925 | 90.7336 | 7.6 | 571 | 13.31 | 90.8531 | 7.75 | 582 | 13.3162 | 90.8952 | 7.65 | 575 | 13.3043 | 90.8147
4910 | 4910 | 2019-07-24 14:00 | 21.74 | 7.41 | 552 | 13.4239 | 91.6308 | 7.43 | 553 | 13.4358 | 91.712 | 7.38 | 550 | 13.4182 | 91.5917 | 6.16 | 462 | 13.3333 | 91.0125
4911 | 4911 | 2019-07-24 15:00 | 20.88 | 6.15 | 449 | 13.6971 | 93.4956 | 6.22 | 455 | 13.6703 | 93.3128 | 5.94 | 435 | 13.6552 | 93.2094 | 2.91 | 220 | 13.2273 | 90.2886
4912 | 4912 | 2019-07-24 16:00 | 20.45 | 4.33 | 312 | 13.8782 | 94.7318 | 4.55 | 327 | 13.9144 | 94.9787 | 4.07 | 294 | 13.8435 | 94.4951 | 1.86 | 139 | 13.3813 | 91.3399
4913 | 4913 | 2019-07-24 17:00 | 20.01 | 2.11 | 152 | 13.8816 | 94.7548 | 2.74 | 196 | 13.9796 | 95.4238 | 2.18 | 158 | 13.7975 | 94.1807 | 1.54 | 113 | 13.6283 | 93.0261
4914 | 4914 | 2019-07-24 18:00 | 19.58 | 0.91 | 67 | 13.5821 | 92.7105 | 6 | 409 | 14.6699 | 100.136 | 0.97 | 71 | 13.662 | 93.2558 | 0.97 | 71 | 13.662 | 93.2558
4915 | 4915 | 2019-07-24 19:00 | 19.27 | 0.11 | 8 | 13.75 | 93.8567 | 131.25 | 7886 | 16.6434 | 113.607 | 0.14 | 10 | 14 | 95.5631 | 0.14 | 10 | 14 | 95.5631
4916 | 4916 | 2019-07-24 20:00 | 18.96 | 0 | 0 | 0 | 0 | 0 | 0 | 0 | 0 | 0 | 0 | 0 | 0 | 0 | 0 | 0 | 0
4917 | 4917 | 2019-07-24 21:00 | 18.65 | 0 | 0 | 0 | 0 | 0 | 0 | 0 | 0 | 0 | 0 | 0 | 0 | 0 | 0 | 0 | 0
4918 | 4918 | 2019-07-24 22:00 | 18.69 | 0 | 0 | 0 | 0 | 0 | 0 | 0 | 0 | 0 | 0 | 0 | 0 | 0 | 0 | 0 | 0
4919 | 4919 | 2019-07-24 23:00 | 18.72 | 0 | 0 | 0 | 0 | 0 | 0 | 0 | 0 | 0 | 0 | 0 | 0 | 0 | 0 | 0 | 0
4920 | 4920 | 2019-07-25 | 18.76 | 0 | 0 | 0 | 0 | 0 | 0 | 0 | 0 | 0 | 0 | 0 | 0 | 0 | 0 | 0 | 0
4921 | 4921 | 2019-07-25 01:00 | 18.31 | 0 | 0 | 0 | 0 | 0 | 0 | 0 | 0 | 0 | 0 | 0 | 0 | 0 | 0 | 0 | 0
4922 | 4922 | 2019-07-25 02:00 | 17.87 | 0 | 0 | 0 | 0 | 0 | 0 | 0 | 0 | 0 | 0 | 0 | 0 | 0 | 0 | 0 | 0
4923 | 4923 | 2019-07-25 03:00 | 17.42 | 0 | 0 | 0 | 0 | 0 | 0 | 0 | 0 | 0 | 0 | 0 | 0 | 0 | 0 | 0 | 0
4924 | 4924 | 2019-07-25 04:00 | 18.04 | 0 | 0 | 0 | 0 | 0 | 0 | 0 | 0 | 0 | 0 | 0 | 0 | 0 | 0 | 0 | 0
4925 | 4925 | 2019-07-25 05:00 | 18.66 | 0.19 | 15 | 12.6667 | 86.4619 | 4.5 | 306 | 14.7059 | 100.3814 | 0.21 | 15 | 14 | 95.5631 | 0.21 | 15 | 14 | 95.5631
4926 | 4926 | 2019-07-25 06:00 | 19.29 | 0.63 | 46 | 13.6957 | 93.4857 | 0.98 | 71 | 13.8028 | 94.2172 | 0.67 | 49 | 13.6735 | 93.3343 | 0.67 | 49 | 13.6735 | 93.3343
4927 | 4927 | 2019-07-25 07:00 | 20.07 | 1.61 | 117 | 13.7607 | 93.9296 | 1.74 | 126 | 13.8095 | 94.263 | 1.69 | 122 | 13.8525 | 94.556 | 1.69 | 122 | 13.8525 | 94.556
4928 | 4928 | 2019-07-25 08:00 | 20.84 | 1.95 | 142 | 13.7324 | 93.7365 | 1.98 | 144 | 13.75 | 93.8567 | 2.03 | 147 | 13.8095 | 94.263 | 2.03 | 147 | 13.8095 | 94.263
4929 | 4929 | 2019-07-25 09:00 | 21.62 | 1.61 | 118 | 13.6441 | 93.1336 | 1.62 | 118 | 13.7288 | 93.712 | 1.67 | 122 | 13.6885 | 93.437 | 1.67 | 122 | 13.6885 | 93.437
4930 | 4930 | 2019-07-25 10:00 | 22.04 | 2.39 | 175 | 13.6571 | 93.2228 | 2.39 | 175 | 13.6571 | 93.2228 | 2.46 | 180 | 13.6667 | 93.2878 | 2.46 | 180 | 13.6667 | 93.2878
4931 | 4931 | 2019-07-25 11:00 | 22.46 | 3.87 | 284 | 13.6268 | 93.0154 | 3.87 | 284 | 13.6268 | 93.0154 | 3.99 | 292 | 13.6644 | 93.2722 | 3.99 | 292 | 13.6644 | 93.2722
4932 | 4932 | 2019-07-25 12:00 | 22.88 | 9.39 | 727 | 12.9161 | 88.1645 | 9.39 | 727 | 12.9161 | 88.1645 | 9.7 | 750 | 12.9333 | 88.2821 | 9.71 | 751 | 12.9294 | 88.2555
4933 | 4933 | 2019-07-25 13:00 | 23.16 | 7.81 | 593 | 13.1703 | 89.8998 | 7.81 | 593 | 13.1703 | 89.8998 | 7.96 | 604 | 13.1788 | 89.9577 | 7.85 | 596 | 13.1711 | 89.9054
4934 | 4934 | 2019-07-25 14:00 | 23.44 | 7.48 | 564 | 13.2624 | 90.5284 | 7.51 | 566 | 13.2686 | 90.5703 | 7.44 | 561 | 13.262 | 90.5258 | 6.13 | 466 | 13.1545 | 89.7919
4935 | 4935 | 2019-07-25 15:00 | 23.72 | 5.63 | 418 | 13.4689 | 91.9379 | 5.7 | 422 | 13.5071 | 92.1987 | 5.52 | 410 | 13.4634 | 91.9004 | 3.29 | 250 | 13.16 | 89.8294
4936 | 4936 | 2019-07-25 16:00 | 23.29 | 4.07 | 298 | 13.6577 | 93.2267 | 4.29 | 313 | 13.7061 | 93.5568 | 3.92 | 287 | 13.6585 | 93.2323 | 2.25 | 169 | 13.3136 | 90.8779
4937 | 4937 | 2019-07-25 17:00 | 22.85 | 1.82 | 133 | 13.6842 | 93.4076 | 2.36 | 172 | 13.7209 | 93.6582 | 1.91 | 140 | 13.6429 | 93.1253 | 1.82 | 134 | 13.5821 | 92.7105
4938 | 4938 | 2019-07-25 18:00 | 22.42 | 0.7 | 53 | 13.2075 | 90.1539 | 4.71 | 327 | 14.4037 | 98.3186 | 0.75 | 56 | 13.3929 | 91.4188 | 0.75 | 56 | 13.3929 | 91.4188
4939 | 4939 | 2019-07-25 19:00 | 21.28 | 0.03 | 2 | 15 | 102.3891 | 38.41 | 2427 | 15.8261 | 108.0281 | 0.04 | 3 | 13.3333 | 91.0125 | 0.04 | 3 | 13.3333 | 91.0125
4940 | 4940 | 2019-07-25 20:00 | 20.14 | 0 | 0 | 0 | 0 | 0 | 0 | 0 | 0 | 0 | 0 | 0 | 0 | 0 | 0 | 0 | 0
4941 | 4941 | 2019-07-25 21:00 | 19.01 | 0 | 0 | 0 | 0 | 0 | 0 | 0 | 0 | 0 | 0 | 0 | 0 | 0 | 0 | 0 | 0
4942 | 4942 | 2019-07-25 22:00 | 18.75 | 0 | 0 | 0 | 0 | 0 | 0 | 0 | 0 | 0 | 0 | 0 | 0 | 0 | 0 | 0 | 0
4943 | 4943 | 2019-07-25 23:00 | 18.49 | 0 | 0 | 0 | 0 | 0 | 0 | 0 | 0 | 0 | 0 | 0 | 0 | 0 | 0 | 0 | 0
4944 | 4944 | 2019-07-26 | 18.23 | 0 | 0 | 0 | 0 | 0 | 0 | 0 | 0 | 0 | 0 | 0 | 0 | 0 | 0 | 0 | 0
4945 | 4945 | 2019-07-26 01:00 | 18 | 0 | 0 | 0 | 0 | 0 | 0 | 0 | 0 | 0 | 0 | 0 | 0 | 0 | 0 | 0 | 0
4946 | 4946 | 2019-07-26 02:00 | 17.78 | 0 | 0 | 0 | 0 | 0 | 0 | 0 | 0 | 0 | 0 | 0 | 0 | 0 | 0 | 0 | 0
4947 | 4947 | 2019-07-26 03:00 | 17.55 | 0 | 0 | 0 | 0 | 0 | 0 | 0 | 0 | 0 | 0 | 0 | 0 | 0 | 0 | 0 | 0
4948 | 4948 | 2019-07-26 04:00 | 18.16 | 0 | 0 | 0 | 0 | 0 | 0 | 0 | 0 | 0 | 0 | 0 | 0 | 0 | 0 | 0 | 0
4949 | 4949 | 2019-07-26 05:00 | 18.77 | 0.24 | 18 | 13.3333 | 91.0125 | 5.72 | 386 | 14.8187 | 101.1512 | 0.26 | 19 | 13.6842 | 93.4076 | 0.26 | 19 | 13.6842 | 93.4076
4950 | 4950 | 2019-07-26 06:00 | 19.38 | 0.48 | 36 | 13.3333 | 91.0125 | 0.76 | 55 | 13.8182 | 94.3221 | 0.51 | 38 | 13.4211 | 91.6113 | 0.51 | 38 | 13.4211 | 91.6113
4951 | 4951 | 2019-07-26 07:00 | 20.65 | 2.64 | 191 | 13.822 | 94.3481 | 2.86 | 206 | 13.8835 | 94.7679 | 2.74 | 198 | 13.8384 | 94.46 | 2.6 | 189 | 13.7566 | 93.9018
4952 | 4952 | 2019-07-26 08:00 | 21.93 | 5.17 | 377 | 13.7135 | 93.6077 | 5.26 | 384 | 13.6979 | 93.5011 | 5.11 | 373 | 13.6997 | 93.5135 | 3.53 | 262 | 13.4733 | 91.9678
4953 | 4953 | 2019-07-26 09:00 | 23.2 | 4.7 | 346 | 13.5838 | 92.7223 | 4.72 | 347 | 13.6023 | 92.8485 | 4.81 | 353 | 13.6261 | 93.0107 | 4.48 | 330 | 13.5758 | 92.6673
4954 | 4954 | 2019-07-26 10:00 | 23.69 | 5.23 | 386 | 13.5492 | 92.4862 | 5.24 | 387 | 13.5401 | 92.4236 | 5.37 | 396 | 13.5606 | 92.5639 | 5.33 | 393 | 13.5623 | 92.5757
4955 | 4955 | 2019-07-26 11:00 | 24.19 | 2.52 | 185 | 13.6216 | 92.9804 | 2.52 | 185 | 13.6216 | 92.9804 | 2.6 | 191 | 13.6126 | 92.9185 | 2.6 | 191 | 13.6126 | 92.9185
4956 | 4956 | 2019-07-26 12:00 | 24.68 | 4.66 | 344 | 13.5465 | 92.4677 | 4.66 | 344 | 13.5465 | 92.4677 | 4.81 | 354 | 13.5876 | 92.7479 | 4.81 | 354 | 13.5876 | 92.7479
4957 | 4957 | 2019-07-26 13:00 | 24.5 | 6.79 | 507 | 13.3925 | 91.4164 | 6.8 | 507 | 13.4122 | 91.551 | 6.96 | 518 | 13.4363 | 91.7153 | 6.89 | 513 | 13.4308 | 91.6778
4958 | 4958 | 2019-07-26 14:00 | 24.31 | 4.16 | 305 | 13.6393 | 93.1013 | 4.17 | 306 | 13.6275 | 93.0201 | 4.28 | 314 | 13.6306 | 93.0415 | 4.17 | 306 | 13.6275 | 93.0201
4959 | 4959 | 2019-07-26 15:00 | 24.13 | 5.24 | 384 | 13.6458 | 93.1456 | 5.3 | 389 | 13.6247 | 93.0012 | 5.2 | 382 | 13.6126 | 92.9185 | 3.59 | 267 | 13.4457 | 91.7795
4960 | 4960 | 2019-07-26 16:00 | 23.69 | 3.55 | 259 | 13.7066 | 93.5602 | 3.73 | 272 | 13.7132 | 93.6057 | 3.56 | 259 | 13.7452 | 93.8237 | 2.81 | 207 | 13.5749 | 92.6613
4961 | 4961 | 2019-07-26 17:00 | 23.25 | 2.07 | 151 | 13.7086 | 93.5741 | 2.69 | 195 | 13.7949 | 94.1629 | 2.15 | 157 | 13.6943 | 93.4762 | 1.63 | 120 | 13.5833 | 92.719
4962 | 4962 | 2019-07-26 18:00 | 22.81 | 0.39 | 30 | 13 | 88.7372 | 2.65 | 187 | 14.1711 | 96.7312 | 0.42 | 31 | 13.5484 | 92.4805 | 0.42 | 31 | 13.5484 | 92.4805
4963 | 4963 | 2019-07-26 19:00 | 21.68 | 0.13 | 10 | 13 | 88.7372 | 166.08 | 9972 | 16.6546 | 113.6835 | 0.18 | 14 | 12.8571 | 87.7621 | 0.18 | 14 | 12.8571 | 87.7621
4964 | 4964 | 2019-07-26 20:00 | 20.56 | 0 | 0 | 0 | 0 | 0 | 0 | 0 | 0 | 0 | 0 | 0 | 0 | 0 | 0 | 0 | 0
4965 | 4965 | 2019-07-26 21:00 | 19.44 | 0 | 0 | 0 | 0 | 0 | 0 | 0 | 0 | 0 | 0 | 0 | 0 | 0 | 0 | 0 | 0
4966 | 4966 | 2019-07-26 22:00 | 18.96 | 0 | 0 | 0 | 0 | 0 | 0 | 0 | 0 | 0 | 0 | 0 | 0 | 0 | 0 | 0 | 0
4967 | 4967 | 2019-07-26 23:00 | 18.47 | 0 | 0 | 0 | 0 | 0 | 0 | 0 | 0 | 0 | 0 | 0 | 0 | 0 | 0 | 0 | 0
4968 | 4968 | 2019-07-27 | 17.99 | 0 | 0 | 0 | 0 | 0 | 0 | 0 | 0 | 0 | 0 | 0 | 0 | 0 | 0 | 0 | 0
4969 | 4969 | 2019-07-27 01:00 | 17.72 | 0 | 0 | 0 | 0 | 0 | 0 | 0 | 0 | 0 | 0 | 0 | 0 | 0 | 0 | 0 | 0
4970 | 4970 | 2019-07-27 02:00 | 17.46 | 0 | 0 | 0 | 0 | 0 | 0 | 0 | 0 | 0 | 0 | 0 | 0 | 0 | 0 | 0 | 0
4971 | 4971 | 2019-07-27 03:00 | 17.19 | 0 | 0 | 0 | 0 | 0 | 0 | 0 | 0 | 0 | 0 | 0 | 0 | 0 | 0 | 0 | 0
4972 | 4972 | 2019-07-27 04:00 | 17.7 | 0 | 0 | 0 | 0 | 0 | 0 | 0 | 0 | 0 | 0 | 0 | 0 | 0 | 0 | 0 | 0
4973 | 4973 | 2019-07-27 05:00 | 18.21 | 0.71 | 52 | 13.6538 | 93.2003 | 17.04 | 1108 | 15.3791 | 104.9765 | 0.75 | 55 | 13.6364 | 93.081 | 0.75 | 55 | 13.6364 | 93.081
4974 | 4974 | 2019-07-27 06:00 | 18.73 | 1.77 | 128 | 13.8281 | 94.3899 | 2.79 | 197 | 14.1624 | 96.6719 | 1.9 | 137 | 13.8686 | 94.6663 | 1.47 | 107 | 13.7383 | 93.7769
4975 | 4975 | 2019-07-27 07:00 | 19.36 | 3.9 | 280 | 13.9286 | 95.0756 | 4.23 | 302 | 14.0066 | 95.6083 | 3.69 | 265 | 13.9245 | 95.048 | 1.64 | 122 | 13.4426 | 91.7585
4976 | 4976 | 2019-07-27 08:00 | 19.98 | 6.37 | 464 | 13.7284 | 93.7095 | 6.49 | 472 | 13.75 | 93.8567 | 5.93 | 433 | 13.6952 | 93.4823 | 1.89 | 145 | 13.0345 | 88.9726
4977 | 4977 | 2019-07-27 09:00 | 20.61 | 8.04 | 599 | 13.4224 | 91.6203 | 8.08 | 602 | 13.4219 | 91.6172 | 7.83 | 585 | 13.3846 | 91.3626 | 4.94 | 376 | 13.1383 | 89.6812
4978 | 4978 | 2019-07-27 10:00 | 21.01 | 8.48 | 640 | 13.25 | 90.4437 | 8.49 | 641 | 13.2449 | 90.4091 | 8.58 | 647 | 13.2612 | 90.5202 | 8.25 | 623 | 13.2424 | 90.3916
4979 | 4979 | 2019-07-27 11:00 | 21.41 | 8.25 | 623 | 13.2424 | 90.3916 | 8.26 | 624 | 13.2372 | 90.3562 | 8.51 | 642 | 13.2555 | 90.4809 | 8.5 | 641 | 13.2605 | 90.5156
4980 | 4980 | 2019-07-27 12:00 | 21.81 | 6.68 | 497 | 13.4406 | 91.745 | 6.68 | 497 | 13.4406 | 91.745 | 6.89 | 512 | 13.457 | 91.8569 | 6.89 | 512 | 13.457 | 91.8569
4981 | 4981 | 2019-07-27 13:00 | 21.94 | 6.46 | 479 | 13.4864 | 92.0575 | 6.46 | 479 | 13.4864 | 92.0575 | 6.62 | 490 | 13.5102 | 92.2198 | 6.56 | 486 | 13.4979 | 92.1361
4982 | 4982 | 2019-07-27 14:00 | 22.08 | 6.33 | 468 | 13.5256 | 92.3252 | 6.35 | 470 | 13.5106 | 92.2228 | 6.39 | 472 | 13.5381 | 92.4105 | 5.7 | 424 | 13.4434 | 91.7638
4983 | 4983 | 2019-07-27 15:00 | 22.21 | 4.75 | 347 | 13.6888 | 93.4386 | 4.8 | 351 | 13.6752 | 93.3462 | 4.77 | 349 | 13.6676 | 93.2943 | 3.7 | 274 | 13.5036 | 92.1751
4984 | 4984 | 2019-07-27 16:00 | 21.83 | 2.72 | 198 | 13.7374 | 93.7705 | 2.86 | 208 | 13.75 | 93.8567 | 2.81 | 204 | 13.7745 | 94.024 | 2.63 | 192 | 13.6979 | 93.5011
4985 | 4985 | 2019-07-27 17:00 | 21.44 | 1.42 | 104 | 13.6538 | 93.2003 | 1.85 | 134 | 13.806 | 94.2387 | 1.5 | 110 | 13.6364 | 93.081 | 1.48 | 109 | 13.578 | 92.6825
4986 | 4986 | 2019-07-27 18:00 | 21.06 | 0.65 | 48 | 13.5417 | 92.4346 | 4.44 | 307 | 14.4625 | 98.7204 | 0.69 | 51 | 13.5294 | 92.3509 | 0.69 | 51 | 13.5294 | 92.3509
4987 | 4987 | 2019-07-27 19:00 | 20.12 | 0.1 | 7 | 14.2857 | 97.5134 | 127.56 | 7692 | 16.5835 | 113.1977 | 0.14 | 11 | 12.7273 | 86.8756 | 0.14 | 11 | 12.7273 | 86.8756
4988 | 4988 | 2019-07-27 20:00 | 19.19 | 0 | 0 | 0 | 0 | 0 | 0 | 0 | 0 | 0 | 0 | 0 | 0 | 0 | 0 | 0 | 0
4989 | 4989 | 2019-07-27 21:00 | 18.26 | 0 | 0 | 0 | 0 | 0 | 0 | 0 | 0 | 0 | 0 | 0 | 0 | 0 | 0 | 0 | 0
4990 | 4990 | 2019-07-27 22:00 | 17.85 | 0 | 0 | 0 | 0 | 0 | 0 | 0 | 0 | 0 | 0 | 0 | 0 | 0 | 0 | 0 | 0
4991 | 4991 | 2019-07-27 23:00 | 17.44 | 0 | 0 | 0 | 0 | 0 | 0 | 0 | 0 | 0 | 0 | 0 | 0 | 0 | 0 | 0 | 0
4992 | 4992 | 2019-07-28 | 17.03 | 0 | 0 | 0 | 0 | 0 | 0 | 0 | 0 | 0 | 0 | 0 | 0 | 0 | 0 | 0 | 0
4993 | 4993 | 2019-07-28 01:00 | 16.37 | 0 | 0 | 0 | 0 | 0 | 0 | 0 | 0 | 0 | 0 | 0 | 0 | 0 | 0 | 0 | 0
4994 | 4994 | 2019-07-28 02:00 | 15.7 | 0 | 0 | 0 | 0 | 0 | 0 | 0 | 0 | 0 | 0 | 0 | 0 | 0 | 0 | 0 | 0
4995 | 4995 | 2019-07-28 03:00 | 15.04 | 0 | 0 | 0 | 0 | 0 | 0 | 0 | 0 | 0 | 0 | 0 | 0 | 0 | 0 | 0 | 0
4996 | 4996 | 2019-07-28 04:00 | 15.7 | 0 | 0 | 0 | 0 | 0 | 0 | 0 | 0 | 0 | 0 | 0 | 0 | 0 | 0 | 0 | 0
4997 | 4997 | 2019-07-28 05:00 | 16.36 | 0.79 | 57 | 13.8596 | 94.6051 | 19.37 | 1245 | 15.5582 | 106.1995 | 0.84 | 61 | 13.7705 | 93.9965 | 0.84 | 61 | 13.7705 | 93.9965
4998 | 4998 | 2019-07-28 06:00 | 17.02 | 1.74 | 124 | 14.0323 | 95.7833 | 2.74 | 193 | 14.1969 | 96.9071 | 1.85 | 132 | 14.0152 | 95.6666 | 1.78 | 127 | 14.0157 | 95.6706
4999 | 4999 | 2019-07-28 07:00 | 18.49 | 3.03 | 217 | 13.9631 | 95.3115 | 3.28 | 234 | 14.0171 | 95.6798 | 3.11 | 222 | 14.009 | 95.6246 | 2.79 | 200 | 13.95 | 95.2218
5000 | 5000 | 2019-07-28 08:00 | 19.97 | 6.45 | 466 | 13.8412 | 94.4792 | 6.57 | 474 | 13.8608 | 94.6127 | 5.99 | 434 | 13.8018 | 94.2105 | 1.79 | 137 | 13.0657 | 89.1856
5001 | 5001 | 2019-07-28 09:00 | 21.44 | 8.59 | 636 | 13.5063 | 92.1931 | 8.63 | 639 | 13.5055 | 92.1876 | 8.27 | 614 | 13.4691 | 91.9389 | 4.59 | 350 | 13.1143 | 89.5173
5002 | 5002 | 2019-07-28 10:00 | 21.99 | 9.03 | 677 | 13.3383 | 91.0461 | 9.04 | 678 | 13.3333 | 91.0125 | 9.1 | 682 | 13.3431 | 91.0792 | 8.71 | 654 | 13.318 | 90.9081
5003 | 5003 | 2019-07-28 11:00 | 22.54 | 6.98 | 517 | 13.501 | 92.1568 | 6.98 | 517 | 13.501 | 92.1568 | 7.2 | 532 | 13.5338 | 92.3811 | 7.2 | 532 | 13.5338 | 92.3811
5004 | 5004 | 2019-07-28 12:00 | 23.09 | 7.55 | 562 | 13.4342 | 91.7008 | 7.56 | 562 | 13.452 | 91.8222 | 7.8 | 579 | 13.4715 | 91.9556 | 7.8 | 579 | 13.4715 | 91.9556
5005 | 5005 | 2019-07-28 13:00 | 22.88 | 6.71 | 495 | 13.5556 | 92.5294 | 6.72 | 495 | 13.5758 | 92.6673 | 6.88 | 506 | 13.5968 | 92.8112 | 6.81 | 502 | 13.5657 | 92.5989
5006 | 5006 | 2019-07-28 14:00 | 22.67 | 1.71 | 125 | 13.68 | 93.3788 | 1.71 | 125 | 13.68 | 93.3788 | 1.77 | 129 | 13.7209 | 93.6582 | 1.77 | 129 | 13.7209 | 93.6582
5007 | 5007 | 2019-07-28 15:00 | 22.46 | 2.41 | 175 | 13.7714 | 94.0029 | 2.44 | 177 | 13.7853 | 94.0977 | 2.5 | 182 | 13.7363 | 93.7629 | 2.49 | 181 | 13.7569 | 93.9038
5008 | 5008 | 2019-07-28 16:00 | 21.97 | 2.34 | 170 | 13.7647 | 93.957 | 2.46 | 178 | 13.8202 | 94.336 | 2.43 | 176 | 13.8068 | 94.2445 | 2.36 | 171 | 13.8012 | 94.2059
5009 | 5009 | 2019-07-28 17:00 | 21.47 | 0.57 | 43 | 13.2558 | 90.4834 | 0.75 | 55 | 13.6364 | 93.081 | 0.61 | 45 | 13.5556 | 92.5294 | 0.61 | 45 | 13.5556 | 92.5294
5010 | 5010 | 2019-07-28 18:00 | 20.98 | 0.13 | 10 | 13 | 88.7372 | 0.93 | 68 | 13.6765 | 93.3547 | 0.14 | 11 | 12.7273 | 86.8756 | 0.14 | 11 | 12.7273 | 86.8756
5011 | 5011 | 2019-07-28 19:00 | 20 | 0 | 0 | 0 | 0 | 0 | 0 | 0 | 0 | 0 | 0 | 0 | 0 | 0 | 0 | 0 | 0
5012 | 5012 | 2019-07-28 20:00 | 19.02 | 0 | 0 | 0 | 0 | 0 | 0 | 0 | 0 | 0 | 0 | 0 | 0 | 0 | 0 | 0 | 0
5013 | 5013 | 2019-07-28 21:00 | 18.05 | 0 | 0 | 0 | 0 | 0 | 0 | 0 | 0 | 0 | 0 | 0 | 0 | 0 | 0 | 0 | 0
5014 | 5014 | 2019-07-28 22:00 | 18.03 | 0 | 0 | 0 | 0 | 0 | 0 | 0 | 0 | 0 | 0 | 0 | 0 | 0 | 0 | 0 | 0
5015 | 5015 | 2019-07-28 23:00 | 18.02 | 0 | 0 | 0 | 0 | 0 | 0 | 0 | 0 | 0 | 0 | 0 | 0 | 0 | 0 | 0 | 0
5016 | 5016 | 2019-07-29 | 18 | 0 | 0 | 0 | 0 | 0 | 0 | 0 | 0 | 0 | 0 | 0 | 0 | 0 | 0 | 0 | 0
5017 | 5017 | 2019-07-29 01:00 | 17.52 | 0 | 0 | 0 | 0 | 0 | 0 | 0 | 0 | 0 | 0 | 0 | 0 | 0 | 0 | 0 | 0
5018 | 5018 | 2019-07-29 02:00 | 17.03 | 0 | 0 | 0 | 0 | 0 | 0 | 0 | 0 | 0 | 0 | 0 | 0 | 0 | 0 | 0 | 0
5019 | 5019 | 2019-07-29 03:00 | 16.55 | 0 | 0 | 0 | 0 | 0 | 0 | 0 | 0 | 0 | 0 | 0 | 0 | 0 | 0 | 0 | 0
5020 | 5020 | 2019-07-29 04:00 | 17.03 | 0 | 0 | 0 | 0 | 0 | 0 | 0 | 0 | 0 | 0 | 0 | 0 | 0 | 0 | 0 | 0
5021 | 5021 | 2019-07-29 05:00 | 17.51 | 0.16 | 12 | 13.3333 | 91.0125 | 4 | 272 | 14.7059 | 100.3814 | 0.17 | 13 | 13.0769 | 89.2623 | 0.17 | 13 | 13.0769 | 89.2623
5022 | 5022 | 2019-07-29 06:00 | 18 | 0.42 | 31 | 13.5484 | 92.4805 | 0.67 | 49 | 13.6735 | 93.3343 | 0.45 | 33 | 13.6364 | 93.081 | 0.45 | 33 | 13.6364 | 93.081
5023 | 5023 | 2019-07-29 07:00 | 18.55 | 2 | 143 | 13.986 | 95.4677 | 2.16 | 155 | 13.9355 | 95.1228 | 2.09 | 150 | 13.9333 | 95.1081 | 2.07 | 149 | 13.8926 | 94.8302
5024 | 5024 | 2019-07-29 08:00 | 19.09 | 1.41 | 102 | 13.8235 | 94.3586 | 1.44 | 104 | 13.8462 | 94.513 | 1.47 | 106 | 13.8679 | 94.6616 | 1.47 | 106 | 13.8679 | 94.6616
5025 | 5025 | 2019-07-29 09:00 | 19.64 | 5.14 | 370 | 13.8919 | 94.8252 | 5.17 | 372 | 13.8978 | 94.8659 | 5.12 | 369 | 13.8753 | 94.7122 | 3.93 | 286 | 13.7413 | 93.797
5026 | 5026 | 2019-07-29 10:00 | 19.7 | 2.24 | 161 | 13.913 | 94.9696 | 2.24 | 161 | 13.913 | 94.9696 | 2.31 | 166 | 13.9157 | 94.9875 | 2.31 | 166 | 13.9157 | 94.9875
5027 | 5027 | 2019-07-29 11:00 | 19.75 | 4.46 | 321 | 13.8941 | 94.8401 | 4.46 | 321 | 13.8941 | 94.8401 | 4.6 | 330 | 13.9394 | 95.1494 | 4.6 | 330 | 13.9394 | 95.1494
5028 | 5028 | 2019-07-29 12:00 | 19.81 | 6.25 | 453 | 13.7969 | 94.1769 | 6.25 | 453 | 13.7969 | 94.1769 | 6.44 | 467 | 13.7901 | 94.1307 | 6.44 | 467 | 13.7901 | 94.1307
5029 | 5029 | 2019-07-29 13:00 | 20.03 | 7.06 | 515 | 13.7087 | 93.575 | 7.06 | 516 | 13.6822 | 93.3937 | 7.22 | 527 | 13.7002 | 93.5167 | 7.15 | 522 | 13.6973 | 93.4971
5030 | 5030 | 2019-07-29 14:00 | 20.25 | 7.95 | 583 | 13.6364 | 93.081 | 7.97 | 584 | 13.6473 | 93.1554 | 7.87 | 577 | 13.6395 | 93.1025 | 6.35 | 470 | 13.5106 | 92.2228
5031 | 5031 | 2019-07-29 15:00 | 20.47 | 5.32 | 384 | 13.8542 | 94.5677 | 5.38 | 389 | 13.8303 | 94.405 | 5.27 | 381 | 13.832 | 94.4165 | 3.57 | 263 | 13.5741 | 92.6563
5032 | 5032 | 2019-07-29 16:00 | 20.06 | 4.2 | 300 | 14 | 95.5631 | 4.42 | 315 | 14.0317 | 95.7798 | 3.98 | 285 | 13.9649 | 95.3236 | 1.98 | 146 | 13.5616 | 92.5709
5033 | 5033 | 2019-07-29 17:00 | 19.65 | 2.05 | 148 | 13.8514 | 94.5485 | 2.68 | 191 | 14.0314 | 95.7776 | 2.15 | 154 | 13.961 | 95.2972 | 1.76 | 127 | 13.8583 | 94.5957
5034 | 5034 | 2019-07-29 18:00 | 19.24 | 0.75 | 55 | 13.6364 | 93.081 | 5.31 | 362 | 14.6685 | 100.1263 | 0.8 | 59 | 13.5593 | 92.5551 | 0.8 | 59 | 13.5593 | 92.5551
5035 | 5035 | 2019-07-29 19:00 | 18.65 | 0 | 0 | 0 | 0 | 0 | 0 | 0 | 0 | 0 | 0 | 0 | 0 | 0 | 0 | 0 | 0
5036 | 5036 | 2019-07-29 20:00 | 18.07 | 0 | 0 | 0 | 0 | 0 | 0 | 0 | 0 | 0 | 0 | 0 | 0 | 0 | 0 | 0 | 0
5037 | 5037 | 2019-07-29 21:00 | 17.49 | 0 | 0 | 0 | 0 | 0 | 0 | 0 | 0 | 0 | 0 | 0 | 0 | 0 | 0 | 0 | 0
5038 | 5038 | 2019-07-29 22:00 | 17.2 | 0 | 0 | 0 | 0 | 0 | 0 | 0 | 0 | 0 | 0 | 0 | 0 | 0 | 0 | 0 | 0
5039 | 5039 | 2019-07-29 23:00 | 16.91 | 0 | 0 | 0 | 0 | 0 | 0 | 0 | 0 | 0 | 0 | 0 | 0 | 0 | 0 | 0 | 0
5040 | 5040 | 2019-07-30 | 16.62 | 0 | 0 | 0 | 0 | 0 | 0 | 0 | 0 | 0 | 0 | 0 | 0 | 0 | 0 | 0 | 0
5041 | 5041 | 2019-07-30 01:00 | 16.41 | 0 | 0 | 0 | 0 | 0 | 0 | 0 | 0 | 0 | 0 | 0 | 0 | 0 | 0 | 0 | 0
5042 | 5042 | 2019-07-30 02:00 | 16.21 | 0 | 0 | 0 | 0 | 0 | 0 | 0 | 0 | 0 | 0 | 0 | 0 | 0 | 0 | 0 | 0
5043 | 5043 | 2019-07-30 03:00 | 16 | 0 | 0 | 0 | 0 | 0 | 0 | 0 | 0 | 0 | 0 | 0 | 0 | 0 | 0 | 0 | 0
5044 | 5044 | 2019-07-30 04:00 | 16.31 | 0 | 0 | 0 | 0 | 0 | 0 | 0 | 0 | 0 | 0 | 0 | 0 | 0 | 0 | 0 | 0
5045 | 5045 | 2019-07-30 05:00 | 16.62 | 0.64 | 46 | 13.913 | 94.9696 | 16.21 | 1048 | 15.4676 | 105.5806 | 0.68 | 49 | 13.8776 | 94.7273 | 0.68 | 49 | 13.8776 | 94.7273
5046 | 5046 | 2019-07-30 06:00 | 16.93 | 0.72 | 53 | 13.5849 | 92.7297 | 1.14 | 82 | 13.9024 | 94.8972 | 0.77 | 56 | 13.75 | 93.8567 | 0.77 | 56 | 13.75 | 93.8567
5047 | 5047 | 2019-07-30 07:00 | 17.47 | 1.55 | 111 | 13.964 | 95.3172 | 1.68 | 120 | 14 | 95.5631 | 1.62 | 116 | 13.9655 | 95.3278 | 1.62 | 116 | 13.9655 | 95.3278
5048 | 5048 | 2019-07-30 08:00 | 18.01 | 1.03 | 75 | 13.7333 | 93.7429 | 1.05 | 76 | 13.8158 | 94.3057 | 1.07 | 78 | 13.7179 | 93.6379 | 1.07 | 78 | 13.7179 | 93.6379
5049 | 5049 | 2019-07-30 09:00 | 18.55 | 4.22 | 301 | 14.0199 | 95.6992 | 4.24 | 302 | 14.0397 | 95.8344 | 4.34 | 309 | 14.0453 | 95.8724 | 4.17 | 298 | 13.9933 | 95.5173
5050 | 5050 | 2019-07-30 10:00 | 18.98 | 4.15 | 297 | 13.9731 | 95.3793 | 4.16 | 298 | 13.9597 | 95.2883 | 4.28 | 306 | 13.9869 | 95.4739 | 4.27 | 305 | 14 | 95.5631
5051 | 5051 | 2019-07-30 11:00 | 19.41 | 4.73 | 340 | 13.9118 | 94.9609 | 4.74 | 340 | 13.9412 | 95.1616 | 4.88 | 350 | 13.9429 | 95.1731 | 4.88 | 350 | 13.9429 | 95.1731
5052 | 5052 | 2019-07-30 12:00 | 19.84 | 4.79 | 345 | 13.8841 | 94.7717 | 4.79 | 345 | 13.8841 | 94.7717 | 4.94 | 355 | 13.9155 | 94.9863 | 4.94 | 355 | 13.9155 | 94.9863
5053 | 5053 | 2019-07-30 13:00 | 20.36 | 7.76 | 567 | 13.6861 | 93.4203 | 7.77 | 567 | 13.7037 | 93.5406 | 7.93 | 579 | 13.696 | 93.4882 | 7.83 | 572 | 13.6888 | 93.439
5054 | 5054 | 2019-07-30 14:00 | 20.88 | 8.45 | 618 | 13.6731 | 93.332 | 8.47 | 619 | 13.6834 | 93.4018 | 8.3 | 607 | 13.6738 | 93.3366 | 6.42 | 475 | 13.5158 | 92.2579
5055 | 5055 | 2019-07-30 15:00 | 21.4 | 5 | 361 | 13.8504 | 94.5421 | 5.06 | 365 | 13.863 | 94.6281 | 5 | 361 | 13.8504 | 94.5421 | 3.68 | 269 | 13.6803 | 93.3809
5056 | 5056 | 2019-07-30 16:00 | 21.2 | 4.3 | 307 | 14.0065 | 95.6076 | 4.52 | 323 | 13.9938 | 95.5209 | 3.98 | 285 | 13.9649 | 95.3236 | 1.46 | 109 | 13.3945 | 91.43
5057 | 5057 | 2019-07-30 17:00 | 21 | 1.58 | 115 | 13.7391 | 93.7825 | 2.06 | 149 | 13.8255 | 94.372 | 1.67 | 121 | 13.8017 | 94.2092 | 1.62 | 118 | 13.7288 | 93.712
5058 | 5058 | 2019-07-30 18:00 | 20.8 | 0.79 | 59 | 13.3898 | 91.3982 | 5.71 | 391 | 14.6036 | 99.6831 | 0.85 | 62 | 13.7097 | 93.5814 | 0.85 | 62 | 13.7097 | 93.5814
5059 | 5059 | 2019-07-30 19:00 | 20.06 | 0 | 0 | 0 | 0 | 0 | 0 | 0 | 0 | 0 | 0 | 0 | 0 | 0 | 0 | 0 | 0
5060 | 5060 | 2019-07-30 20:00 | 19.33 | 0 | 0 | 0 | 0 | 0 | 0 | 0 | 0 | 0 | 0 | 0 | 0 | 0 | 0 | 0 | 0
5061 | 5061 | 2019-07-30 21:00 | 18.6 | 0 | 0 | 0 | 0 | 0 | 0 | 0 | 0 | 0 | 0 | 0 | 0 | 0 | 0 | 0 | 0
5062 | 5062 | 2019-07-30 22:00 | 18.56 | 0 | 0 | 0 | 0 | 0 | 0 | 0 | 0 | 0 | 0 | 0 | 0 | 0 | 0 | 0 | 0
5063 | 5063 | 2019-07-30 23:00 | 18.51 | 0 | 0 | 0 | 0 | 0 | 0 | 0 | 0 | 0 | 0 | 0 | 0 | 0 | 0 | 0 | 0
5064 | 5064 | 2019-07-31 | 18.47 | 0 | 0 | 0 | 0 | 0 | 0 | 0 | 0 | 0 | 0 | 0 | 0 | 0 | 0 | 0 | 0
5065 | 5065 | 2019-07-31 01:00 | 17.75 | 0 | 0 | 0 | 0 | 0 | 0 | 0 | 0 | 0 | 0 | 0 | 0 | 0 | 0 | 0 | 0
5066 | 5066 | 2019-07-31 02:00 | 17.03 | 0 | 0 | 0 | 0 | 0 | 0 | 0 | 0 | 0 | 0 | 0 | 0 | 0 | 0 | 0 | 0
5067 | 5067 | 2019-07-31 03:00 | 16.31 | 0 | 0 | 0 | 0 | 0 | 0 | 0 | 0 | 0 | 0 | 0 | 0 | 0 | 0 | 0 | 0
5068 | 5068 | 2019-07-31 04:00 | 16.81 | 0 | 0 | 0 | 0 | 0 | 0 | 0 | 0 | 0 | 0 | 0 | 0 | 0 | 0 | 0 | 0
5069 | 5069 | 2019-07-31 05:00 | 17.32 | 0.77 | 56 | 13.75 | 93.8567 | 19.92 | 1283 | 15.5261 | 105.9803 | 0.82 | 59 | 13.8983 | 94.869 | 0.82 | 59 | 13.8983 | 94.869
5070 | 5070 | 2019-07-31 06:00 | 17.83 | 1.85 | 132 | 14.0152 | 95.6666 | 2.93 | 206 | 14.2233 | 97.0874 | 1.97 | 141 | 13.9716 | 95.3695 | 1.77 | 127 | 13.937 | 95.1332
5071 | 5071 | 2019-07-31 07:00 | 19.04 | 2.79 | 200 | 13.95 | 95.2218 | 3.02 | 215 | 14.0465 | 95.8806 | 2.88 | 206 | 13.9806 | 95.4306 | 2.66 | 191 | 13.9267 | 95.0628
5072 | 5072 | 2019-07-31 08:00 | 20.25 | 2.6 | 187 | 13.9037 | 94.9061 | 2.65 | 191 | 13.8743 | 94.7054 | 2.7 | 194 | 13.9175 | 95.0002 | 2.67 | 192 | 13.9062 | 94.9232
5073 | 5073 | 2019-07-31 09:00 | 21.46 | 4.46 | 323 | 13.808 | 94.2529 | 4.48 | 324 | 13.8272 | 94.3833 | 4.57 | 331 | 13.8066 | 94.2433 | 4.32 | 314 | 13.758 | 93.911
5074 | 5074 | 2019-07-31 10:00 | 21.78 | 2.21 | 160 | 13.8125 | 94.2833 | 2.21 | 161 | 13.7267 | 93.6977 | 2.28 | 165 | 13.8182 | 94.3221 | 2.28 | 165 | 13.8182 | 94.3221
5075 | 5075 | 2019-07-31 11:00 | 22.11 | 7.02 | 518 | 13.5521 | 92.506 | 7.02 | 518 | 13.5521 | 92.506 | 7.24 | 533 | 13.5835 | 92.7201 | 7.24 | 533 | 13.5835 | 92.7201
5076 | 5076 | 2019-07-31 12:00 | 22.43 | 7.69 | 571 | 13.4676 | 91.929 | 7.69 | 571 | 13.4676 | 91.929 | 7.94 | 589 | 13.4805 | 92.0169 | 7.94 | 589 | 13.4805 | 92.0169
5077 | 5077 | 2019-07-31 13:00 | 22.24 | 5.24 | 383 | 13.6815 | 93.3888 | 5.24 | 383 | 13.6815 | 93.3888 | 5.39 | 393 | 13.715 | 93.6178 | 5.37 | 392 | 13.699 | 93.5084
5078 | 5078 | 2019-07-31 14:00 | 22.05 | 0.74 | 55 | 13.4545 | 91.8399 | 0.74 | 55 | 13.4545 | 91.8399 | 0.77 | 57 | 13.5088 | 92.21 | 0.77 | 57 | 13.5088 | 92.21
5079 | 5079 | 2019-07-31 15:00 | 21.86 | 1.69 | 123 | 13.7398 | 93.7873 | 1.71 | 125 | 13.68 | 93.3788 | 1.75 | 128 | 13.6719 | 93.3234 | 1.75 | 128 | 13.6719 | 93.3234
5080 | 5080 | 2019-07-31 16:00 | 21.37 | 1.96 | 143 | 13.7063 | 93.5583 | 2.07 | 150 | 13.8 | 94.198 | 2.05 | 149 | 13.7584 | 93.9139 | 2.03 | 147 | 13.8095 | 94.263
5081 | 5081 | 2019-07-31 17:00 | 20.89 | 1.53 | 112 | 13.6607 | 93.2472 | 2.01 | 145 | 13.8621 | 94.6216 | 1.62 | 118 | 13.7288 | 93.712 | 1.58 | 115 | 13.7391 | 93.7825
5082 | 5082 | 2019-07-31 18:00 | 20.4 | 0.27 | 21 | 12.8571 | 87.7621 | 2.02 | 143 | 14.1259 | 96.4223 | 0.29 | 22 | 13.1818 | 89.9783 | 0.29 | 22 | 13.1818 | 89.9783
5083 | 5083 | 2019-07-31 19:00 | 19.07 | 0 | 0 | 0 | 0 | 0 | 0 | 0 | 0 | 0 | 0 | 0 | 0 | 0 | 0 | 0 | 0
5084 | 5084 | 2019-07-31 20:00 | 17.74 | 0 | 0 | 0 | 0 | 0 | 0 | 0 | 0 | 0 | 0 | 0 | 0 | 0 | 0 | 0 | 0
5085 | 5085 | 2019-07-31 21:00 | 16.42 | 0 | 0 | 0 | 0 | 0 | 0 | 0 | 0 | 0 | 0 | 0 | 0 | 0 | 0 | 0 | 0
5086 | 5086 | 2019-07-31 22:00 | 16.12 | 0 | 0 | 0 | 0 | 0 | 0 | 0 | 0 | 0 | 0 | 0 | 0 | 0 | 0 | 0 | 0
5087 | 5087 | 2019-07-31 23:00 | 15.83 | 0 | 0 | 0 | 0 | 0 | 0 | 0 | 0 | 0 | 0 | 0 | 0 | 0 | 0 | 0 | 0
5088 | 5088 | 2019-08-01 | 15.53 | 0 | 0 | 0 | 0 | 0 | 0 | 0 | 0 | 0 | 0 | 0 | 0 | 0 | 0 | 0 | 0
5089 | 5089 | 2019-08-01 01:00 | 15.33 | 0 | 0 | 0 | 0 | 0 | 0 | 0 | 0 | 0 | 0 | 0 | 0 | 0 | 0 | 0 | 0
5090 | 5090 | 2019-08-01 02:00 | 15.13 | 0 | 0 | 0 | 0 | 0 | 0 | 0 | 0 | 0 | 0 | 0 | 0 | 0 | 0 | 0 | 0
5091 | 5091 | 2019-08-01 03:00 | 14.93 | 0 | 0 | 0 | 0 | 0 | 0 | 0 | 0 | 0 | 0 | 0 | 0 | 0 | 0 | 0 | 0
5092 | 5092 | 2019-08-01 04:00 | 15.53 | 0 | 0 | 0 | 0 | 0 | 0 | 0 | 0 | 0 | 0 | 0 | 0 | 0 | 0 | 0 | 0
5093 | 5093 | 2019-08-01 05:00 | 16.14 | 0.65 | 47 | 13.8298 | 94.4013 | 17.14 | 1105 | 15.5113 | 105.8793 | 0.69 | 50 | 13.8 | 94.198 | 0.69 | 50 | 13.8 | 94.198
5094 | 5094 | 2019-08-01 06:00 | 16.75 | 0.4 | 30 | 13.3333 | 91.0125 | 0.64 | 46 | 13.913 | 94.9696 | 0.43 | 31 | 13.871 | 94.6824 | 0.43 | 31 | 13.871 | 94.6824
5095 | 5095 | 2019-08-01 07:00 | 17.67 | 2.24 | 160 | 14 | 95.5631 | 2.43 | 173 | 14.0462 | 95.8788 | 2.34 | 167 | 14.012 | 95.6449 | 2.29 | 164 | 13.9634 | 95.3134
5096 | 5096 | 2019-08-01 08:00 | 18.58 | 5.53 | 398 | 13.8945 | 94.8428 | 5.63 | 405 | 13.9012 | 94.889 | 5.39 | 388 | 13.8918 | 94.8242 | 3.2 | 236 | 13.5593 | 92.5551
5097 | 5097 | 2019-08-01 09:00 | 19.5 | 3.74 | 270 | 13.8519 | 94.5519 | 3.76 | 271 | 13.8745 | 94.7067 | 3.86 | 278 | 13.8849 | 94.7774 | 3.77 | 272 | 13.8603 | 94.6095
5098 | 5098 | 2019-08-01 10:00 | 19.79 | 2.64 | 190 | 13.8947 | 94.8446 | 2.65 | 191 | 13.8743 | 94.7054 | 2.73 | 196 | 13.9286 | 95.0756 | 2.73 | 196 | 13.9286 | 95.0756
5099 | 5099 | 2019-08-01 11:00 | 20.09 | 5.11 | 371 | 13.7736 | 94.0176 | 5.11 | 371 | 13.7736 | 94.0176 | 5.27 | 382 | 13.7958 | 94.1694 | 5.27 | 382 | 13.7958 | 94.1694
5100 | 5100 | 2019-08-01 12:00 | 20.38 | 3.3 | 238 | 13.8655 | 94.6454 | 3.3 | 238 | 13.8655 | 94.6454 | 3.41 | 245 | 13.9184 | 95.0059 | 3.41 | 245 | 13.9184 | 95.0059
5101 | 5101 | 2019-08-01 13:00 | 19.89 | 5.38 | 390 | 13.7949 | 94.1629 | 5.39 | 390 | 13.8205 | 94.338 | 5.54 | 400 | 13.85 | 94.5392 | 5.51 | 399 | 13.8095 | 94.263
5102 | 5102 | 2019-08-01 14:00 | 19.39 | 6.6 | 478 | 13.8075 | 94.2494 | 6.62 | 480 | 13.7917 | 94.1411 | 6.64 | 482 | 13.7759 | 94.0337 | 5.86 | 427 | 13.7237 | 93.6768
5103 | 5103 | 2019-08-01 15:00 | 18.9 | 3.29 | 236 | 13.9407 | 95.1582 | 3.33 | 238 | 13.9916 | 95.5058 | 3.4 | 243 | 13.9918 | 95.507 | 3.23 | 232 | 13.9224 | 95.0335
5104 | 5104 | 2019-08-01 16:00 | 18.51 | 4.31 | 305 | 14.1311 | 96.4583 | 4.54 | 321 | 14.1433 | 96.5413 | 3.96 | 281 | 14.0925 | 96.1947 | 1.28 | 95 | 13.4737 | 91.9705
5105 | 5105 | 2019-08-01 17:00 | 18.13 | 1.86 | 133 | 13.985 | 95.4605 | 2.44 | 172 | 14.186 | 96.8331 | 1.92 | 137 | 14.0146 | 95.6628 | 1.11 | 81 | 13.7037 | 93.5406
5106 | 5106 | 2019-08-01 18:00 | 17.74 | 0.67 | 49 | 13.6735 | 93.3343 | 5.03 | 341 | 14.7507 | 100.6876 | 0.72 | 52 | 13.8462 | 94.513 | 0.72 | 52 | 13.8462 | 94.513
5107 | 5107 | 2019-08-01 19:00 | 16.61 | 0 | 0 | 0 | 0 | 0 | 0 | 0 | 0 | 0 | 0 | 0 | 0 | 0 | 0 | 0 | 0
5108 | 5108 | 2019-08-01 20:00 | 15.49 | 0 | 0 | 0 | 0 | 0 | 0 | 0 | 0 | 0 | 0 | 0 | 0 | 0 | 0 | 0 | 0
5109 | 5109 | 2019-08-01 21:00 | 14.37 | 0 | 0 | 0 | 0 | 0 | 0 | 0 | 0 | 0 | 0 | 0 | 0 | 0 | 0 | 0 | 0
5110 | 5110 | 2019-08-01 22:00 | 13.62 | 0 | 0 | 0 | 0 | 0 | 0 | 0 | 0 | 0 | 0 | 0 | 0 | 0 | 0 | 0 | 0
5111 | 5111 | 2019-08-01 23:00 | 12.88 | 0 | 0 | 0 | 0 | 0 | 0 | 0 | 0 | 0 | 0 | 0 | 0 | 0 | 0 | 0 | 0
5112 | 5112 | 2019-08-02 | 12.13 | 0 | 0 | 0 | 0 | 0 | 0 | 0 | 0 | 0 | 0 | 0 | 0 | 0 | 0 | 0 | 0
5113 | 5113 | 2019-08-02 01:00 | 11.81 | 0 | 0 | 0 | 0 | 0 | 0 | 0 | 0 | 0 | 0 | 0 | 0 | 0 | 0 | 0 | 0
5114 | 5114 | 2019-08-02 02:00 | 11.48 | 0 | 0 | 0 | 0 | 0 | 0 | 0 | 0 | 0 | 0 | 0 | 0 | 0 | 0 | 0 | 0
5115 | 5115 | 2019-08-02 03:00 | 11.16 | 0 | 0 | 0 | 0 | 0 | 0 | 0 | 0 | 0 | 0 | 0 | 0 | 0 | 0 | 0 | 0
5116 | 5116 | 2019-08-02 04:00 | 12.2 | 0 | 0 | 0 | 0 | 0 | 0 | 0 | 0 | 0 | 0 | 0 | 0 | 0 | 0 | 0 | 0
5117 | 5117 | 2019-08-02 05:00 | 13.25 | 0.76 | 54 | 14.0741 | 96.0688 | 20.22 | 1283 | 15.7599 | 107.5764 | 0.8 | 57 | 14.0351 | 95.8026 | 0.8 | 57 | 14.0351 | 95.8026
5118 | 5118 | 2019-08-02 06:00 | 14.29 | 0.91 | 65 | 14 | 95.5631 | 1.44 | 102 | 14.1176 | 96.3662 | 0.96 | 69 | 13.913 | 94.9696 | 0.96 | 69 | 13.913 | 94.9696
5119 | 5119 | 2019-08-02 07:00 | 16.09 | 0.86 | 62 | 13.871 | 94.6824 | 0.93 | 67 | 13.8806 | 94.7481 | 0.91 | 65 | 14 | 95.5631 | 0.91 | 65 | 14 | 95.5631
5120 | 5120 | 2019-08-02 08:00 | 17.88 | 2.45 | 175 | 14 | 95.5631 | 2.49 | 178 | 13.9888 | 95.4864 | 2.55 | 182 | 14.011 | 95.6382 | 2.53 | 181 | 13.9779 | 95.4123
5121 | 5121 | 2019-08-02 09:00 | 19.68 | 8.4 | 616 | 13.6364 | 93.081 | 8.44 | 618 | 13.657 | 93.2216 | 8.13 | 597 | 13.6181 | 92.9562 | 4.8 | 361 | 13.2964 | 90.7604
5122 | 5122 | 2019-08-02 10:00 | 20.12 | 8.54 | 631 | 13.5341 | 92.3828 | 8.55 | 632 | 13.5285 | 92.3446 | 8.64 | 639 | 13.5211 | 92.2944 | 8.34 | 617 | 13.517 | 92.2663
5123 | 5123 | 2019-08-02 11:00 | 20.56 | 7.76 | 572 | 13.5664 | 92.6036 | 7.76 | 572 | 13.5664 | 92.6036 | 8.01 | 589 | 13.5993 | 92.8281 | 8.01 | 589 | 13.5993 | 92.8281
5124 | 5124 | 2019-08-02 12:00 | 21 | 1.57 | 114 | 13.7719 | 94.0063 | 1.57 | 114 | 13.7719 | 94.0063 | 1.62 | 118 | 13.7288 | 93.712 | 1.62 | 118 | 13.7288 | 93.712
5125 | 5125 | 2019-08-02 13:00 | 20.97 | 2.68 | 194 | 13.8144 | 94.2965 | 2.69 | 194 | 13.866 | 94.6483 | 2.77 | 200 | 13.85 | 94.5392 | 2.77 | 200 | 13.85 | 94.5392
5126 | 5126 | 2019-08-02 14:00 | 20.95 | 2.14 | 155 | 13.8065 | 94.242 | 2.15 | 156 | 13.7821 | 94.0754 | 2.22 | 160 | 13.875 | 94.7099 | 2.22 | 160 | 13.875 | 94.7099
5127 | 5127 | 2019-08-02 15:00 | 20.92 | 3.92 | 283 | 13.8516 | 94.5501 | 3.97 | 286 | 13.8811 | 94.7517 | 4.01 | 289 | 13.8754 | 94.7129 | 3.55 | 257 | 13.8132 | 94.2883
5128 | 5128 | 2019-08-02 16:00 | 20.33 | 3.44 | 248 | 13.871 | 94.6824 | 3.63 | 260 | 13.9615 | 95.3006 | 3.46 | 249 | 13.8956 | 94.8504 | 2.76 | 200 | 13.8 | 94.198
5129 | 5129 | 2019-08-02 17:00 | 19.75 | 1.24 | 90 | 13.7778 | 94.0463 | 1.63 | 117 | 13.9316 | 95.0964 | 1.31 | 95 | 13.7895 | 94.1261 | 1.3 | 95 | 13.6842 | 93.4076
5130 | 5130 | 2019-08-02 18:00 | 19.16 | 0.38 | 29 | 13.1034 | 89.4433 | 2.93 | 204 | 14.3627 | 98.0392 | 0.41 | 31 | 13.2258 | 90.2785 | 0.41 | 31 | 13.2258 | 90.2785
5131 | 5131 | 2019-08-02 19:00 | 18.2 | 0 | 0 | 0 | 0 | 0 | 0 | 0 | 0 | 0 | 0 | 0 | 0 | 0 | 0 | 0 | 0
5132 | 5132 | 2019-08-02 20:00 | 17.24 | 0 | 0 | 0 | 0 | 0 | 0 | 0 | 0 | 0 | 0 | 0 | 0 | 0 | 0 | 0 | 0
5133 | 5133 | 2019-08-02 21:00 | 16.28 | 0 | 0 | 0 | 0 | 0 | 0 | 0 | 0 | 0 | 0 | 0 | 0 | 0 | 0 | 0 | 0
5134 | 5134 | 2019-08-02 22:00 | 16.41 | 0 | 0 | 0 | 0 | 0 | 0 | 0 | 0 | 0 | 0 | 0 | 0 | 0 | 0 | 0 | 0
5135 | 5135 | 2019-08-02 23:00 | 16.54 | 0 | 0 | 0 | 0 | 0 | 0 | 0 | 0 | 0 | 0 | 0 | 0 | 0 | 0 | 0 | 0
5136 | 5136 | 2019-08-03 | 16.67 | 0 | 0 | 0 | 0 | 0 | 0 | 0 | 0 | 0 | 0 | 0 | 0 | 0 | 0 | 0 | 0
5137 | 5137 | 2019-08-03 01:00 | 16.65 | 0 | 0 | 0 | 0 | 0 | 0 | 0 | 0 | 0 | 0 | 0 | 0 | 0 | 0 | 0 | 0
5138 | 5138 | 2019-08-03 02:00 | 16.63 | 0 | 0 | 0 | 0 | 0 | 0 | 0 | 0 | 0 | 0 | 0 | 0 | 0 | 0 | 0 | 0
5139 | 5139 | 2019-08-03 03:00 | 16.61 | 0 | 0 | 0 | 0 | 0 | 0 | 0 | 0 | 0 | 0 | 0 | 0 | 0 | 0 | 0 | 0
5140 | 5140 | 2019-08-03 04:00 | 16.39 | 0 | 0 | 0 | 0 | 0 | 0 | 0 | 0 | 0 | 0 | 0 | 0 | 0 | 0 | 0 | 0
5141 | 5141 | 2019-08-03 05:00 | 16.16 | 0.6 | 44 | 13.6364 | 93.081 | 16.39 | 1057 | 15.5061 | 105.844 | 0.64 | 46 | 13.913 | 94.9696 | 0.64 | 46 | 13.913 | 94.9696
5142 | 5142 | 2019-08-03 06:00 | 15.94 | 0.51 | 38 | 13.4211 | 91.6113 | 0.82 | 59 | 13.8983 | 94.869 | 0.55 | 40 | 13.75 | 93.8567 | 0.55 | 40 | 13.75 | 93.8567
5143 | 5143 | 2019-08-03 07:00 | 15.64 | 3.04 | 214 | 14.2056 | 96.9666 | 3.29 | 231 | 14.2424 | 97.2179 | 2.97 | 209 | 14.2105 | 97.0002 | 1.87 | 134 | 13.9552 | 95.2575
5144 | 5144 | 2019-08-03 08:00 | 15.33 | 1.97 | 139 | 14.1727 | 96.7417 | 2 | 142 | 14.0845 | 96.14 | 2.05 | 145 | 14.1379 | 96.5046 | 2.05 | 145 | 14.1379 | 96.5046
5145 | 5145 | 2019-08-03 09:00 | 15.03 | 1.07 | 76 | 14.0789 | 96.102 | 1.07 | 77 | 13.8961 | 94.854 | 1.11 | 79 | 14.0506 | 95.9088 | 1.11 | 79 | 14.0506 | 95.9088
5146 | 5146 | 2019-08-03 10:00 | 15.23 | 1.85 | 131 | 14.1221 | 96.3968 | 1.86 | 131 | 14.1985 | 96.9179 | 1.91 | 135 | 14.1481 | 96.5744 | 1.91 | 135 | 14.1481 | 96.5744
5147 | 5147 | 2019-08-03 11:00 | 15.44 | 2.51 | 177 | 14.1808 | 96.7972 | 2.51 | 177 | 14.1808 | 96.7972 | 2.59 | 182 | 14.2308 | 97.1384 | 2.59 | 182 | 14.2308 | 97.1384
5148 | 5148 | 2019-08-03 12:00 | 15.65 | 2.08 | 147 | 14.1497 | 96.5847 | 2.08 | 147 | 14.1497 | 96.5847 | 2.14 | 151 | 14.1722 | 96.7385 | 2.14 | 151 | 14.1722 | 96.7385
5149 | 5149 | 2019-08-03 13:00 | 16.08 | 2.75 | 194 | 14.1753 | 96.7594 | 2.75 | 194 | 14.1753 | 96.7594 | 2.83 | 200 | 14.15 | 96.587 | 2.83 | 200 | 14.15 | 96.587
5150 | 5150 | 2019-08-03 14:00 | 16.51 | 1.55 | 111 | 13.964 | 95.3172 | 1.56 | 111 | 14.0541 | 95.9321 | 1.61 | 115 | 14 | 95.5631 | 1.61 | 115 | 14 | 95.5631
5151 | 5151 | 2019-08-03 15:00 | 16.94 | 1.51 | 108 | 13.9815 | 95.4367 | 1.53 | 109 | 14.0367 | 95.8136 | 1.57 | 112 | 14.0179 | 95.685 | 1.57 | 112 | 14.0179 | 95.685
5152 | 5152 | 2019-08-03 16:00 | 17.01 | 1.2 | 86 | 13.9535 | 95.2457 | 1.26 | 91 | 13.8462 | 94.513 | 1.26 | 90 | 14 | 95.5631 | 1.26 | 90 | 14 | 95.5631
5153 | 5153 | 2019-08-03 17:00 | 17.08 | 1.18 | 85 | 13.8824 | 94.7601 | 1.55 | 110 | 14.0909 | 96.1837 | 1.25 | 89 | 14.0449 | 95.8699 | 1.24 | 89 | 13.9326 | 95.103
5154 | 5154 | 2019-08-03 18:00 | 17.15 | 0.23 | 17 | 13.5294 | 92.3509 | 1.8 | 126 | 14.2857 | 97.5134 | 0.25 | 18 | 13.8889 | 94.8047 | 0.25 | 18 | 13.8889 | 94.8047
5155 | 5155 | 2019-08-03 19:00 | 17.14 | 0 | 0 | 0 | 0 | 0 | 0 | 0 | 0 | 0 | 0 | 0 | 0 | 0 | 0 | 0 | 0
5156 | 5156 | 2019-08-03 20:00 | 17.13 | 0 | 0 | 0 | 0 | 0 | 0 | 0 | 0 | 0 | 0 | 0 | 0 | 0 | 0 | 0 | 0
5157 | 5157 | 2019-08-03 21:00 | 17.12 | 0 | 0 | 0 | 0 | 0 | 0 | 0 | 0 | 0 | 0 | 0 | 0 | 0 | 0 | 0 | 0
5158 | 5158 | 2019-08-03 22:00 | 17.23 | 0 | 0 | 0 | 0 | 0 | 0 | 0 | 0 | 0 | 0 | 0 | 0 | 0 | 0 | 0 | 0
5159 | 5159 | 2019-08-03 23:00 | 17.34 | 0 | 0 | 0 | 0 | 0 | 0 | 0 | 0 | 0 | 0 | 0 | 0 | 0 | 0 | 0 | 0
5160 | 5160 | 2019-08-04 | 17.44 | 0 | 0 | 0 | 0 | 0 | 0 | 0 | 0 | 0 | 0 | 0 | 0 | 0 | 0 | 0 | 0
5161 | 5161 | 2019-08-04 01:00 | 17.55 | 0 | 0 | 0 | 0 | 0 | 0 | 0 | 0 | 0 | 0 | 0 | 0 | 0 | 0 | 0 | 0
5162 | 5162 | 2019-08-04 02:00 | 17.65 | 0 | 0 | 0 | 0 | 0 | 0 | 0 | 0 | 0 | 0 | 0 | 0 | 0 | 0 | 0 | 0
5163 | 5163 | 2019-08-04 03:00 | 17.76 | 0 | 0 | 0 | 0 | 0 | 0 | 0 | 0 | 0 | 0 | 0 | 0 | 0 | 0 | 0 | 0
5164 | 5164 | 2019-08-04 04:00 | 17.78 | 0 | 0 | 0 | 0 | 0 | 0 | 0 | 0 | 0 | 0 | 0 | 0 | 0 | 0 | 0 | 0
5165 | 5165 | 2019-08-04 05:00 | 17.8 | 0.1 | 7 | 14.2857 | 97.5134 | 2.8 | 193 | 14.5078 | 99.0292 | 0.11 | 8 | 13.75 | 93.8567 | 0.11 | 8 | 13.75 | 93.8567
5166 | 5166 | 2019-08-04 06:00 | 17.82 | 0.41 | 30 | 13.6667 | 93.2878 | 0.66 | 48 | 13.75 | 93.8567 | 0.44 | 32 | 13.75 | 93.8567 | 0.44 | 32 | 13.75 | 93.8567
5167 | 5167 | 2019-08-04 07:00 | 18.43 | 2.97 | 211 | 14.0758 | 96.0807 | 3.22 | 228 | 14.1228 | 96.4014 | 2.91 | 206 | 14.1262 | 96.4247 | 1.83 | 133 | 13.7594 | 93.9208
5168 | 5168 | 2019-08-04 08:00 | 19.03 | 1.04 | 76 | 13.6842 | 93.4076 | 1.06 | 77 | 13.7662 | 93.9675 | 1.08 | 79 | 13.6709 | 93.3166 | 1.08 | 79 | 13.6709 | 93.3166
5169 | 5169 | 2019-08-04 09:00 | 19.64 | 1.64 | 118 | 13.8983 | 94.869 | 1.64 | 118 | 13.8983 | 94.869 | 1.69 | 122 | 13.8525 | 94.556 | 1.69 | 122 | 13.8525 | 94.556
5170 | 5170 | 2019-08-04 10:00 | 19.92 | 1.21 | 88 | 13.75 | 93.8567 | 1.21 | 88 | 13.75 | 93.8567 | 1.25 | 91 | 13.7363 | 93.7629 | 1.25 | 91 | 13.7363 | 93.7629
5171 | 5171 | 2019-08-04 11:00 | 20.2 | 1.62 | 117 | 13.8462 | 94.513 | 1.62 | 117 | 13.8462 | 94.513 | 1.67 | 121 | 13.8017 | 94.2092 | 1.67 | 121 | 13.8017 | 94.2092
5172 | 5172 | 2019-08-04 12:00 | 20.49 | 2.29 | 165 | 13.8788 | 94.7358 | 2.29 | 165 | 13.8788 | 94.7358 | 2.36 | 170 | 13.8824 | 94.7601 | 2.36 | 170 | 13.8824 | 94.7601
5173 | 5173 | 2019-08-04 13:00 | 21.16 | 1.9 | 137 | 13.8686 | 94.6663 | 1.9 | 137 | 13.8686 | 94.6663 | 1.96 | 142 | 13.8028 | 94.2172 | 1.96 | 142 | 13.8028 | 94.2172
5174 | 5174 | 2019-08-04 14:00 | 21.83 | 1.5 | 109 | 13.7615 | 93.9349 | 1.5 | 109 | 13.7615 | 93.9349 | 1.55 | 113 | 13.7168 | 93.6301 | 1.55 | 113 | 13.7168 | 93.6301
5175 | 5175 | 2019-08-04 15:00 | 22.5 | 1.15 | 84 | 13.6905 | 93.4503 | 1.16 | 85 | 13.6471 | 93.154 | 1.19 | 88 | 13.5227 | 92.3053 | 1.19 | 88 | 13.5227 | 92.3053
5176 | 5176 | 2019-08-04 16:00 | 22.13 | 1.05 | 77 | 13.6364 | 93.081 | 1.1 | 81 | 13.5802 | 92.6979 | 1.1 | 81 | 13.5802 | 92.6979 | 1.1 | 81 | 13.5802 | 92.6979
5177 | 5177 | 2019-08-04 17:00 | 21.75 | 0.46 | 35 | 13.1429 | 89.7123 | 0.61 | 46 | 13.2609 | 90.5179 | 0.49 | 37 | 13.2432 | 90.3976 | 0.49 | 37 | 13.2432 | 90.3976
5178 | 5178 | 2019-08-04 18:00 | 21.38 | 0.39 | 30 | 13 | 88.7372 | 3.13 | 219 | 14.2922 | 97.5579 | 0.42 | 31 | 13.5484 | 92.4805 | 0.42 | 31 | 13.5484 | 92.4805
5179 | 5179 | 2019-08-04 19:00 | 20.91 | 0 | 0 | 0 | 0 | 0 | 0 | 0 | 0 | 0 | 0 | 0 | 0 | 0 | 0 | 0 | 0
5180 | 5180 | 2019-08-04 20:00 | 20.44 | 0 | 0 | 0 | 0 | 0 | 0 | 0 | 0 | 0 | 0 | 0 | 0 | 0 | 0 | 0 | 0
5181 | 5181 | 2019-08-04 21:00 | 19.96 | 0 | 0 | 0 | 0 | 0 | 0 | 0 | 0 | 0 | 0 | 0 | 0 | 0 | 0 | 0 | 0
5182 | 5182 | 2019-08-04 22:00 | 19.69 | 0 | 0 | 0 | 0 | 0 | 0 | 0 | 0 | 0 | 0 | 0 | 0 | 0 | 0 | 0 | 0
5183 | 5183 | 2019-08-04 23:00 | 19.41 | 0 | 0 | 0 | 0 | 0 | 0 | 0 | 0 | 0 | 0 | 0 | 0 | 0 | 0 | 0 | 0
5184 | 5184 | 2019-08-05 | 19.13 | 0 | 0 | 0 | 0 | 0 | 0 | 0 | 0 | 0 | 0 | 0 | 0 | 0 | 0 | 0 | 0
5185 | 5185 | 2019-08-05 01:00 | 18.53 | 0 | 0 | 0 | 0 | 0 | 0 | 0 | 0 | 0 | 0 | 0 | 0 | 0 | 0 | 0 | 0
5186 | 5186 | 2019-08-05 02:00 | 17.93 | 0 | 0 | 0 | 0 | 0 | 0 | 0 | 0 | 0 | 0 | 0 | 0 | 0 | 0 | 0 | 0
5187 | 5187 | 2019-08-05 03:00 | 17.33 | 0 | 0 | 0 | 0 | 0 | 0 | 0 | 0 | 0 | 0 | 0 | 0 | 0 | 0 | 0 | 0
5188 | 5188 | 2019-08-05 04:00 | 17.42 | 0 | 0 | 0 | 0 | 0 | 0 | 0 | 0 | 0 | 0 | 0 | 0 | 0 | 0 | 0 | 0
5189 | 5189 | 2019-08-05 05:00 | 17.52 | 0.22 | 16 | 13.75 | 93.8567 | 6.19 | 414 | 14.9517 | 102.0593 | 0.23 | 17 | 13.5294 | 92.3509 | 0.23 | 17 | 13.5294 | 92.3509
5190 | 5190 | 2019-08-05 06:00 | 17.61 | 0.75 | 54 | 13.8889 | 94.8047 | 1.19 | 85 | 14 | 95.5631 | 0.79 | 58 | 13.6207 | 92.974 | 0.79 | 58 | 13.6207 | 92.974
5191 | 5191 | 2019-08-05 07:00 | 18.3 | 3.28 | 233 | 14.0773 | 96.0905 | 3.55 | 252 | 14.0873 | 96.1591 | 3.32 | 236 | 14.0678 | 96.0259 | 2.68 | 192 | 13.9583 | 95.2787
5192 | 5192 | 2019-08-05 08:00 | 18.99 | 3.36 | 240 | 14 | 95.5631 | 3.42 | 244 | 14.0164 | 95.675 | 3.46 | 247 | 14.0081 | 95.6184 | 3.25 | 232 | 14.0086 | 95.622
5193 | 5193 | 2019-08-05 09:00 | 19.69 | 4.28 | 307 | 13.9414 | 95.1629 | 4.3 | 308 | 13.961 | 95.2972 | 4.4 | 315 | 13.9683 | 95.3464 | 4.2 | 301 | 13.9535 | 95.2457
5194 | 5194 | 2019-08-05 10:00 | 20.07 | 5.37 | 387 | 13.876 | 94.7165 | 5.38 | 387 | 13.9018 | 94.8929 | 5.52 | 397 | 13.9043 | 94.9098 | 5.47 | 394 | 13.8832 | 94.7662
5195 | 5195 | 2019-08-05 11:00 | 20.45 | 4.37 | 314 | 13.9172 | 94.9979 | 4.37 | 314 | 13.9172 | 94.9979 | 4.5 | 323 | 13.9319 | 95.0982 | 4.5 | 323 | 13.9319 | 95.0982
5196 | 5196 | 2019-08-05 12:00 | 20.83 | 4.7 | 339 | 13.8643 | 94.6369 | 4.7 | 339 | 13.8643 | 94.6369 | 4.84 | 349 | 13.8682 | 94.6634 | 4.85 | 349 | 13.8968 | 94.859
5197 | 5197 | 2019-08-05 13:00 | 20.4 | 5.66 | 409 | 13.8386 | 94.4616 | 5.66 | 409 | 13.8386 | 94.4616 | 5.82 | 420 | 13.8571 | 94.588 | 5.79 | 418 | 13.8517 | 94.5507
5198 | 5198 | 2019-08-05 14:00 | 19.98 | 5.19 | 374 | 13.877 | 94.7236 | 5.21 | 375 | 13.8933 | 94.835 | 5.3 | 381 | 13.9108 | 94.954 | 4.99 | 360 | 13.8611 | 94.6151
5199 | 5199 | 2019-08-05 15:00 | 19.55 | 2.47 | 177 | 13.9548 | 95.2546 | 2.5 | 179 | 13.9665 | 95.3343 | 2.56 | 184 | 13.913 | 94.9696 | 2.54 | 182 | 13.956 | 95.2631
5200 | 5200 | 2019-08-05 16:00 | 19.04 | 2.4 | 172 | 13.9535 | 95.2457 | 2.53 | 181 | 13.9779 | 95.4123 | 2.5 | 179 | 13.9665 | 95.3343 | 2.4 | 172 | 13.9535 | 95.2457
5201 | 5201 | 2019-08-05 17:00 | 18.52 | 0.62 | 45 | 13.7778 | 94.0463 | 0.82 | 60 | 13.6667 | 93.2878 | 0.66 | 48 | 13.75 | 93.8567 | 0.66 | 48 | 13.75 | 93.8567
5202 | 5202 | 2019-08-05 18:00 | 18.01 | 0.44 | 32 | 13.75 | 93.8567 | 3.55 | 244 | 14.5492 | 99.3118 | 0.46 | 34 | 13.5294 | 92.3509 | 0.46 | 34 | 13.5294 | 92.3509
5203 | 5203 | 2019-08-05 19:00 | 17.42 | 0 | 0 | 0 | 0 | 0 | 0 | 0 | 0 | 0 | 0 | 0 | 0 | 0 | 0 | 0 | 0
5204 | 5204 | 2019-08-05 20:00 | 16.83 | 0 | 0 | 0 | 0 | 0 | 0 | 0 | 0 | 0 | 0 | 0 | 0 | 0 | 0 | 0 | 0
5205 | 5205 | 2019-08-05 21:00 | 16.24 | 0 | 0 | 0 | 0 | 0 | 0 | 0 | 0 | 0 | 0 | 0 | 0 | 0 | 0 | 0 | 0
5206 | 5206 | 2019-08-05 22:00 | 16.03 | 0 | 0 | 0 | 0 | 0 | 0 | 0 | 0 | 0 | 0 | 0 | 0 | 0 | 0 | 0 | 0
5207 | 5207 | 2019-08-05 23:00 | 15.82 | 0 | 0 | 0 | 0 | 0 | 0 | 0 | 0 | 0 | 0 | 0 | 0 | 0 | 0 | 0 | 0
5208 | 5208 | 2019-08-06 | 15.61 | 0 | 0 | 0 | 0 | 0 | 0 | 0 | 0 | 0 | 0 | 0 | 0 | 0 | 0 | 0 | 0
5209 | 5209 | 2019-08-06 01:00 | 15.22 | 0 | 0 | 0 | 0 | 0 | 0 | 0 | 0 | 0 | 0 | 0 | 0 | 0 | 0 | 0 | 0
5210 | 5210 | 2019-08-06 02:00 | 14.83 | 0 | 0 | 0 | 0 | 0 | 0 | 0 | 0 | 0 | 0 | 0 | 0 | 0 | 0 | 0 | 0
5211 | 5211 | 2019-08-06 03:00 | 14.44 | 0 | 0 | 0 | 0 | 0 | 0 | 0 | 0 | 0 | 0 | 0 | 0 | 0 | 0 | 0 | 0
5212 | 5212 | 2019-08-06 04:00 | 14.82 | 0 | 0 | 0 | 0 | 0 | 0 | 0 | 0 | 0 | 0 | 0 | 0 | 0 | 0 | 0 | 0
5213 | 5213 | 2019-08-06 05:00 | 15.2 | 0.66 | 48 | 13.75 | 93.8567 | 18.99 | 1214 | 15.6425 | 106.7748 | 0.7 | 51 | 13.7255 | 93.6894 | 0.7 | 51 | 13.7255 | 93.6894
5214 | 5214 | 2019-08-06 06:00 | 15.58 | 1.74 | 124 | 14.0323 | 95.7833 | 2.79 | 195 | 14.3077 | 97.6634 | 1.87 | 132 | 14.1667 | 96.7008 | 1.66 | 118 | 14.0678 | 96.0259
5215 | 5215 | 2019-08-06 07:00 | 16.86 | 2.6 | 185 | 14.0541 | 95.9321 | 2.82 | 199 | 14.1709 | 96.7294 | 2.7 | 191 | 14.1361 | 96.4923 | 2.53 | 180 | 14.0556 | 95.9424
5216 | 5216 | 2019-08-06 08:00 | 18.14 | 4.32 | 308 | 14.026 | 95.7404 | 4.39 | 313 | 14.0256 | 95.7376 | 4.37 | 311 | 14.0514 | 95.9143 | 3.6 | 259 | 13.8996 | 94.8779
5217 | 5217 | 2019-08-06 09:00 | 19.42 | 7.78 | 565 | 13.7699 | 93.9926 | 7.81 | 568 | 13.75 | 93.8567 | 7.63 | 555 | 13.7477 | 93.8413 | 5.14 | 380 | 13.5263 | 92.3298
5218 | 5218 | 2019-08-06 10:00 | 19.89 | 8.64 | 636 | 13.5849 | 92.7297 | 8.65 | 637 | 13.5793 | 92.6913 | 8.74 | 643 | 13.5925 | 92.7818 | 8.44 | 622 | 13.5691 | 92.6221
5219 | 5219 | 2019-08-06 11:00 | 20.36 | 5.85 | 424 | 13.7972 | 94.1786 | 5.85 | 424 | 13.7972 | 94.1786 | 6.03 | 437 | 13.7986 | 94.1886 | 6.03 | 437 | 13.7986 | 94.1886
5220 | 5220 | 2019-08-06 12:00 | 20.83 | 9.42 | 703 | 13.3997 | 91.4656 | 9.42 | 703 | 13.3997 | 91.4656 | 9.74 | 725 | 13.4345 | 91.703 | 9.75 | 726 | 13.4298 | 91.6707
5221 | 5221 | 2019-08-06 13:00 | 20.41 | 8.98 | 665 | 13.5038 | 92.1758 | 8.99 | 665 | 13.5188 | 92.2785 | 9.14 | 676 | 13.5207 | 92.2915 | 8.98 | 665 | 13.5038 | 92.1758
5222 | 5222 | 2019-08-06 14:00 | 19.98 | 7.39 | 538 | 13.7361 | 93.7615 | 7.41 | 540 | 13.7222 | 93.667 | 7.36 | 537 | 13.7058 | 93.5548 | 6.13 | 450 | 13.6222 | 92.9845
5223 | 5223 | 2019-08-06 15:00 | 19.56 | 4.3 | 309 | 13.9159 | 94.9888 | 4.35 | 312 | 13.9423 | 95.1693 | 4.36 | 313 | 13.9297 | 95.0834 | 3.6 | 261 | 13.7931 | 94.1509
5224 | 5224 | 2019-08-06 16:00 | 19.17 | 4.03 | 287 | 14.0418 | 95.8485 | 4.25 | 302 | 14.0728 | 96.0604 | 3.8 | 271 | 14.0221 | 95.7143 | 1.74 | 128 | 13.5938 | 92.7901
5225 | 5225 | 2019-08-06 17:00 | 18.77 | 1.87 | 135 | 13.8519 | 94.5519 | 2.49 | 177 | 14.0678 | 96.0259 | 1.97 | 141 | 13.9716 | 95.3695 | 1.62 | 117 | 13.8462 | 94.513
5226 | 5226 | 2019-08-06 18:00 | 18.38 | 0.55 | 41 | 13.4146 | 91.5675 | 4.63 | 315 | 14.6984 | 100.3305 | 0.59 | 43 | 13.7209 | 93.6582 | 0.59 | 43 | 13.7209 | 93.6582
5227 | 5227 | 2019-08-06 19:00 | 17.39 | 0 | 0 | 0 | 0 | 0 | 0 | 0 | 0 | 0 | 0 | 0 | 0 | 0 | 0 | 0 | 0
5228 | 5228 | 2019-08-06 20:00 | 16.41 | 0 | 0 | 0 | 0 | 0 | 0 | 0 | 0 | 0 | 0 | 0 | 0 | 0 | 0 | 0 | 0
5229 | 5229 | 2019-08-06 21:00 | 15.42 | 0 | 0 | 0 | 0 | 0 | 0 | 0 | 0 | 0 | 0 | 0 | 0 | 0 | 0 | 0 | 0
5230 | 5230 | 2019-08-06 22:00 | 15.05 | 0 | 0 | 0 | 0 | 0 | 0 | 0 | 0 | 0 | 0 | 0 | 0 | 0 | 0 | 0 | 0
5231 | 5231 | 2019-08-06 23:00 | 14.68 | 0 | 0 | 0 | 0 | 0 | 0 | 0 | 0 | 0 | 0 | 0 | 0 | 0 | 0 | 0 | 0
5232 | 5232 | 2019-08-07 | 14.3 | 0 | 0 | 0 | 0 | 0 | 0 | 0 | 0 | 0 | 0 | 0 | 0 | 0 | 0 | 0 | 0
5233 | 5233 | 2019-08-07 01:00 | 13.9 | 0 | 0 | 0 | 0 | 0 | 0 | 0 | 0 | 0 | 0 | 0 | 0 | 0 | 0 | 0 | 0
5234 | 5234 | 2019-08-07 02:00 | 13.51 | 0 | 0 | 0 | 0 | 0 | 0 | 0 | 0 | 0 | 0 | 0 | 0 | 0 | 0 | 0 | 0
5235 | 5235 | 2019-08-07 03:00 | 13.11 | 0 | 0 | 0 | 0 | 0 | 0 | 0 | 0 | 0 | 0 | 0 | 0 | 0 | 0 | 0 | 0
5236 | 5236 | 2019-08-07 04:00 | 13.75 | 0 | 0 | 0 | 0 | 0 | 0 | 0 | 0 | 0 | 0 | 0 | 0 | 0 | 0 | 0 | 0
5237 | 5237 | 2019-08-07 05:00 | 14.39 | 0.64 | 46 | 13.913 | 94.9696 | 18.54 | 1183 | 15.672 | 106.9762 | 0.68 | 49 | 13.8776 | 94.7273 | 0.68 | 49 | 13.8776 | 94.7273
5238 | 5238 | 2019-08-07 06:00 | 15.03 | 1.27 | 90 | 14.1111 | 96.3216 | 2.03 | 143 | 14.1958 | 96.8997 | 1.35 | 96 | 14.0625 | 95.9898 | 1.34 | 95 | 14.1053 | 96.2817
5239 | 5239 | 2019-08-07 07:00 | 16.4 | 1.46 | 105 | 13.9048 | 94.9131 | 1.59 | 113 | 14.0708 | 96.0464 | 1.54 | 110 | 14 | 95.5631 | 1.54 | 110 | 14 | 95.5631
5240 | 5240 | 2019-08-07 08:00 | 17.76 | 2.27 | 162 | 14.0123 | 95.6474 | 2.31 | 165 | 14 | 95.5631 | 2.36 | 168 | 14.0476 | 95.8882 | 2.35 | 168 | 13.9881 | 95.4819
5241 | 5241 | 2019-08-07 09:00 | 19.13 | 1.87 | 135 | 13.8519 | 94.5519 | 1.88 | 135 | 13.9259 | 95.0575 | 1.94 | 139 | 13.9568 | 95.2685 | 1.94 | 139 | 13.9568 | 95.2685
5242 | 5242 | 2019-08-07 10:00 | 19.62 | 4.22 | 304 | 13.8816 | 94.7548 | 4.23 | 304 | 13.9145 | 94.9793 | 4.35 | 313 | 13.8978 | 94.8653 | 4.34 | 312 | 13.9103 | 94.9506
5243 | 5243 | 2019-08-07 11:00 | 20.12 | 7.36 | 540 | 13.6296 | 93.035 | 7.36 | 540 | 13.6296 | 93.035 | 7.6 | 557 | 13.6445 | 93.1367 | 7.6 | 557 | 13.6445 | 93.1367
5244 | 5244 | 2019-08-07 12:00 | 20.62 | 9.72 | 729 | 13.3333 | 91.0125 | 9.72 | 729 | 13.3333 | 91.0125 | 10.05 | 753 | 13.3466 | 91.1032 | 10.06 | 753 | 13.3599 | 91.1938
5245 | 5245 | 2019-08-07 13:00 | 20.69 | 2.64 | 190 | 13.8947 | 94.8446 | 2.64 | 191 | 13.822 | 94.3481 | 2.72 | 196 | 13.8776 | 94.7273 | 2.72 | 196 | 13.8776 | 94.7273
5246 | 5246 | 2019-08-07 14:00 | 20.75 | 2.74 | 198 | 13.8384 | 94.46 | 2.75 | 198 | 13.8889 | 94.8047 | 2.83 | 204 | 13.8725 | 94.6932 | 2.83 | 204 | 13.8725 | 94.6932
5247 | 5247 | 2019-08-07 15:00 | 20.82 | 4.25 | 307 | 13.8436 | 94.4959 | 4.31 | 310 | 13.9032 | 94.9026 | 4.31 | 311 | 13.8585 | 94.5974 | 3.57 | 260 | 13.7308 | 93.7254
5248 | 5248 | 2019-08-07 16:00 | 20.38 | 3.77 | 271 | 13.9114 | 94.9586 | 3.98 | 285 | 13.9649 | 95.3236 | 3.67 | 263 | 13.9544 | 95.2517 | 2.27 | 166 | 13.6747 | 93.3427
5249 | 5249 | 2019-08-07 17:00 | 19.93 | 1.75 | 126 | 13.8889 | 94.8047 | 2.32 | 166 | 13.9759 | 95.3987 | 1.82 | 131 | 13.8931 | 94.8337 | 1.17 | 86 | 13.6047 | 92.8645
5250 | 5250 | 2019-08-07 18:00 | 19.49 | 0.55 | 41 | 13.4146 | 91.5675 | 4.73 | 323 | 14.644 | 99.9588 | 0.59 | 43 | 13.7209 | 93.6582 | 0.59 | 43 | 13.7209 | 93.6582
5251 | 5251 | 2019-08-07 19:00 | 17.96 | 0 | 0 | 0 | 0 | 0 | 0 | 0 | 0 | 0 | 0 | 0 | 0 | 0 | 0 | 0 | 0
5252 | 5252 | 2019-08-07 20:00 | 16.43 | 0 | 0 | 0 | 0 | 0 | 0 | 0 | 0 | 0 | 0 | 0 | 0 | 0 | 0 | 0 | 0
5253 | 5253 | 2019-08-07 21:00 | 14.9 | 0 | 0 | 0 | 0 | 0 | 0 | 0 | 0 | 0 | 0 | 0 | 0 | 0 | 0 | 0 | 0
5254 | 5254 | 2019-08-07 22:00 | 14.37 | 0 | 0 | 0 | 0 | 0 | 0 | 0 | 0 | 0 | 0 | 0 | 0 | 0 | 0 | 0 | 0
5255 | 5255 | 2019-08-07 23:00 | 13.84 | 0 | 0 | 0 | 0 | 0 | 0 | 0 | 0 | 0 | 0 | 0 | 0 | 0 | 0 | 0 | 0
5256 | 5256 | 2019-08-08 | 13.31 | 0 | 0 | 0 | 0 | 0 | 0 | 0 | 0 | 0 | 0 | 0 | 0 | 0 | 0 | 0 | 0
5257 | 5257 | 2019-08-08 01:00 | 12.96 | 0 | 0 | 0 | 0 | 0 | 0 | 0 | 0 | 0 | 0 | 0 | 0 | 0 | 0 | 0 | 0
5258 | 5258 | 2019-08-08 02:00 | 12.61 | 0 | 0 | 0 | 0 | 0 | 0 | 0 | 0 | 0 | 0 | 0 | 0 | 0 | 0 | 0 | 0
5259 | 5259 | 2019-08-08 03:00 | 12.26 | 0 | 0 | 0 | 0 | 0 | 0 | 0 | 0 | 0 | 0 | 0 | 0 | 0 | 0 | 0 | 0
5260 | 5260 | 2019-08-08 04:00 | 13.2 | 0 | 0 | 0 | 0 | 0 | 0 | 0 | 0 | 0 | 0 | 0 | 0 | 0 | 0 | 0 | 0
5261 | 5261 | 2019-08-08 05:00 | 14.14 | 0.54 | 39 | 13.8462 | 94.513 | 15.94 | 1021 | 15.6121 | 106.5675 | 0.57 | 41 | 13.9024 | 94.8972 | 0.57 | 41 | 13.9024 | 94.8972
5262 | 5262 | 2019-08-08 06:00 | 15.08 | 1.44 | 102 | 14.1176 | 96.3662 | 2.3 | 161 | 14.2857 | 97.5134 | 1.56 | 111 | 14.0541 | 95.9321 | 1.07 | 77 | 13.8961 | 94.854
5263 | 5263 | 2019-08-08 07:00 | 17.16 | 3.69 | 261 | 14.1379 | 96.5046 | 4 | 282 | 14.1844 | 96.8218 | 3.49 | 247 | 14.1296 | 96.4475 | 1.48 | 108 | 13.7037 | 93.5406
5264 | 5264 | 2019-08-08 08:00 | 19.24 | 6.22 | 446 | 13.9462 | 95.1958 | 6.33 | 453 | 13.9735 | 95.3823 | 5.78 | 416 | 13.8942 | 94.8412 | 1.74 | 131 | 13.2824 | 90.6651
5265 | 5265 | 2019-08-08 09:00 | 21.32 | 8.42 | 619 | 13.6026 | 92.8504 | 8.45 | 622 | 13.5852 | 92.7318 | 8.11 | 598 | 13.5619 | 92.5725 | 4.59 | 347 | 13.2277 | 90.2912
5266 | 5266 | 2019-08-08 10:00 | 22.26 | 7.24 | 534 | 13.5581 | 92.5464 | 7.25 | 535 | 13.5514 | 92.501 | 7.38 | 544 | 13.5662 | 92.6019 | 7.21 | 532 | 13.5526 | 92.5094
5267 | 5267 | 2019-08-08 11:00 | 23.21 | 5.62 | 412 | 13.6408 | 93.1111 | 5.62 | 413 | 13.6077 | 92.8857 | 5.8 | 425 | 13.6471 | 93.154 | 5.8 | 425 | 13.6471 | 93.154
5268 | 5268 | 2019-08-08 12:00 | 24.16 | 6.25 | 462 | 13.5281 | 92.3422 | 6.25 | 462 | 13.5281 | 92.3422 | 6.45 | 476 | 13.5504 | 92.4943 | 6.45 | 476 | 13.5504 | 92.4943
5269 | 5269 | 2019-08-08 13:00 | 24.27 | 4.06 | 297 | 13.67 | 93.3108 | 4.06 | 297 | 13.67 | 93.3108 | 4.18 | 306 | 13.6601 | 93.2432 | 4.18 | 305 | 13.7049 | 93.5489
5270 | 5270 | 2019-08-08 14:00 | 24.38 | 2.69 | 197 | 13.6548 | 93.207 | 2.69 | 197 | 13.6548 | 93.207 | 2.78 | 203 | 13.6946 | 93.4784 | 2.78 | 203 | 13.6946 | 93.4784
5271 | 5271 | 2019-08-08 15:00 | 24.49 | 3.71 | 271 | 13.69 | 93.4474 | 3.75 | 274 | 13.6861 | 93.4207 | 3.79 | 277 | 13.6823 | 93.3946 | 3.37 | 247 | 13.6437 | 93.1312
5272 | 5272 | 2019-08-08 16:00 | 23.91 | 2.27 | 166 | 13.6747 | 93.3427 | 2.39 | 175 | 13.6571 | 93.2228 | 2.36 | 173 | 13.6416 | 93.1168 | 2.27 | 166 | 13.6747 | 93.3427
5273 | 5273 | 2019-08-08 17:00 | 23.34 | 1.7 | 125 | 13.6 | 92.8328 | 2.26 | 164 | 13.7805 | 94.0648 | 1.79 | 131 | 13.6641 | 93.2705 | 1.64 | 120 | 13.6667 | 93.2878
5274 | 5274 | 2019-08-08 18:00 | 22.76 | 0.53 | 40 | 13.25 | 90.4437 | 4.71 | 326 | 14.4479 | 98.6202 | 0.57 | 43 | 13.2558 | 90.4834 | 0.57 | 43 | 13.2558 | 90.4834
5275 | 5275 | 2019-08-08 19:00 | 21.92 | 0 | 0 | 0 | 0 | 0 | 0 | 0 | 0 | 0 | 0 | 0 | 0 | 0 | 0 | 0 | 0
5276 | 5276 | 2019-08-08 20:00 | 21.09 | 0 | 0 | 0 | 0 | 0 | 0 | 0 | 0 | 0 | 0 | 0 | 0 | 0 | 0 | 0 | 0
5277 | 5277 | 2019-08-08 21:00 | 20.25 | 0 | 0 | 0 | 0 | 0 | 0 | 0 | 0 | 0 | 0 | 0 | 0 | 0 | 0 | 0 | 0
5278 | 5278 | 2019-08-08 22:00 | 20.07 | 0 | 0 | 0 | 0 | 0 | 0 | 0 | 0 | 0 | 0 | 0 | 0 | 0 | 0 | 0 | 0
5279 | 5279 | 2019-08-08 23:00 | 19.89 | 0 | 0 | 0 | 0 | 0 | 0 | 0 | 0 | 0 | 0 | 0 | 0 | 0 | 0 | 0 | 0
5280 | 5280 | 2019-08-09 | 19.71 | 0 | 0 | 0 | 0 | 0 | 0 | 0 | 0 | 0 | 0 | 0 | 0 | 0 | 0 | 0 | 0
5281 | 5281 | 2019-08-09 01:00 | 19.23 | 0 | 0 | 0 | 0 | 0 | 0 | 0 | 0 | 0 | 0 | 0 | 0 | 0 | 0 | 0 | 0
5282 | 5282 | 2019-08-09 02:00 | 18.75 | 0 | 0 | 0 | 0 | 0 | 0 | 0 | 0 | 0 | 0 | 0 | 0 | 0 | 0 | 0 | 0
5283 | 5283 | 2019-08-09 03:00 | 18.27 | 0 | 0 | 0 | 0 | 0 | 0 | 0 | 0 | 0 | 0 | 0 | 0 | 0 | 0 | 0 | 0
5284 | 5284 | 2019-08-09 04:00 | 18.27 | 0 | 0 | 0 | 0 | 0 | 0 | 0 | 0 | 0 | 0 | 0 | 0 | 0 | 0 | 0 | 0
5285 | 5285 | 2019-08-09 05:00 | 18.26 | 0.24 | 18 | 13.3333 | 91.0125 | 7.25 | 484 | 14.9793 | 102.248 | 0.26 | 19 | 13.6842 | 93.4076 | 0.26 | 19 | 13.6842 | 93.4076
5286 | 5286 | 2019-08-09 06:00 | 18.26 | 0.63 | 46 | 13.6957 | 93.4857 | 1.02 | 73 | 13.9726 | 95.3761 | 0.67 | 49 | 13.6735 | 93.3343 | 0.67 | 49 | 13.6735 | 93.3343
5287 | 5287 | 2019-08-09 07:00 | 18.86 | 2.15 | 154 | 13.961 | 95.2972 | 2.34 | 167 | 14.012 | 95.6449 | 2.25 | 161 | 13.9752 | 95.3936 | 2.2 | 157 | 14.0127 | 95.6501
5288 | 5288 | 2019-08-09 08:00 | 19.45 | 3.48 | 249 | 13.9759 | 95.3987 | 3.55 | 253 | 14.0316 | 95.779 | 3.58 | 256 | 13.9844 | 95.4565 | 3.3 | 237 | 13.9241 | 95.0447
5289 | 5289 | 2019-08-09 09:00 | 20.05 | 2.99 | 214 | 13.972 | 95.3718 | 3 | 215 | 13.9535 | 95.2457 | 3.09 | 222 | 13.9189 | 95.0097 | 3.08 | 220 | 14 | 95.5631
5290 | 5290 | 2019-08-09 10:00 | 20.71 | 1.51 | 110 | 13.7273 | 93.7015 | 1.52 | 110 | 13.8182 | 94.3221 | 1.56 | 113 | 13.8053 | 94.2342 | 1.56 | 113 | 13.8053 | 94.2342
5291 | 5291 | 2019-08-09 11:00 | 21.37 | 5.28 | 382 | 13.822 | 94.3481 | 5.28 | 382 | 13.822 | 94.3481 | 5.44 | 393 | 13.8422 | 94.4863 | 5.44 | 393 | 13.8422 | 94.4863
5292 | 5292 | 2019-08-09 12:00 | 22.03 | 10.26 | 768 | 13.3594 | 91.1903 | 10.26 | 768 | 13.3594 | 91.1903 | 10.62 | 793 | 13.3922 | 91.4142 | 10.63 | 794 | 13.3879 | 91.385
5293 | 5293 | 2019-08-09 13:00 | 21.65 | 9.32 | 691 | 13.4877 | 92.0662 | 9.33 | 691 | 13.5022 | 92.165 | 9.47 | 701 | 13.5093 | 92.2135 | 9.29 | 688 | 13.5029 | 92.17
5294 | 5294 | 2019-08-09 14:00 | 21.27 | 8.44 | 618 | 13.657 | 93.2216 | 8.47 | 620 | 13.6613 | 93.2511 | 8.26 | 606 | 13.6304 | 93.04 | 6.18 | 459 | 13.4641 | 91.9048
5295 | 5295 | 2019-08-09 15:00 | 20.89 | 6.29 | 453 | 13.8852 | 94.7796 | 6.36 | 458 | 13.8865 | 94.7881 | 5.96 | 430 | 13.8605 | 94.6107 | 2.05 | 155 | 13.2258 | 90.2785
5296 | 5296 | 2019-08-09 16:00 | 20.21 | 3.51 | 252 | 13.9286 | 95.0756 | 3.71 | 265 | 14 | 95.5631 | 3.48 | 249 | 13.9759 | 95.3987 | 2.48 | 180 | 13.7778 | 94.0463
5297 | 5297 | 2019-08-09 17:00 | 19.52 | 1.74 | 125 | 13.92 | 95.0171 | 2.32 | 165 | 14.0606 | 95.9768 | 1.82 | 131 | 13.8931 | 94.8337 | 1.27 | 93 | 13.6559 | 93.2144
5298 | 5298 | 2019-08-09 18:00 | 18.84 | 0.63 | 46 | 13.6957 | 93.4857 | 5.68 | 385 | 14.7532 | 100.7048 | 0.67 | 49 | 13.6735 | 93.3343 | 0.67 | 49 | 13.6735 | 93.3343
5299 | 5299 | 2019-08-09 19:00 | 17.84 | 0 | 0 | 0 | 0 | 0 | 0 | 0 | 0 | 0 | 0 | 0 | 0 | 0 | 0 | 0 | 0
5300 | 5300 | 2019-08-09 20:00 | 16.85 | 0 | 0 | 0 | 0 | 0 | 0 | 0 | 0 | 0 | 0 | 0 | 0 | 0 | 0 | 0 | 0
5301 | 5301 | 2019-08-09 21:00 | 15.85 | 0 | 0 | 0 | 0 | 0 | 0 | 0 | 0 | 0 | 0 | 0 | 0 | 0 | 0 | 0 | 0
5302 | 5302 | 2019-08-09 22:00 | 15.18 | 0 | 0 | 0 | 0 | 0 | 0 | 0 | 0 | 0 | 0 | 0 | 0 | 0 | 0 | 0 | 0
5303 | 5303 | 2019-08-09 23:00 | 14.51 | 0 | 0 | 0 | 0 | 0 | 0 | 0 | 0 | 0 | 0 | 0 | 0 | 0 | 0 | 0 | 0
5304 | 5304 | 2019-08-10 | 13.83 | 0 | 0 | 0 | 0 | 0 | 0 | 0 | 0 | 0 | 0 | 0 | 0 | 0 | 0 | 0 | 0
5305 | 5305 | 2019-08-10 01:00 | 13.95 | 0 | 0 | 0 | 0 | 0 | 0 | 0 | 0 | 0 | 0 | 0 | 0 | 0 | 0 | 0 | 0
5306 | 5306 | 2019-08-10 02:00 | 14.06 | 0 | 0 | 0 | 0 | 0 | 0 | 0 | 0 | 0 | 0 | 0 | 0 | 0 | 0 | 0 | 0
5307 | 5307 | 2019-08-10 03:00 | 14.18 | 0 | 0 | 0 | 0 | 0 | 0 | 0 | 0 | 0 | 0 | 0 | 0 | 0 | 0 | 0 | 0
5308 | 5308 | 2019-08-10 04:00 | 14.36 | 0 | 0 | 0 | 0 | 0 | 0 | 0 | 0 | 0 | 0 | 0 | 0 | 0 | 0 | 0 | 0
5309 | 5309 | 2019-08-10 05:00 | 14.55 | 0.49 | 36 | 13.6111 | 92.9086 | 14.88 | 956 | 15.5649 | 106.2447 | 0.52 | 38 | 13.6842 | 93.4076 | 0.52 | 38 | 13.6842 | 93.4076
5310 | 5310 | 2019-08-10 06:00 | 14.73 | 1.48 | 105 | 14.0952 | 96.2132 | 2.38 | 166 | 14.3373 | 97.8659 | 1.6 | 113 | 14.1593 | 96.6505 | 1.18 | 85 | 13.8824 | 94.7601
5311 | 5311 | 2019-08-10 07:00 | 15.18 | 3.68 | 258 | 14.2636 | 97.3622 | 3.99 | 278 | 14.3525 | 97.9694 | 3.43 | 241 | 14.2324 | 97.1493 | 1.23 | 90 | 13.6667 | 93.2878
5312 | 5312 | 2019-08-10 08:00 | 15.63 | 5.14 | 365 | 14.0822 | 96.1242 | 5.23 | 371 | 14.097 | 96.2255 | 5.06 | 359 | 14.0947 | 96.2096 | 3.33 | 241 | 13.8174 | 94.3169
5313 | 5313 | 2019-08-10 09:00 | 16.09 | 6.37 | 457 | 13.9387 | 95.1449 | 6.4 | 459 | 13.9434 | 95.1765 | 6.4 | 459 | 13.9434 | 95.1765 | 5.21 | 376 | 13.8564 | 94.5828
5314 | 5314 | 2019-08-10 10:00 | 16.36 | 9.65 | 711 | 13.5724 | 92.6446 | 9.66 | 712 | 13.5674 | 92.6103 | 9.71 | 715 | 13.5804 | 92.6991 | 9.27 | 685 | 13.5328 | 92.3744
5315 | 5315 | 2019-08-10 11:00 | 16.63 | 1.41 | 101 | 13.9604 | 95.2928 | 1.41 | 101 | 13.9604 | 95.2928 | 1.46 | 104 | 14.0385 | 95.8257 | 1.46 | 104 | 14.0385 | 95.8257
5316 | 5316 | 2019-08-10 12:00 | 16.9 | 2.05 | 146 | 14.0411 | 95.8437 | 2.05 | 146 | 14.0411 | 95.8437 | 2.12 | 151 | 14.0397 | 95.8344 | 2.12 | 151 | 14.0397 | 95.8344
5317 | 5317 | 2019-08-10 13:00 | 17.2 | 9.13 | 671 | 13.6066 | 92.8775 | 9.14 | 672 | 13.6012 | 92.8409 | 9.29 | 682 | 13.6217 | 92.9809 | 9.12 | 670 | 13.6119 | 92.9143
5318 | 5318 | 2019-08-10 14:00 | 17.49 | 1.52 | 109 | 13.945 | 95.1874 | 1.53 | 109 | 14.0367 | 95.8136 | 1.58 | 113 | 13.9823 | 95.4423 | 1.58 | 113 | 13.9823 | 95.4423
5319 | 5319 | 2019-08-10 15:00 | 17.79 | 4.13 | 294 | 14.0476 | 95.8882 | 4.18 | 298 | 14.0268 | 95.7464 | 4.2 | 299 | 14.0468 | 95.8827 | 3.54 | 254 | 13.937 | 95.1332
5320 | 5320 | 2019-08-10 16:00 | 17.16 | 3.78 | 267 | 14.1573 | 96.6369 | 3.98 | 281 | 14.1637 | 96.6806 | 3.65 | 258 | 14.1473 | 96.5685 | 2.13 | 154 | 13.8312 | 94.4107
5321 | 5321 | 2019-08-10 17:00 | 16.53 | 1.64 | 117 | 14.0171 | 95.6798 | 2.2 | 155 | 14.1935 | 96.8843 | 1.71 | 122 | 14.0164 | 95.675 | 1.04 | 75 | 13.8667 | 94.653
5322 | 5322 | 2019-08-10 18:00 | 15.9 | 0.11 | 8 | 13.75 | 93.8567 | 1.05 | 75 | 14 | 95.5631 | 0.12 | 9 | 13.3333 | 91.0125 | 0.12 | 9 | 13.3333 | 91.0125
5323 | 5323 | 2019-08-10 19:00 | 15.03 | 0 | 0 | 0 | 0 | 0 | 0 | 0 | 0 | 0 | 0 | 0 | 0 | 0 | 0 | 0 | 0
5324 | 5324 | 2019-08-10 20:00 | 14.16 | 0 | 0 | 0 | 0 | 0 | 0 | 0 | 0 | 0 | 0 | 0 | 0 | 0 | 0 | 0 | 0
5325 | 5325 | 2019-08-10 21:00 | 13.29 | 0 | 0 | 0 | 0 | 0 | 0 | 0 | 0 | 0 | 0 | 0 | 0 | 0 | 0 | 0 | 0
5326 | 5326 | 2019-08-10 22:00 | 12.83 | 0 | 0 | 0 | 0 | 0 | 0 | 0 | 0 | 0 | 0 | 0 | 0 | 0 | 0 | 0 | 0
5327 | 5327 | 2019-08-10 23:00 | 12.37 | 0 | 0 | 0 | 0 | 0 | 0 | 0 | 0 | 0 | 0 | 0 | 0 | 0 | 0 | 0 | 0
5328 | 5328 | 2019-08-11 | 11.9 | 0 | 0 | 0 | 0 | 0 | 0 | 0 | 0 | 0 | 0 | 0 | 0 | 0 | 0 | 0 | 0
5329 | 5329 | 2019-08-11 01:00 | 11.24 | 0 | 0 | 0 | 0 | 0 | 0 | 0 | 0 | 0 | 0 | 0 | 0 | 0 | 0 | 0 | 0
5330 | 5330 | 2019-08-11 02:00 | 10.58 | 0 | 0 | 0 | 0 | 0 | 0 | 0 | 0 | 0 | 0 | 0 | 0 | 0 | 0 | 0 | 0
5331 | 5331 | 2019-08-11 03:00 | 9.92 | 0 | 0 | 0 | 0 | 0 | 0 | 0 | 0 | 0 | 0 | 0 | 0 | 0 | 0 | 0 | 0
5332 | 5332 | 2019-08-11 04:00 | 10.62 | 0 | 0 | 0 | 0 | 0 | 0 | 0 | 0 | 0 | 0 | 0 | 0 | 0 | 0 | 0 | 0
5333 | 5333 | 2019-08-11 05:00 | 11.31 | 0.59 | 42 | 14.0476 | 95.8882 | 17.91 | 1132 | 15.8216 | 107.997 | 0.62 | 44 | 14.0909 | 96.1837 | 0.62 | 44 | 14.0909 | 96.1837
5334 | 5334 | 2019-08-11 06:00 | 12.01 | 1.39 | 97 | 14.3299 | 97.815 | 2.24 | 154 | 14.5455 | 99.2864 | 1.48 | 104 | 14.2308 | 97.1384 | 1.45 | 102 | 14.2157 | 97.0354
5335 | 5335 | 2019-08-11 07:00 | 12.89 | 3.06 | 214 | 14.2991 | 97.6045 | 3.31 | 231 | 14.329 | 97.8089 | 3.12 | 218 | 14.3119 | 97.6923 | 2.65 | 186 | 14.2473 | 97.2513
5336 | 5336 | 2019-08-11 08:00 | 13.77 | 6.18 | 434 | 14.2396 | 97.1988 | 6.29 | 442 | 14.2308 | 97.1384 | 5.79 | 408 | 14.1912 | 96.8681 | 1.96 | 144 | 13.6111 | 92.9086
5337 | 5337 | 2019-08-11 09:00 | 14.65 | 6.62 | 471 | 14.0552 | 95.9399 | 6.65 | 473 | 14.0592 | 95.9672 | 6.63 | 472 | 14.0466 | 95.8813 | 5.27 | 379 | 13.905 | 94.9148
5338 | 5338 | 2019-08-11 10:00 | 14.7 | 9.66 | 705 | 13.7021 | 93.5299 | 9.67 | 705 | 13.7163 | 93.6267 | 9.73 | 709 | 13.7236 | 93.6761 | 9.3 | 680 | 13.6765 | 93.3547
5339 | 5339 | 2019-08-11 11:00 | 14.75 | 4.35 | 307 | 14.1694 | 96.7193 | 4.35 | 307 | 14.1694 | 96.7193 | 4.49 | 316 | 14.2089 | 96.9888 | 4.49 | 316 | 14.2089 | 96.9888
5340 | 5340 | 2019-08-11 12:00 | 14.8 | 5.36 | 379 | 14.1425 | 96.5357 | 5.36 | 379 | 14.1425 | 96.5357 | 5.53 | 391 | 14.1432 | 96.5408 | 5.53 | 391 | 14.1432 | 96.5408
5341 | 5341 | 2019-08-11 13:00 | 14.8 | 5.8 | 411 | 14.1119 | 96.3271 | 5.8 | 411 | 14.1119 | 96.3271 | 5.96 | 422 | 14.1232 | 96.4043 | 5.93 | 420 | 14.119 | 96.3758
5342 | 5342 | 2019-08-11 14:00 | 14.81 | 8.52 | 611 | 13.9444 | 95.1833 | 8.54 | 613 | 13.9315 | 95.0955 | 8.33 | 599 | 13.9065 | 94.925 | 6.23 | 453 | 13.7528 | 93.8755
5343 | 5343 | 2019-08-11 15:00 | 14.81 | 2.11 | 149 | 14.1611 | 96.6626 | 2.14 | 151 | 14.1722 | 96.7385 | 2.2 | 155 | 14.1935 | 96.8843 | 2.2 | 155 | 14.1935 | 96.8843
5344 | 5344 | 2019-08-11 16:00 | 14.35 | 3.84 | 268 | 14.3284 | 97.8045 | 4.06 | 283 | 14.3463 | 97.9269 | 3.68 | 257 | 14.3191 | 97.7411 | 1.98 | 142 | 13.9437 | 95.1786
5345 | 5345 | 2019-08-11 17:00 | 13.89 | 1.71 | 120 | 14.25 | 97.2696 | 2.3 | 160 | 14.375 | 98.1229 | 1.79 | 126 | 14.2063 | 96.9717 | 1.25 | 89 | 14.0449 | 95.8699
5346 | 5346 | 2019-08-11 18:00 | 13.43 | 0.53 | 38 | 13.9474 | 95.2039 | 5.09 | 339 | 15.0147 | 102.4898 | 0.57 | 41 | 13.9024 | 94.8972 | 0.57 | 41 | 13.9024 | 94.8972
5347 | 5347 | 2019-08-11 19:00 | 12.65 | 0 | 0 | 0 | 0 | 0 | 0 | 0 | 0 | 0 | 0 | 0 | 0 | 0 | 0 | 0 | 0
5348 | 5348 | 2019-08-11 20:00 | 11.87 | 0 | 0 | 0 | 0 | 0 | 0 | 0 | 0 | 0 | 0 | 0 | 0 | 0 | 0 | 0 | 0
5349 | 5349 | 2019-08-11 21:00 | 11.08 | 0 | 0 | 0 | 0 | 0 | 0 | 0 | 0 | 0 | 0 | 0 | 0 | 0 | 0 | 0 | 0
5350 | 5350 | 2019-08-11 22:00 | 10.53 | 0 | 0 | 0 | 0 | 0 | 0 | 0 | 0 | 0 | 0 | 0 | 0 | 0 | 0 | 0 | 0
5351 | 5351 | 2019-08-11 23:00 | 9.98 | 0 | 0 | 0 | 0 | 0 | 0 | 0 | 0 | 0 | 0 | 0 | 0 | 0 | 0 | 0 | 0
5352 | 5352 | 2019-08-12 | 9.42 | 0 | 0 | 0 | 0 | 0 | 0 | 0 | 0 | 0 | 0 | 0 | 0 | 0 | 0 | 0 | 0
5353 | 5353 | 2019-08-12 01:00 | 8.54 | 0 | 0 | 0 | 0 | 0 | 0 | 0 | 0 | 0 | 0 | 0 | 0 | 0 | 0 | 0 | 0
5354 | 5354 | 2019-08-12 02:00 | 7.67 | 0 | 0 | 0 | 0 | 0 | 0 | 0 | 0 | 0 | 0 | 0 | 0 | 0 | 0 | 0 | 0
5355 | 5355 | 2019-08-12 03:00 | 6.79 | 0 | 0 | 0 | 0 | 0 | 0 | 0 | 0 | 0 | 0 | 0 | 0 | 0 | 0 | 0 | 0
5356 | 5356 | 2019-08-12 04:00 | 7.85 | 0 | 0 | 0 | 0 | 0 | 0 | 0 | 0 | 0 | 0 | 0 | 0 | 0 | 0 | 0 | 0
5357 | 5357 | 2019-08-12 05:00 | 8.92 | 0.57 | 40 | 14.25 | 97.2696 | 17.5 | 1097 | 15.9526 | 108.8915 | 0.6 | 42 | 14.2857 | 97.5134 | 0.6 | 42 | 14.2857 | 97.5134
5358 | 5358 | 2019-08-12 06:00 | 9.98 | 1.48 | 103 | 14.3689 | 98.0814 | 2.39 | 163 | 14.6626 | 100.0858 | 1.58 | 110 | 14.3636 | 98.0453 | 1.53 | 107 | 14.2991 | 97.6045
5359 | 5359 | 2019-08-12 07:00 | 11.72 | 2.84 | 197 | 14.4162 | 98.4044 | 3.07 | 213 | 14.4131 | 98.3832 | 2.92 | 203 | 14.3842 | 98.1859 | 2.61 | 182 | 14.3407 | 97.8885
5360 | 5360 | 2019-08-12 08:00 | 13.46 | 3.19 | 224 | 14.2411 | 97.2087 | 3.25 | 227 | 14.3172 | 97.7282 | 3.3 | 231 | 14.2857 | 97.5134 | 3.13 | 219 | 14.2922 | 97.5579
5361 | 5361 | 2019-08-12 09:00 | 15.2 | 3.83 | 270 | 14.1852 | 96.8272 | 3.85 | 271 | 14.2066 | 96.9737 | 3.95 | 278 | 14.2086 | 96.9873 | 3.84 | 271 | 14.1697 | 96.7218
5362 | 5362 | 2019-08-12 10:00 | 15.63 | 2.48 | 175 | 14.1714 | 96.7333 | 2.49 | 176 | 14.1477 | 96.5715 | 2.57 | 181 | 14.1989 | 96.9208 | 2.57 | 181 | 14.1989 | 96.9208
5363 | 5363 | 2019-08-12 11:00 | 16.06 | 2.63 | 186 | 14.1398 | 96.5173 | 2.63 | 186 | 14.1398 | 96.5173 | 2.71 | 192 | 14.1146 | 96.3453 | 2.71 | 192 | 14.1146 | 96.3453
5364 | 5364 | 2019-08-12 12:00 | 16.5 | 2.58 | 182 | 14.1758 | 96.7633 | 2.58 | 182 | 14.1758 | 96.7633 | 2.66 | 188 | 14.1489 | 96.5798 | 2.66 | 188 | 14.1489 | 96.5798
5365 | 5365 | 2019-08-12 13:00 | 16.2 | 1.67 | 119 | 14.0336 | 95.7926 | 1.67 | 119 | 14.0336 | 95.7926 | 1.73 | 123 | 14.065 | 96.0071 | 1.73 | 123 | 14.065 | 96.0071
5366 | 5366 | 2019-08-12 14:00 | 15.91 | 1.57 | 112 | 14.0179 | 95.685 | 1.58 | 112 | 14.1071 | 96.2945 | 1.63 | 116 | 14.0517 | 95.9162 | 1.63 | 116 | 14.0517 | 95.9162
5367 | 5367 | 2019-08-12 15:00 | 15.61 | 1.54 | 109 | 14.1284 | 96.4399 | 1.56 | 110 | 14.1818 | 96.8042 | 1.6 | 113 | 14.1593 | 96.6505 | 1.6 | 113 | 14.1593 | 96.6505
5368 | 5368 | 2019-08-12 16:00 | 14.85 | 1.11 | 79 | 14.0506 | 95.9088 | 1.17 | 83 | 14.0964 | 96.2211 | 1.16 | 83 | 13.9759 | 95.3987 | 1.16 | 83 | 13.9759 | 95.3987
5369 | 5369 | 2019-08-12 17:00 | 14.08 | 1.04 | 74 | 14.0541 | 95.9321 | 1.41 | 99 | 14.2424 | 97.2179 | 1.1 | 78 | 14.1026 | 96.2632 | 1.1 | 78 | 14.1026 | 96.2632
5370 | 5370 | 2019-08-12 18:00 | 13.32 | 0.22 | 16 | 13.75 | 93.8567 | 2.21 | 151 | 14.6358 | 99.9028 | 0.24 | 17 | 14.1176 | 96.3662 | 0.24 | 17 | 14.1176 | 96.3662
5371 | 5371 | 2019-08-12 19:00 | 13.41 | 0 | 0 | 0 | 0 | 0 | 0 | 0 | 0 | 0 | 0 | 0 | 0 | 0 | 0 | 0 | 0
5372 | 5372 | 2019-08-12 20:00 | 13.5 | 0 | 0 | 0 | 0 | 0 | 0 | 0 | 0 | 0 | 0 | 0 | 0 | 0 | 0 | 0 | 0
5373 | 5373 | 2019-08-12 21:00 | 13.58 | 0 | 0 | 0 | 0 | 0 | 0 | 0 | 0 | 0 | 0 | 0 | 0 | 0 | 0 | 0 | 0
5374 | 5374 | 2019-08-12 22:00 | 13.88 | 0 | 0 | 0 | 0 | 0 | 0 | 0 | 0 | 0 | 0 | 0 | 0 | 0 | 0 | 0 | 0
5375 | 5375 | 2019-08-12 23:00 | 14.18 | 0 | 0 | 0 | 0 | 0 | 0 | 0 | 0 | 0 | 0 | 0 | 0 | 0 | 0 | 0 | 0
5376 | 5376 | 2019-08-13 | 14.47 | 0 | 0 | 0 | 0 | 0 | 0 | 0 | 0 | 0 | 0 | 0 | 0 | 0 | 0 | 0 | 0
5377 | 5377 | 2019-08-13 01:00 | 14.72 | 0 | 0 | 0 | 0 | 0 | 0 | 0 | 0 | 0 | 0 | 0 | 0 | 0 | 0 | 0 | 0
5378 | 5378 | 2019-08-13 02:00 | 14.97 | 0 | 0 | 0 | 0 | 0 | 0 | 0 | 0 | 0 | 0 | 0 | 0 | 0 | 0 | 0 | 0
5379 | 5379 | 2019-08-13 03:00 | 15.22 | 0 | 0 | 0 | 0 | 0 | 0 | 0 | 0 | 0 | 0 | 0 | 0 | 0 | 0 | 0 | 0
5380 | 5380 | 2019-08-13 04:00 | 15.5 | 0 | 0 | 0 | 0 | 0 | 0 | 0 | 0 | 0 | 0 | 0 | 0 | 0 | 0 | 0 | 0
5381 | 5381 | 2019-08-13 05:00 | 15.78 | 0.53 | 38 | 13.9474 | 95.2039 | 16.49 | 1060 | 15.5566 | 106.1884 | 0.56 | 41 | 13.6585 | 93.2323 | 0.56 | 41 | 13.6585 | 93.2323
5382 | 5382 | 2019-08-13 06:00 | 16.06 | 0.98 | 70 | 14 | 95.5631 | 1.58 | 112 | 14.1071 | 96.2945 | 1.04 | 75 | 13.8667 | 94.653 | 1.04 | 75 | 13.8667 | 94.653
5383 | 5383 | 2019-08-13 07:00 | 17.07 | 2.66 | 189 | 14.0741 | 96.0688 | 2.89 | 204 | 14.1667 | 96.7008 | 2.75 | 195 | 14.1026 | 96.2632 | 2.5 | 178 | 14.0449 | 95.8699
5384 | 5384 | 2019-08-13 08:00 | 18.07 | 2.55 | 182 | 14.011 | 95.6382 | 2.6 | 185 | 14.0541 | 95.9321 | 2.66 | 189 | 14.0741 | 96.0688 | 2.62 | 186 | 14.086 | 96.1503
5385 | 5385 | 2019-08-13 09:00 | 19.08 | 5.38 | 385 | 13.974 | 95.3858 | 5.4 | 387 | 13.9535 | 95.2457 | 5.46 | 391 | 13.9642 | 95.3187 | 4.83 | 348 | 13.8793 | 94.7393
5386 | 5386 | 2019-08-13 10:00 | 19.93 | 1.44 | 105 | 13.7143 | 93.6129 | 1.45 | 105 | 13.8095 | 94.263 | 1.49 | 108 | 13.7963 | 94.1727 | 1.49 | 108 | 13.7963 | 94.1727
5387 | 5387 | 2019-08-13 11:00 | 20.79 | 3.23 | 232 | 13.9224 | 95.0335 | 3.23 | 232 | 13.9224 | 95.0335 | 3.33 | 239 | 13.9331 | 95.1062 | 3.33 | 239 | 13.9331 | 95.1062
5388 | 5388 | 2019-08-13 12:00 | 21.65 | 7.24 | 531 | 13.6347 | 93.0693 | 7.24 | 531 | 13.6347 | 93.0693 | 7.48 | 547 | 13.6746 | 93.3419 | 7.49 | 548 | 13.6679 | 93.2961
5389 | 5389 | 2019-08-13 13:00 | 21.68 | 5.12 | 371 | 13.8005 | 94.2016 | 5.12 | 372 | 13.7634 | 93.9484 | 5.27 | 382 | 13.7958 | 94.1694 | 5.25 | 381 | 13.7795 | 94.0582
5390 | 5390 | 2019-08-13 14:00 | 21.7 | 6.03 | 439 | 13.7358 | 93.7595 | 6.05 | 440 | 13.75 | 93.8567 | 6.09 | 443 | 13.7472 | 93.8374 | 5.43 | 397 | 13.6776 | 93.3623
5391 | 5391 | 2019-08-13 15:00 | 21.73 | 4.75 | 344 | 13.8081 | 94.2535 | 4.81 | 348 | 13.8218 | 94.347 | 4.74 | 343 | 13.8192 | 94.3293 | 3.38 | 248 | 13.629 | 93.0309
5392 | 5392 | 2019-08-13 16:00 | 21.37 | 2.81 | 203 | 13.8424 | 94.4871 | 2.97 | 214 | 13.8785 | 94.7338 | 2.88 | 208 | 13.8462 | 94.513 | 2.51 | 182 | 13.7912 | 94.1379
5393 | 5393 | 2019-08-13 17:00 | 21 | 1.64 | 119 | 13.7815 | 94.0718 | 2.23 | 160 | 13.9375 | 95.1365 | 1.73 | 126 | 13.7302 | 93.7212 | 1.35 | 99 | 13.6364 | 93.081
5394 | 5394 | 2019-08-13 18:00 | 20.64 | 0.51 | 38 | 13.4211 | 91.6113 | 5.27 | 361 | 14.5983 | 99.6474 | 0.55 | 41 | 13.4146 | 91.5675 | 0.55 | 41 | 13.4146 | 91.5675
5395 | 5395 | 2019-08-13 19:00 | 19.39 | 0 | 0 | 0 | 0 | 0 | 0 | 0 | 0 | 0 | 0 | 0 | 0 | 0 | 0 | 0 | 0
5396 | 5396 | 2019-08-13 20:00 | 18.14 | 0 | 0 | 0 | 0 | 0 | 0 | 0 | 0 | 0 | 0 | 0 | 0 | 0 | 0 | 0 | 0
5397 | 5397 | 2019-08-13 21:00 | 16.88 | 0 | 0 | 0 | 0 | 0 | 0 | 0 | 0 | 0 | 0 | 0 | 0 | 0 | 0 | 0 | 0
5398 | 5398 | 2019-08-13 22:00 | 16.49 | 0 | 0 | 0 | 0 | 0 | 0 | 0 | 0 | 0 | 0 | 0 | 0 | 0 | 0 | 0 | 0
5399 | 5399 | 2019-08-13 23:00 | 16.09 | 0 | 0 | 0 | 0 | 0 | 0 | 0 | 0 | 0 | 0 | 0 | 0 | 0 | 0 | 0 | 0
5400 | 5400 | 2019-08-14 | 15.69 | 0 | 0 | 0 | 0 | 0 | 0 | 0 | 0 | 0 | 0 | 0 | 0 | 0 | 0 | 0 | 0
5401 | 5401 | 2019-08-14 01:00 | 15.78 | 0 | 0 | 0 | 0 | 0 | 0 | 0 | 0 | 0 | 0 | 0 | 0 | 0 | 0 | 0 | 0
5402 | 5402 | 2019-08-14 02:00 | 15.87 | 0 | 0 | 0 | 0 | 0 | 0 | 0 | 0 | 0 | 0 | 0 | 0 | 0 | 0 | 0 | 0
5403 | 5403 | 2019-08-14 03:00 | 15.96 | 0 | 0 | 0 | 0 | 0 | 0 | 0 | 0 | 0 | 0 | 0 | 0 | 0 | 0 | 0 | 0
5404 | 5404 | 2019-08-14 04:00 | 16.42 | 0 | 0 | 0 | 0 | 0 | 0 | 0 | 0 | 0 | 0 | 0 | 0 | 0 | 0 | 0 | 0
5405 | 5405 | 2019-08-14 05:00 | 16.89 | 0.5 | 37 | 13.5135 | 92.2424 | 15.83 | 1023 | 15.4741 | 105.6252 | 0.53 | 39 | 13.5897 | 92.7628 | 0.53 | 39 | 13.5897 | 92.7628
5406 | 5406 | 2019-08-14 06:00 | 17.35 | 1.56 | 112 | 13.9286 | 95.0756 | 2.52 | 177 | 14.2373 | 97.1829 | 1.67 | 120 | 13.9167 | 94.9943 | 1.5 | 108 | 13.8889 | 94.8047
5407 | 5407 | 2019-08-14 07:00 | 19.02 | 2.58 | 185 | 13.9459 | 95.1942 | 2.79 | 199 | 14.0201 | 95.7003 | 2.67 | 191 | 13.9791 | 95.4202 | 2.44 | 175 | 13.9429 | 95.1731
5408 | 5408 | 2019-08-14 08:00 | 20.68 | 2.44 | 176 | 13.8636 | 94.6323 | 2.48 | 179 | 13.8547 | 94.5717 | 2.54 | 183 | 13.8798 | 94.7425 | 2.51 | 181 | 13.8674 | 94.658
5409 | 5409 | 2019-08-14 09:00 | 22.35 | 4.67 | 339 | 13.7758 | 94.0328 | 4.69 | 341 | 13.7537 | 93.8817 | 4.78 | 347 | 13.7752 | 94.0288 | 4.41 | 321 | 13.7383 | 93.7769
5410 | 5410 | 2019-08-14 10:00 | 23.16 | 3.37 | 246 | 13.6992 | 93.5098 | 3.38 | 246 | 13.7398 | 93.7873 | 3.49 | 254 | 13.7402 | 93.7895 | 3.48 | 253 | 13.7549 | 93.8904
5411 | 5411 | 2019-08-14 11:00 | 23.97 | 6.68 | 495 | 13.4949 | 92.1157 | 6.68 | 495 | 13.4949 | 92.1157 | 6.91 | 510 | 13.549 | 92.4848 | 6.91 | 510 | 13.549 | 92.4848
5412 | 5412 | 2019-08-14 12:00 | 24.79 | 7.93 | 594 | 13.3502 | 91.1274 | 7.93 | 594 | 13.3502 | 91.1274 | 8.19 | 613 | 13.3605 | 91.1981 | 8.2 | 613 | 13.3768 | 91.3095
5413 | 5413 | 2019-08-14 13:00 | 24.73 | 8.03 | 602 | 13.3389 | 91.0503 | 8.04 | 602 | 13.3555 | 91.1637 | 8.2 | 613 | 13.3768 | 91.3095 | 8.08 | 605 | 13.3554 | 91.1629
5414 | 5414 | 2019-08-14 14:00 | 24.68 | 3.86 | 283 | 13.6396 | 93.1029 | 3.88 | 284 | 13.662 | 93.2558 | 3.98 | 292 | 13.6301 | 93.0385 | 3.88 | 285 | 13.614 | 92.9286
5415 | 5415 | 2019-08-14 15:00 | 24.62 | 2.89 | 212 | 13.6321 | 93.0517 | 2.93 | 215 | 13.6279 | 93.0233 | 2.99 | 219 | 13.653 | 93.1943 | 2.86 | 210 | 13.619 | 92.9628
5416 | 5416 | 2019-08-14 16:00 | 23.67 | 1.47 | 108 | 13.6111 | 92.9086 | 1.55 | 114 | 13.5965 | 92.8088 | 1.54 | 113 | 13.6283 | 93.0261 | 1.54 | 113 | 13.6283 | 93.0261
5417 | 5417 | 2019-08-14 17:00 | 22.72 | 1.37 | 101 | 13.5644 | 92.5895 | 1.87 | 136 | 13.75 | 93.8567 | 1.46 | 107 | 13.6449 | 93.139 | 1.4 | 103 | 13.5922 | 92.7797
5418 | 5418 | 2019-08-14 18:00 | 21.77 | 0.48 | 36 | 13.3333 | 91.0125 | 5.05 | 348 | 14.5115 | 99.0546 | 0.51 | 38 | 13.4211 | 91.6113 | 0.51 | 38 | 13.4211 | 91.6113
5419 | 5419 | 2019-08-14 19:00 | 20.33 | 0 | 0 | 0 | 0 | 0 | 0 | 0 | 0 | 0 | 0 | 0 | 0 | 0 | 0 | 0 | 0
5420 | 5420 | 2019-08-14 20:00 | 18.9 | 0 | 0 | 0 | 0 | 0 | 0 | 0 | 0 | 0 | 0 | 0 | 0 | 0 | 0 | 0 | 0
5421 | 5421 | 2019-08-14 21:00 | 17.46 | 0 | 0 | 0 | 0 | 0 | 0 | 0 | 0 | 0 | 0 | 0 | 0 | 0 | 0 | 0 | 0
5422 | 5422 | 2019-08-14 22:00 | 16.96 | 0 | 0 | 0 | 0 | 0 | 0 | 0 | 0 | 0 | 0 | 0 | 0 | 0 | 0 | 0 | 0
5423 | 5423 | 2019-08-14 23:00 | 16.45 | 0 | 0 | 0 | 0 | 0 | 0 | 0 | 0 | 0 | 0 | 0 | 0 | 0 | 0 | 0 | 0
5424 | 5424 | 2019-08-15 | 15.94 | 0 | 0 | 0 | 0 | 0 | 0 | 0 | 0 | 0 | 0 | 0 | 0 | 0 | 0 | 0 | 0
5425 | 5425 | 2019-08-15 01:00 | 15.67 | 0 | 0 | 0 | 0 | 0 | 0 | 0 | 0 | 0 | 0 | 0 | 0 | 0 | 0 | 0 | 0
5426 | 5426 | 2019-08-15 02:00 | 15.39 | 0 | 0 | 0 | 0 | 0 | 0 | 0 | 0 | 0 | 0 | 0 | 0 | 0 | 0 | 0 | 0
5427 | 5427 | 2019-08-15 03:00 | 15.12 | 0 | 0 | 0 | 0 | 0 | 0 | 0 | 0 | 0 | 0 | 0 | 0 | 0 | 0 | 0 | 0
5428 | 5428 | 2019-08-15 04:00 | 15.45 | 0 | 0 | 0 | 0 | 0 | 0 | 0 | 0 | 0 | 0 | 0 | 0 | 0 | 0 | 0 | 0
5429 | 5429 | 2019-08-15 05:00 | 15.79 | 0.35 | 26 | 13.4615 | 91.8876 | 11.33 | 738 | 15.3523 | 104.7939 | 0.38 | 28 | 13.5714 | 92.6377 | 0.38 | 28 | 13.5714 | 92.6377
5430 | 5430 | 2019-08-15 06:00 | 16.12 | 0.49 | 36 | 13.6111 | 92.9086 | 0.79 | 57 | 13.8596 | 94.6051 | 0.52 | 38 | 13.6842 | 93.4076 | 0.52 | 38 | 13.6842 | 93.4076
5431 | 5431 | 2019-08-15 07:00 | 17.92 | 1.18 | 85 | 13.8824 | 94.7601 | 1.28 | 92 | 13.913 | 94.9696 | 1.24 | 90 | 13.7778 | 94.0463 | 1.24 | 90 | 13.7778 | 94.0463
5432 | 5432 | 2019-08-15 08:00 | 19.71 | 3.38 | 245 | 13.7959 | 94.1701 | 3.44 | 249 | 13.8153 | 94.3021 | 3.48 | 251 | 13.8645 | 94.6385 | 3.18 | 231 | 13.7662 | 93.9675
5433 | 5433 | 2019-08-15 09:00 | 21.51 | 8.04 | 601 | 13.3777 | 91.3154 | 8.08 | 604 | 13.3775 | 91.3139 | 7.77 | 582 | 13.3505 | 91.1298 | 4.53 | 348 | 13.0172 | 88.8549
5434 | 5434 | 2019-08-15 10:00 | 22.13 | 8.85 | 672 | 13.1696 | 89.8952 | 8.86 | 673 | 13.1649 | 89.863 | 8.94 | 679 | 13.1664 | 89.8732 | 8.59 | 654 | 13.1346 | 89.6557
5435 | 5435 | 2019-08-15 11:00 | 22.76 | 6.89 | 515 | 13.3786 | 91.3218 | 6.89 | 515 | 13.3786 | 91.3218 | 7.13 | 532 | 13.4023 | 91.483 | 7.13 | 532 | 13.4023 | 91.483
5436 | 5436 | 2019-08-15 12:00 | 23.39 | 5.72 | 423 | 13.5225 | 92.3035 | 5.72 | 423 | 13.5225 | 92.3035 | 5.9 | 436 | 13.5321 | 92.3694 | 5.91 | 437 | 13.524 | 92.3142
5437 | 5437 | 2019-08-15 13:00 | 23.47 | 5.77 | 427 | 13.5129 | 92.2381 | 5.77 | 427 | 13.5129 | 92.2381 | 5.93 | 438 | 13.5388 | 92.4151 | 5.89 | 436 | 13.5092 | 92.2128
5438 | 5438 | 2019-08-15 14:00 | 23.54 | 6.57 | 488 | 13.4631 | 91.8984 | 6.59 | 489 | 13.4765 | 91.9896 | 6.59 | 489 | 13.4765 | 91.9896 | 5.6 | 419 | 13.3652 | 91.2297
5439 | 5439 | 2019-08-15 15:00 | 23.62 | 5.35 | 393 | 13.6132 | 92.9231 | 5.42 | 397 | 13.6524 | 93.1904 | 5.21 | 383 | 13.6031 | 92.8542 | 2.8 | 212 | 13.2075 | 90.1539
5440 | 5440 | 2019-08-15 16:00 | 22.77 | 2.88 | 210 | 13.7143 | 93.6129 | 3.05 | 222 | 13.7387 | 93.7798 | 2.93 | 214 | 13.6916 | 93.4579 | 2.46 | 180 | 13.6667 | 93.2878
5441 | 5441 | 2019-08-15 17:00 | 21.91 | 1.52 | 111 | 13.6937 | 93.4723 | 2.08 | 150 | 13.8667 | 94.653 | 1.61 | 118 | 13.6441 | 93.1336 | 1.48 | 109 | 13.578 | 92.6825
5442 | 5442 | 2019-08-15 18:00 | 21.06 | 0.49 | 37 | 13.2432 | 90.3976 | 5.38 | 368 | 14.6196 | 99.7923 | 0.52 | 39 | 13.3333 | 91.0125 | 0.52 | 39 | 13.3333 | 91.0125
5443 | 5443 | 2019-08-15 19:00 | 19.93 | 0 | 0 | 0 | 0 | 0 | 0 | 0 | 0 | 0 | 0 | 0 | 0 | 0 | 0 | 0 | 0
5444 | 5444 | 2019-08-15 20:00 | 18.8 | 0 | 0 | 0 | 0 | 0 | 0 | 0 | 0 | 0 | 0 | 0 | 0 | 0 | 0 | 0 | 0
5445 | 5445 | 2019-08-15 21:00 | 17.67 | 0 | 0 | 0 | 0 | 0 | 0 | 0 | 0 | 0 | 0 | 0 | 0 | 0 | 0 | 0 | 0
5446 | 5446 | 2019-08-15 22:00 | 17.03 | 0 | 0 | 0 | 0 | 0 | 0 | 0 | 0 | 0 | 0 | 0 | 0 | 0 | 0 | 0 | 0
5447 | 5447 | 2019-08-15 23:00 | 16.38 | 0 | 0 | 0 | 0 | 0 | 0 | 0 | 0 | 0 | 0 | 0 | 0 | 0 | 0 | 0 | 0
5448 | 5448 | 2019-08-16 | 15.73 | 0 | 0 | 0 | 0 | 0 | 0 | 0 | 0 | 0 | 0 | 0 | 0 | 0 | 0 | 0 | 0
5449 | 5449 | 2019-08-16 01:00 | 15.46 | 0 | 0 | 0 | 0 | 0 | 0 | 0 | 0 | 0 | 0 | 0 | 0 | 0 | 0 | 0 | 0
5450 | 5450 | 2019-08-16 02:00 | 15.18 | 0 | 0 | 0 | 0 | 0 | 0 | 0 | 0 | 0 | 0 | 0 | 0 | 0 | 0 | 0 | 0
5451 | 5451 | 2019-08-16 03:00 | 14.91 | 0 | 0 | 0 | 0 | 0 | 0 | 0 | 0 | 0 | 0 | 0 | 0 | 0 | 0 | 0 | 0
5452 | 5452 | 2019-08-16 04:00 | 15.21 | 0 | 0 | 0 | 0 | 0 | 0 | 0 | 0 | 0 | 0 | 0 | 0 | 0 | 0 | 0 | 0
5453 | 5453 | 2019-08-16 05:00 | 15.5 | 0.48 | 35 | 13.7143 | 93.6129 | 15.41 | 992 | 15.5343 | 106.036 | 0.51 | 37 | 13.7838 | 94.0873 | 0.51 | 37 | 13.7838 | 94.0873
5454 | 5454 | 2019-08-16 06:00 | 15.8 | 1.36 | 97 | 14.0206 | 95.7039 | 2.2 | 154 | 14.2857 | 97.5134 | 1.48 | 105 | 14.0952 | 96.2132 | 1.09 | 79 | 13.7975 | 94.1807
5455 | 5455 | 2019-08-16 07:00 | 17.51 | 3.47 | 246 | 14.1057 | 96.2846 | 3.76 | 265 | 14.1887 | 96.8511 | 3.3 | 234 | 14.1026 | 96.2632 | 1.49 | 109 | 13.6697 | 93.3087
5456 | 5456 | 2019-08-16 08:00 | 19.22 | 5.9 | 424 | 13.9151 | 94.9836 | 6 | 431 | 13.9211 | 95.0247 | 5.53 | 398 | 13.8945 | 94.8428 | 1.85 | 140 | 13.2143 | 90.1999
5457 | 5457 | 2019-08-16 09:00 | 20.94 | 7.85 | 580 | 13.5345 | 92.3855 | 7.89 | 582 | 13.5567 | 92.5372 | 7.64 | 565 | 13.5221 | 92.3012 | 4.79 | 362 | 13.232 | 90.3211
5458 | 5458 | 2019-08-16 10:00 | 21.9 | 8.28 | 622 | 13.3119 | 90.8662 | 8.29 | 623 | 13.3066 | 90.8299 | 8.4 | 630 | 13.3333 | 91.0125 | 8.13 | 611 | 13.3061 | 90.8263
5459 | 5459 | 2019-08-16 11:00 | 22.86 | 8.07 | 610 | 13.2295 | 90.3038 | 8.07 | 611 | 13.2079 | 90.156 | 8.35 | 631 | 13.233 | 90.3274 | 8.35 | 631 | 13.233 | 90.3274
5460 | 5460 | 2019-08-16 12:00 | 23.83 | 5.62 | 418 | 13.445 | 91.7746 | 5.62 | 418 | 13.445 | 91.7746 | 5.81 | 432 | 13.4491 | 91.8026 | 5.82 | 432 | 13.4722 | 91.9606
5461 | 5461 | 2019-08-16 13:00 | 23.62 | 7.93 | 600 | 13.2167 | 90.2162 | 7.94 | 600 | 13.2333 | 90.3299 | 8.1 | 611 | 13.257 | 90.4912 | 7.98 | 603 | 13.2338 | 90.3333
5462 | 5462 | 2019-08-16 14:00 | 23.41 | 6.95 | 517 | 13.4429 | 91.7607 | 6.98 | 519 | 13.4489 | 91.8016 | 6.93 | 515 | 13.4563 | 91.852 | 5.69 | 427 | 13.3255 | 90.9592
5463 | 5463 | 2019-08-16 15:00 | 23.2 | 5.97 | 436 | 13.6927 | 93.4653 | 6.04 | 442 | 13.6652 | 93.2775 | 5.63 | 412 | 13.665 | 93.2768 | 1.76 | 136 | 12.9412 | 88.3357
5464 | 5464 | 2019-08-16 16:00 | 22.36 | 3.6 | 260 | 13.8462 | 94.513 | 3.81 | 275 | 13.8545 | 94.5703 | 3.39 | 245 | 13.8367 | 94.4487 | 1.48 | 111 | 13.3333 | 91.0125
5465 | 5465 | 2019-08-16 17:00 | 21.53 | 1.47 | 107 | 13.7383 | 93.7769 | 2.01 | 145 | 13.8621 | 94.6216 | 1.55 | 113 | 13.7168 | 93.6301 | 1.04 | 77 | 13.5065 | 92.1945
5466 | 5466 | 2019-08-16 18:00 | 20.69 | 0.35 | 26 | 13.4615 | 91.8876 | 4 | 276 | 14.4928 | 98.9266 | 0.37 | 28 | 13.2143 | 90.1999 | 0.37 | 28 | 13.2143 | 90.1999
5467 | 5467 | 2019-08-16 19:00 | 19.54 | 0 | 0 | 0 | 0 | 0 | 0 | 0 | 0 | 0 | 0 | 0 | 0 | 0 | 0 | 0 | 0
5468 | 5468 | 2019-08-16 20:00 | 18.39 | 0 | 0 | 0 | 0 | 0 | 0 | 0 | 0 | 0 | 0 | 0 | 0 | 0 | 0 | 0 | 0
5469 | 5469 | 2019-08-16 21:00 | 17.23 | 0 | 0 | 0 | 0 | 0 | 0 | 0 | 0 | 0 | 0 | 0 | 0 | 0 | 0 | 0 | 0
5470 | 5470 | 2019-08-16 22:00 | 16.72 | 0 | 0 | 0 | 0 | 0 | 0 | 0 | 0 | 0 | 0 | 0 | 0 | 0 | 0 | 0 | 0
5471 | 5471 | 2019-08-16 23:00 | 16.21 | 0 | 0 | 0 | 0 | 0 | 0 | 0 | 0 | 0 | 0 | 0 | 0 | 0 | 0 | 0 | 0
5472 | 5472 | 2019-08-17 | 15.7 | 0 | 0 | 0 | 0 | 0 | 0 | 0 | 0 | 0 | 0 | 0 | 0 | 0 | 0 | 0 | 0
5473 | 5473 | 2019-08-17 01:00 | 15.15 | 0 | 0 | 0 | 0 | 0 | 0 | 0 | 0 | 0 | 0 | 0 | 0 | 0 | 0 | 0 | 0
5474 | 5474 | 2019-08-17 02:00 | 14.59 | 0 | 0 | 0 | 0 | 0 | 0 | 0 | 0 | 0 | 0 | 0 | 0 | 0 | 0 | 0 | 0
5475 | 5475 | 2019-08-17 03:00 | 14.04 | 0 | 0 | 0 | 0 | 0 | 0 | 0 | 0 | 0 | 0 | 0 | 0 | 0 | 0 | 0 | 0
5476 | 5476 | 2019-08-17 04:00 | 14.36 | 0 | 0 | 0 | 0 | 0 | 0 | 0 | 0 | 0 | 0 | 0 | 0 | 0 | 0 | 0 | 0
5477 | 5477 | 2019-08-17 05:00 | 14.69 | 0.43 | 31 | 13.871 | 94.6824 | 14.03 | 903 | 15.5371 | 106.0553 | 0.46 | 34 | 13.5294 | 92.3509 | 0.46 | 34 | 13.5294 | 92.3509
5478 | 5478 | 2019-08-17 06:00 | 15.01 | 1.49 | 105 | 14.1905 | 96.8633 | 2.4 | 168 | 14.2857 | 97.5134 | 1.6 | 113 | 14.1593 | 96.6505 | 1.37 | 98 | 13.9796 | 95.4238
5479 | 5479 | 2019-08-17 07:00 | 17 | 3.36 | 238 | 14.1176 | 96.3662 | 3.64 | 257 | 14.1634 | 96.6787 | 3.28 | 233 | 14.0773 | 96.0905 | 1.98 | 143 | 13.8462 | 94.513
5480 | 5480 | 2019-08-17 08:00 | 18.99 | 5.64 | 405 | 13.9259 | 95.0575 | 5.74 | 412 | 13.932 | 95.0992 | 5.37 | 387 | 13.876 | 94.7165 | 2.33 | 174 | 13.3908 | 91.4048
5481 | 5481 | 2019-08-17 09:00 | 20.99 | 7.7 | 568 | 13.5563 | 92.5347 | 7.73 | 571 | 13.5377 | 92.4072 | 7.52 | 556 | 13.5252 | 92.322 | 4.85 | 366 | 13.2514 | 90.453
5482 | 5482 | 2019-08-17 10:00 | 22.05 | 9.21 | 696 | 13.2328 | 90.326 | 9.22 | 697 | 13.2281 | 90.2943 | 9.28 | 702 | 13.2194 | 90.2346 | 8.9 | 674 | 13.2047 | 90.1348
5483 | 5483 | 2019-08-17 11:00 | 23.12 | 9.66 | 741 | 13.0364 | 88.9859 | 9.66 | 742 | 13.0189 | 88.866 | 10.01 | 767 | 13.0508 | 89.0843 | 10.02 | 767 | 13.0639 | 89.1733
5484 | 5484 | 2019-08-17 12:00 | 24.19 | 9.54 | 734 | 12.9973 | 88.7186 | 9.54 | 734 | 12.9973 | 88.7186 | 9.88 | 758 | 13.0343 | 88.9713 | 9.89 | 759 | 13.0303 | 88.944
5485 | 5485 | 2019-08-17 13:00 | 24.08 | 9.18 | 700 | 13.1143 | 89.5173 | 9.18 | 701 | 13.0956 | 89.3896 | 9.32 | 710 | 13.1268 | 89.6025 | 9.11 | 695 | 13.1079 | 89.4738
5486 | 5486 | 2019-08-17 14:00 | 23.96 | 7.95 | 595 | 13.3613 | 91.2037 | 7.97 | 597 | 13.3501 | 91.1269 | 7.77 | 582 | 13.3505 | 91.1298 | 5.68 | 432 | 13.1481 | 89.7485
5487 | 5487 | 2019-08-17 15:00 | 23.85 | 5.88 | 431 | 13.6427 | 93.1242 | 5.95 | 436 | 13.6468 | 93.1521 | 5.55 | 408 | 13.6029 | 92.8528 | 1.8 | 139 | 12.9496 | 88.3934
5488 | 5488 | 2019-08-17 16:00 | 22.9 | 3.56 | 258 | 13.7984 | 94.1874 | 3.77 | 272 | 13.8603 | 94.6095 | 3.34 | 243 | 13.7449 | 93.8215 | 1.44 | 109 | 13.211 | 90.1775
5489 | 5489 | 2019-08-17 17:00 | 21.95 | 1.42 | 104 | 13.6538 | 93.2003 | 1.95 | 141 | 13.8298 | 94.4013 | 1.49 | 109 | 13.6697 | 93.3087 | 0.99 | 73 | 13.5616 | 92.5709
5490 | 5490 | 2019-08-17 18:00 | 21 | 0.35 | 27 | 12.963 | 88.4844 | 4.18 | 288 | 14.5139 | 99.0709 | 0.37 | 28 | 13.2143 | 90.1999 | 0.37 | 28 | 13.2143 | 90.1999
5491 | 5491 | 2019-08-17 19:00 | 19.8 | 0 | 0 | 0 | 0 | 0 | 0 | 0 | 0 | 0 | 0 | 0 | 0 | 0 | 0 | 0 | 0
5492 | 5492 | 2019-08-17 20:00 | 18.6 | 0 | 0 | 0 | 0 | 0 | 0 | 0 | 0 | 0 | 0 | 0 | 0 | 0 | 0 | 0 | 0
5493 | 5493 | 2019-08-17 21:00 | 17.39 | 0 | 0 | 0 | 0 | 0 | 0 | 0 | 0 | 0 | 0 | 0 | 0 | 0 | 0 | 0 | 0
5494 | 5494 | 2019-08-17 22:00 | 16.84 | 0 | 0 | 0 | 0 | 0 | 0 | 0 | 0 | 0 | 0 | 0 | 0 | 0 | 0 | 0 | 0
5495 | 5495 | 2019-08-17 23:00 | 16.29 | 0 | 0 | 0 | 0 | 0 | 0 | 0 | 0 | 0 | 0 | 0 | 0 | 0 | 0 | 0 | 0
5496 | 5496 | 2019-08-18 | 15.73 | 0 | 0 | 0 | 0 | 0 | 0 | 0 | 0 | 0 | 0 | 0 | 0 | 0 | 0 | 0 | 0
5497 | 5497 | 2019-08-18 01:00 | 15.47 | 0 | 0 | 0 | 0 | 0 | 0 | 0 | 0 | 0 | 0 | 0 | 0 | 0 | 0 | 0 | 0
5498 | 5498 | 2019-08-18 02:00 | 15.21 | 0 | 0 | 0 | 0 | 0 | 0 | 0 | 0 | 0 | 0 | 0 | 0 | 0 | 0 | 0 | 0
5499 | 5499 | 2019-08-18 03:00 | 14.95 | 0 | 0 | 0 | 0 | 0 | 0 | 0 | 0 | 0 | 0 | 0 | 0 | 0 | 0 | 0 | 0
5500 | 5500 | 2019-08-18 04:00 | 15.17 | 0 | 0 | 0 | 0 | 0 | 0 | 0 | 0 | 0 | 0 | 0 | 0 | 0 | 0 | 0 | 0
5501 | 5501 | 2019-08-18 05:00 | 15.4 | 0.43 | 31 | 13.871 | 94.6824 | 14.09 | 909 | 15.5006 | 105.8058 | 0.47 | 34 | 13.8235 | 94.3586 | 0.47 | 34 | 13.8235 | 94.3586
5502 | 5502 | 2019-08-18 06:00 | 15.62 | 1.32 | 94 | 14.0426 | 95.8536 | 2.13 | 149 | 14.2953 | 97.5789 | 1.43 | 102 | 14.0196 | 95.697 | 1.06 | 76 | 13.9474 | 95.2039
5503 | 5503 | 2019-08-18 07:00 | 17.32 | 3.42 | 242 | 14.1322 | 96.4657 | 3.71 | 261 | 14.2146 | 97.0277 | 3.25 | 230 | 14.1304 | 96.4535 | 1.44 | 105 | 13.7143 | 93.6129
5504 | 5504 | 2019-08-18 08:00 | 19.02 | 5.89 | 422 | 13.9573 | 95.272 | 5.99 | 428 | 13.9953 | 95.5312 | 5.5 | 395 | 13.9241 | 95.0447 | 1.72 | 130 | 13.2308 | 90.3124
5505 | 5505 | 2019-08-18 09:00 | 20.73 | 7.99 | 587 | 13.6116 | 92.9118 | 8.03 | 590 | 13.6102 | 92.9022 | 7.75 | 570 | 13.5965 | 92.8088 | 4.67 | 352 | 13.267 | 90.56
5506 | 5506 | 2019-08-18 10:00 | 21.62 | 9.61 | 725 | 13.2552 | 90.479 | 9.62 | 726 | 13.2507 | 90.4484 | 9.66 | 728 | 13.2692 | 90.575 | 9.21 | 696 | 13.2328 | 90.326
5507 | 5507 | 2019-08-18 11:00 | 22.52 | 10.19 | 783 | 13.014 | 88.8331 | 10.2 | 783 | 13.0268 | 88.9203 | 10.57 | 811 | 13.0333 | 88.9645 | 10.58 | 811 | 13.0456 | 89.0486
5508 | 5508 | 2019-08-18 12:00 | 23.42 | 10.19 | 788 | 12.9315 | 88.2694 | 10.19 | 788 | 12.9315 | 88.2694 | 10.56 | 815 | 12.9571 | 88.4441 | 10.57 | 816 | 12.9534 | 88.4193
5509 | 5509 | 2019-08-18 13:00 | 23.75 | 9.44 | 722 | 13.0748 | 89.2477 | 9.45 | 723 | 13.0705 | 89.2187 | 9.56 | 731 | 13.078 | 89.2695 | 9.33 | 714 | 13.0672 | 89.1961
5510 | 5510 | 2019-08-18 14:00 | 24.08 | 7.88 | 592 | 13.3108 | 90.8588 | 7.91 | 593 | 13.339 | 91.0509 | 7.71 | 579 | 13.3161 | 90.8946 | 5.62 | 429 | 13.1002 | 89.4214
5511 | 5511 | 2019-08-18 15:00 | 24.41 | 5.85 | 431 | 13.5731 | 92.6491 | 5.92 | 436 | 13.578 | 92.6825 | 5.5 | 407 | 13.5135 | 92.2424 | 1.68 | 131 | 12.8244 | 87.5388
5512 | 5512 | 2019-08-18 16:00 | 23.36 | 3.48 | 253 | 13.7549 | 93.8904 | 3.69 | 268 | 13.7687 | 93.984 | 3.29 | 240 | 13.7083 | 93.5722 | 1.5 | 113 | 13.2743 | 90.6098
5513 | 5513 | 2019-08-18 17:00 | 22.32 | 1.4 | 103 | 13.5922 | 92.7797 | 1.94 | 141 | 13.7589 | 93.9172 | 1.48 | 109 | 13.578 | 92.6825 | 1.02 | 76 | 13.4211 | 91.6113
5514 | 5514 | 2019-08-18 18:00 | 21.27 | 0.33 | 25 | 13.2 | 90.1024 | 4.05 | 280 | 14.4643 | 98.7323 | 0.35 | 26 | 13.4615 | 91.8876 | 0.35 | 26 | 13.4615 | 91.8876
5515 | 5515 | 2019-08-18 19:00 | 20.07 | 0 | 0 | 0 | 0 | 0 | 0 | 0 | 0 | 0 | 0 | 0 | 0 | 0 | 0 | 0 | 0
5516 | 5516 | 2019-08-18 20:00 | 18.88 | 0 | 0 | 0 | 0 | 0 | 0 | 0 | 0 | 0 | 0 | 0 | 0 | 0 | 0 | 0 | 0
5517 | 5517 | 2019-08-18 21:00 | 17.68 | 0 | 0 | 0 | 0 | 0 | 0 | 0 | 0 | 0 | 0 | 0 | 0 | 0 | 0 | 0 | 0
5518 | 5518 | 2019-08-18 22:00 | 16.94 | 0 | 0 | 0 | 0 | 0 | 0 | 0 | 0 | 0 | 0 | 0 | 0 | 0 | 0 | 0 | 0
5519 | 5519 | 2019-08-18 23:00 | 16.2 | 0 | 0 | 0 | 0 | 0 | 0 | 0 | 0 | 0 | 0 | 0 | 0 | 0 | 0 | 0 | 0
5520 | 5520 | 2019-08-19 | 15.46 | 0 | 0 | 0 | 0 | 0 | 0 | 0 | 0 | 0 | 0 | 0 | 0 | 0 | 0 | 0 | 0
5521 | 5521 | 2019-08-19 01:00 | 14.67 | 0 | 0 | 0 | 0 | 0 | 0 | 0 | 0 | 0 | 0 | 0 | 0 | 0 | 0 | 0 | 0
5522 | 5522 | 2019-08-19 02:00 | 13.89 | 0 | 0 | 0 | 0 | 0 | 0 | 0 | 0 | 0 | 0 | 0 | 0 | 0 | 0 | 0 | 0
5523 | 5523 | 2019-08-19 03:00 | 13.1 | 0 | 0 | 0 | 0 | 0 | 0 | 0 | 0 | 0 | 0 | 0 | 0 | 0 | 0 | 0 | 0
5524 | 5524 | 2019-08-19 04:00 | 13.68 | 0 | 0 | 0 | 0 | 0 | 0 | 0 | 0 | 0 | 0 | 0 | 0 | 0 | 0 | 0 | 0
5525 | 5525 | 2019-08-19 05:00 | 14.25 | 0.42 | 31 | 13.5484 | 92.4805 | 13.85 | 890 | 15.5618 | 106.2239 | 0.46 | 33 | 13.9394 | 95.1494 | 0.46 | 33 | 13.9394 | 95.1494
5526 | 5526 | 2019-08-19 06:00 | 14.83 | 1.31 | 93 | 14.086 | 96.1503 | 2.12 | 148 | 14.3243 | 97.777 | 1.42 | 101 | 14.0594 | 95.9686 | 1.06 | 76 | 13.9474 | 95.2039
5527 | 5527 | 2019-08-19 07:00 | 17.39 | 3.37 | 239 | 14.1004 | 96.2486 | 3.65 | 258 | 14.1473 | 96.5685 | 3.22 | 229 | 14.0611 | 95.9804 | 1.54 | 113 | 13.6283 | 93.0261
5528 | 5528 | 2019-08-19 08:00 | 19.95 | 5.75 | 416 | 13.8221 | 94.3489 | 5.85 | 423 | 13.8298 | 94.4013 | 5.4 | 391 | 13.8107 | 94.2713 | 1.82 | 138 | 13.1884 | 90.0232
5529 | 5529 | 2019-08-19 09:00 | 22.51 | 7.71 | 576 | 13.3854 | 91.368 | 7.74 | 579 | 13.3679 | 91.2483 | 7.49 | 561 | 13.3512 | 91.1342 | 4.67 | 357 | 13.0812 | 89.2917
5530 | 5530 | 2019-08-19 10:00 | 23.28 | 9.18 | 705 | 13.0213 | 88.8824 | 9.19 | 706 | 13.017 | 88.8532 | 9.24 | 710 | 13.0141 | 88.8333 | 8.84 | 681 | 12.9809 | 88.6069
5531 | 5531 | 2019-08-19 11:00 | 24.05 | 9.86 | 773 | 12.7555 | 87.0682 | 9.86 | 773 | 12.7555 | 87.0682 | 10.22 | 800 | 12.775 | 87.2014 | 10.23 | 800 | 12.7875 | 87.2867
5532 | 5532 | 2019-08-19 12:00 | 24.82 | 9.73 | 765 | 12.719 | 86.8188 | 9.73 | 765 | 12.719 | 86.8188 | 10.08 | 790 | 12.7595 | 87.0955 | 10.09 | 791 | 12.756 | 87.0717
5533 | 5533 | 2019-08-19 13:00 | 23.98 | 9.1 | 704 | 12.9261 | 88.233 | 9.11 | 705 | 12.922 | 88.2047 | 9.23 | 714 | 12.9272 | 88.2401 | 9.01 | 698 | 12.9083 | 88.1113
5534 | 5534 | 2019-08-19 14:00 | 23.14 | 7.32 | 550 | 13.3091 | 90.847 | 7.34 | 552 | 13.2971 | 90.7652 | 7.23 | 544 | 13.2904 | 90.7197 | 5.59 | 426 | 13.1221 | 89.5704
5535 | 5535 | 2019-08-19 15:00 | 22.3 | 5.68 | 418 | 13.5885 | 92.7544 | 5.76 | 423 | 13.617 | 92.949 | 5.39 | 397 | 13.5768 | 92.6746 | 1.94 | 149 | 13.0201 | 88.8746
5536 | 5536 | 2019-08-19 16:00 | 21.41 | 3.32 | 240 | 13.8333 | 94.4255 | 3.52 | 254 | 13.8583 | 94.5957 | 3.22 | 234 | 13.7607 | 93.9296 | 1.91 | 142 | 13.4507 | 91.8137
5537 | 5537 | 2019-08-19 17:00 | 20.51 | 1.36 | 99 | 13.7374 | 93.7705 | 1.89 | 136 | 13.8971 | 94.8605 | 1.44 | 105 | 13.7143 | 93.6129 | 0.95 | 71 | 13.3803 | 91.333
5538 | 5538 | 2019-08-19 18:00 | 19.62 | 0.37 | 27 | 13.7037 | 93.5406 | 4.7 | 321 | 14.6417 | 99.9436 | 0.39 | 29 | 13.4483 | 91.7971 | 0.39 | 29 | 13.4483 | 91.7971
5539 | 5539 | 2019-08-19 19:00 | 18.78 | 0 | 0 | 0 | 0 | 0 | 0 | 0 | 0 | 0 | 0 | 0 | 0 | 0 | 0 | 0 | 0
5540 | 5540 | 2019-08-19 20:00 | 17.95 | 0 | 0 | 0 | 0 | 0 | 0 | 0 | 0 | 0 | 0 | 0 | 0 | 0 | 0 | 0 | 0
5541 | 5541 | 2019-08-19 21:00 | 17.11 | 0 | 0 | 0 | 0 | 0 | 0 | 0 | 0 | 0 | 0 | 0 | 0 | 0 | 0 | 0 | 0
5542 | 5542 | 2019-08-19 22:00 | 16.81 | 0 | 0 | 0 | 0 | 0 | 0 | 0 | 0 | 0 | 0 | 0 | 0 | 0 | 0 | 0 | 0
5543 | 5543 | 2019-08-19 23:00 | 16.5 | 0 | 0 | 0 | 0 | 0 | 0 | 0 | 0 | 0 | 0 | 0 | 0 | 0 | 0 | 0 | 0
5544 | 5544 | 2019-08-20 | 16.19 | 0 | 0 | 0 | 0 | 0 | 0 | 0 | 0 | 0 | 0 | 0 | 0 | 0 | 0 | 0 | 0
5545 | 5545 | 2019-08-20 01:00 | 15.46 | 0 | 0 | 0 | 0 | 0 | 0 | 0 | 0 | 0 | 0 | 0 | 0 | 0 | 0 | 0 | 0
5546 | 5546 | 2019-08-20 02:00 | 14.72 | 0 | 0 | 0 | 0 | 0 | 0 | 0 | 0 | 0 | 0 | 0 | 0 | 0 | 0 | 0 | 0
5547 | 5547 | 2019-08-20 03:00 | 13.99 | 0 | 0 | 0 | 0 | 0 | 0 | 0 | 0 | 0 | 0 | 0 | 0 | 0 | 0 | 0 | 0
5548 | 5548 | 2019-08-20 04:00 | 14.67 | 0 | 0 | 0 | 0 | 0 | 0 | 0 | 0 | 0 | 0 | 0 | 0 | 0 | 0 | 0 | 0
5549 | 5549 | 2019-08-20 05:00 | 15.34 | 0.4 | 30 | 13.3333 | 91.0125 | 13.45 | 870 | 15.4598 | 105.5274 | 0.45 | 33 | 13.6364 | 93.081 | 0.45 | 33 | 13.6364 | 93.081
5550 | 5550 | 2019-08-20 06:00 | 16.02 | 1.36 | 97 | 14.0206 | 95.7039 | 2.21 | 155 | 14.2581 | 97.3247 | 1.48 | 105 | 14.0952 | 96.2132 | 1.18 | 85 | 13.8824 | 94.7601
5551 | 5551 | 2019-08-20 07:00 | 17.73 | 3.32 | 236 | 14.0678 | 96.0259 | 3.6 | 255 | 14.1176 | 96.3662 | 3.2 | 228 | 14.0351 | 95.8026 | 1.66 | 121 | 13.719 | 93.6451
5552 | 5552 | 2019-08-20 08:00 | 19.44 | 5.65 | 409 | 13.8142 | 94.2948 | 5.75 | 415 | 13.8554 | 94.5763 | 5.33 | 387 | 13.7726 | 94.011 | 1.97 | 149 | 13.2215 | 90.249
5553 | 5553 | 2019-08-20 09:00 | 21.15 | 7.45 | 554 | 13.4477 | 91.7929 | 7.48 | 556 | 13.4532 | 91.831 | 7.29 | 543 | 13.4254 | 91.6411 | 4.83 | 367 | 13.1608 | 89.8346
5554 | 5554 | 2019-08-20 10:00 | 21.64 | 9.03 | 687 | 13.1441 | 89.7209 | 9.04 | 688 | 13.1395 | 89.6897 | 9.1 | 693 | 13.1313 | 89.6335 | 8.74 | 666 | 13.1231 | 89.5776
5555 | 5555 | 2019-08-20 11:00 | 22.13 | 9.85 | 761 | 12.9435 | 88.3515 | 9.85 | 762 | 12.9265 | 88.2356 | 10.22 | 788 | 12.9695 | 88.5293 | 10.22 | 789 | 12.9531 | 88.4171
5556 | 5556 | 2019-08-20 12:00 | 22.62 | 6.93 | 518 | 13.3784 | 91.32 | 6.93 | 518 | 13.3784 | 91.32 | 7.16 | 535 | 13.3832 | 91.3527 | 7.17 | 535 | 13.4019 | 91.4803
5557 | 5557 | 2019-08-20 13:00 | 22.84 | 6.09 | 451 | 13.5033 | 92.1729 | 6.09 | 451 | 13.5033 | 92.1729 | 6.25 | 463 | 13.4989 | 92.1428 | 6.2 | 459 | 13.5076 | 92.2022
5558 | 5558 | 2019-08-20 14:00 | 23.06 | 2.54 | 186 | 13.6559 | 93.2144 | 2.55 | 187 | 13.6364 | 93.081 | 2.64 | 193 | 13.6788 | 93.3704 | 2.63 | 192 | 13.6979 | 93.5011
5559 | 5559 | 2019-08-20 15:00 | 23.28 | 1.55 | 114 | 13.5965 | 92.8088 | 1.57 | 116 | 13.5345 | 92.3855 | 1.62 | 119 | 13.6134 | 92.9245 | 1.62 | 119 | 13.6134 | 92.9245
5560 | 5560 | 2019-08-20 16:00 | 22.56 | 1.11 | 82 | 13.5366 | 92.3999 | 1.17 | 86 | 13.6047 | 92.8645 | 1.16 | 86 | 13.4884 | 92.0708 | 1.16 | 86 | 13.4884 | 92.0708
5561 | 5561 | 2019-08-20 17:00 | 21.83 | 1.13 | 83 | 13.6145 | 92.9315 | 1.58 | 115 | 13.7391 | 93.7825 | 1.2 | 88 | 13.6364 | 93.081 | 1.17 | 86 | 13.6047 | 92.8645
5562 | 5562 | 2019-08-20 18:00 | 21.11 | 0.27 | 21 | 12.8571 | 87.7621 | 3.62 | 251 | 14.4223 | 98.4458 | 0.29 | 22 | 13.1818 | 89.9783 | 0.29 | 22 | 13.1818 | 89.9783
5563 | 5563 | 2019-08-20 19:00 | 20.48 | 0 | 0 | 0 | 0 | 0 | 0 | 0 | 0 | 0 | 0 | 0 | 0 | 0 | 0 | 0 | 0
5564 | 5564 | 2019-08-20 20:00 | 19.86 | 0 | 0 | 0 | 0 | 0 | 0 | 0 | 0 | 0 | 0 | 0 | 0 | 0 | 0 | 0 | 0
5565 | 5565 | 2019-08-20 21:00 | 19.23 | 0 | 0 | 0 | 0 | 0 | 0 | 0 | 0 | 0 | 0 | 0 | 0 | 0 | 0 | 0 | 0
5566 | 5566 | 2019-08-20 22:00 | 18.87 | 0 | 0 | 0 | 0 | 0 | 0 | 0 | 0 | 0 | 0 | 0 | 0 | 0 | 0 | 0 | 0
5567 | 5567 | 2019-08-20 23:00 | 18.5 | 0 | 0 | 0 | 0 | 0 | 0 | 0 | 0 | 0 | 0 | 0 | 0 | 0 | 0 | 0 | 0
5568 | 5568 | 2019-08-21 | 18.13 | 0 | 0 | 0 | 0 | 0 | 0 | 0 | 0 | 0 | 0 | 0 | 0 | 0 | 0 | 0 | 0
5569 | 5569 | 2019-08-21 01:00 | 17.59 | 0 | 0 | 0 | 0 | 0 | 0 | 0 | 0 | 0 | 0 | 0 | 0 | 0 | 0 | 0 | 0
5570 | 5570 | 2019-08-21 02:00 | 17.05 | 0 | 0 | 0 | 0 | 0 | 0 | 0 | 0 | 0 | 0 | 0 | 0 | 0 | 0 | 0 | 0
5571 | 5571 | 2019-08-21 03:00 | 16.51 | 0 | 0 | 0 | 0 | 0 | 0 | 0 | 0 | 0 | 0 | 0 | 0 | 0 | 0 | 0 | 0
5572 | 5572 | 2019-08-21 04:00 | 16.56 | 0 | 0 | 0 | 0 | 0 | 0 | 0 | 0 | 0 | 0 | 0 | 0 | 0 | 0 | 0 | 0
5573 | 5573 | 2019-08-21 05:00 | 16.61 | 0.16 | 12 | 13.3333 | 91.0125 | 5.36 | 359 | 14.9304 | 101.9137 | 0.18 | 13 | 13.8462 | 94.513 | 0.18 | 13 | 13.8462 | 94.513
5574 | 5574 | 2019-08-21 06:00 | 16.66 | 0.82 | 60 | 13.6667 | 93.2878 | 1.33 | 95 | 14 | 95.5631 | 0.88 | 63 | 13.9683 | 95.3464 | 0.88 | 63 | 13.9683 | 95.3464
5575 | 5575 | 2019-08-21 07:00 | 17.76 | 2.21 | 158 | 13.9873 | 95.4767 | 2.39 | 170 | 14.0588 | 95.9647 | 2.31 | 165 | 14 | 95.5631 | 2.19 | 156 | 14.0385 | 95.8257
5576 | 5576 | 2019-08-21 08:00 | 18.86 | 4.52 | 324 | 13.9506 | 95.2261 | 4.6 | 329 | 13.9818 | 95.4387 | 4.51 | 323 | 13.9628 | 95.3095 | 3.26 | 236 | 13.8136 | 94.2905
5577 | 5577 | 2019-08-21 09:00 | 19.97 | 7.58 | 551 | 13.7568 | 93.9031 | 7.61 | 554 | 13.7365 | 93.7642 | 7.42 | 541 | 13.7153 | 93.6201 | 4.94 | 366 | 13.4973 | 92.1315
5578 | 5578 | 2019-08-21 10:00 | 20.69 | 5.45 | 395 | 13.7975 | 94.1807 | 5.45 | 395 | 13.7975 | 94.1807 | 5.6 | 406 | 13.7931 | 94.1509 | 5.55 | 402 | 13.806 | 94.2387
5579 | 5579 | 2019-08-21 11:00 | 21.41 | 2.37 | 172 | 13.7791 | 94.0551 | 2.37 | 172 | 13.7791 | 94.0551 | 2.45 | 177 | 13.8418 | 94.4833 | 2.45 | 177 | 13.8418 | 94.4833
5580 | 5580 | 2019-08-21 12:00 | 22.14 | 5.47 | 399 | 13.7093 | 93.5787 | 5.48 | 399 | 13.7343 | 93.7497 | 5.66 | 412 | 13.7379 | 93.7738 | 5.66 | 412 | 13.7379 | 93.7738
5581 | 5581 | 2019-08-21 13:00 | 21.58 | 8.97 | 667 | 13.4483 | 91.7971 | 8.98 | 667 | 13.4633 | 91.8994 | 9.12 | 677 | 13.4712 | 91.9536 | 8.92 | 663 | 13.454 | 91.8362
5582 | 5582 | 2019-08-21 14:00 | 21.03 | 7.2 | 525 | 13.7143 | 93.6129 | 7.22 | 526 | 13.7262 | 93.6944 | 7.14 | 521 | 13.7044 | 93.5455 | 5.64 | 416 | 13.5577 | 92.544
5583 | 5583 | 2019-08-21 15:00 | 20.47 | 1.03 | 76 | 13.5526 | 92.5094 | 1.05 | 76 | 13.8158 | 94.3057 | 1.08 | 79 | 13.6709 | 93.3166 | 1.08 | 79 | 13.6709 | 93.3166
5584 | 5584 | 2019-08-21 16:00 | 19.85 | 3.39 | 242 | 14.0083 | 95.6196 | 3.6 | 256 | 14.0625 | 95.9898 | 3.23 | 231 | 13.9827 | 95.4449 | 1.57 | 116 | 13.5345 | 92.3855
5585 | 5585 | 2019-08-21 17:00 | 19.22 | 1.4 | 101 | 13.8614 | 94.617 | 1.97 | 140 | 14.0714 | 96.0507 | 1.49 | 107 | 13.9252 | 95.0528 | 1.27 | 93 | 13.6559 | 93.2144
5586 | 5586 | 2019-08-21 18:00 | 18.6 | 0.26 | 19 | 13.6842 | 93.4076 | 3.61 | 248 | 14.5565 | 99.3614 | 0.28 | 21 | 13.3333 | 91.0125 | 0.28 | 21 | 13.3333 | 91.0125
5587 | 5587 | 2019-08-21 19:00 | 17.92 | 0 | 0 | 0 | 0 | 0 | 0 | 0 | 0 | 0 | 0 | 0 | 0 | 0 | 0 | 0 | 0
5588 | 5588 | 2019-08-21 20:00 | 17.24 | 0 | 0 | 0 | 0 | 0 | 0 | 0 | 0 | 0 | 0 | 0 | 0 | 0 | 0 | 0 | 0
5589 | 5589 | 2019-08-21 21:00 | 16.55 | 0 | 0 | 0 | 0 | 0 | 0 | 0 | 0 | 0 | 0 | 0 | 0 | 0 | 0 | 0 | 0
5590 | 5590 | 2019-08-21 22:00 | 16.4 | 0 | 0 | 0 | 0 | 0 | 0 | 0 | 0 | 0 | 0 | 0 | 0 | 0 | 0 | 0 | 0
5591 | 5591 | 2019-08-21 23:00 | 16.24 | 0 | 0 | 0 | 0 | 0 | 0 | 0 | 0 | 0 | 0 | 0 | 0 | 0 | 0 | 0 | 0
5592 | 5592 | 2019-08-22 | 16.08 | 0 | 0 | 0 | 0 | 0 | 0 | 0 | 0 | 0 | 0 | 0 | 0 | 0 | 0 | 0 | 0
5593 | 5593 | 2019-08-22 01:00 | 15.56 | 0 | 0 | 0 | 0 | 0 | 0 | 0 | 0 | 0 | 0 | 0 | 0 | 0 | 0 | 0 | 0
5594 | 5594 | 2019-08-22 02:00 | 15.05 | 0 | 0 | 0 | 0 | 0 | 0 | 0 | 0 | 0 | 0 | 0 | 0 | 0 | 0 | 0 | 0
5595 | 5595 | 2019-08-22 03:00 | 14.53 | 0 | 0 | 0 | 0 | 0 | 0 | 0 | 0 | 0 | 0 | 0 | 0 | 0 | 0 | 0 | 0
5596 | 5596 | 2019-08-22 04:00 | 14.63 | 0 | 0 | 0 | 0 | 0 | 0 | 0 | 0 | 0 | 0 | 0 | 0 | 0 | 0 | 0 | 0
5597 | 5597 | 2019-08-22 05:00 | 14.72 | 0.33 | 24 | 13.75 | 93.8567 | 11.2 | 726 | 15.427 | 105.3037 | 0.39 | 28 | 13.9286 | 95.0756 | 0.39 | 28 | 13.9286 | 95.0756
5598 | 5598 | 2019-08-22 06:00 | 14.82 | 1.36 | 96 | 14.1667 | 96.7008 | 2.2 | 153 | 14.3791 | 98.1508 | 1.47 | 104 | 14.1346 | 96.482 | 1.22 | 87 | 14.023 | 95.7201
5599 | 5599 | 2019-08-22 07:00 | 15.73 | 1.65 | 117 | 14.1026 | 96.2632 | 1.79 | 127 | 14.0945 | 96.2081 | 1.74 | 123 | 14.1463 | 96.5621 | 1.73 | 122 | 14.1803 | 96.794
5600 | 5600 | 2019-08-22 08:00 | 16.64 | 1.67 | 119 | 14.0336 | 95.7926 | 1.7 | 121 | 14.0496 | 95.9016 | 1.74 | 124 | 14.0323 | 95.7833 | 1.74 | 124 | 14.0323 | 95.7833
5601 | 5601 | 2019-08-22 09:00 | 17.55 | 3.37 | 238 | 14.1597 | 96.653 | 3.38 | 239 | 14.1423 | 96.5342 | 3.48 | 246 | 14.1463 | 96.5621 | 3.42 | 241 | 14.1909 | 96.866
5602 | 5602 | 2019-08-22 10:00 | 17.74 | 3.14 | 223 | 14.0807 | 96.1141 | 3.15 | 223 | 14.1256 | 96.4202 | 3.25 | 230 | 14.1304 | 96.4535 | 3.25 | 230 | 14.1304 | 96.4535
5603 | 5603 | 2019-08-22 11:00 | 17.94 | 2.34 | 167 | 14.012 | 95.6449 | 2.34 | 167 | 14.012 | 95.6449 | 2.42 | 172 | 14.0698 | 96.0394 | 2.42 | 172 | 14.0698 | 96.0394
5604 | 5604 | 2019-08-22 12:00 | 18.14 | 1.8 | 129 | 13.9535 | 95.2457 | 1.8 | 129 | 13.9535 | 95.2457 | 1.86 | 133 | 13.985 | 95.4605 | 1.86 | 133 | 13.985 | 95.4605
5605 | 5605 | 2019-08-22 13:00 | 17.57 | 1.16 | 83 | 13.9759 | 95.3987 | 1.16 | 84 | 13.8095 | 94.263 | 1.2 | 86 | 13.9535 | 95.2457 | 1.2 | 86 | 13.9535 | 95.2457
5606 | 5606 | 2019-08-22 14:00 | 17 | 2.84 | 201 | 14.1294 | 96.4461 | 2.85 | 202 | 14.1089 | 96.3066 | 2.95 | 208 | 14.1827 | 96.8102 | 2.93 | 207 | 14.1546 | 96.6184
5607 | 5607 | 2019-08-22 15:00 | 16.43 | 4.23 | 298 | 14.1946 | 96.8917 | 4.29 | 302 | 14.2053 | 96.9645 | 4.27 | 301 | 14.186 | 96.8331 | 3.29 | 235 | 14 | 95.5631
5608 | 5608 | 2019-08-22 16:00 | 15.99 | 2.89 | 203 | 14.2365 | 97.1772 | 3.07 | 216 | 14.213 | 97.0168 | 2.92 | 205 | 14.2439 | 97.228 | 2.32 | 165 | 14.0606 | 95.9768
5609 | 5609 | 2019-08-22 17:00 | 15.54 | 1.37 | 97 | 14.1237 | 96.4076 | 1.93 | 136 | 14.1912 | 96.8681 | 1.46 | 103 | 14.1748 | 96.756 | 1.32 | 94 | 14.0426 | 95.8536
5610 | 5610 | 2019-08-22 18:00 | 15.1 | 0.27 | 20 | 13.5 | 92.1502 | 3.87 | 261 | 14.8276 | 101.2122 | 0.29 | 21 | 13.8095 | 94.263 | 0.29 | 21 | 13.8095 | 94.263
5611 | 5611 | 2019-08-22 19:00 | 15 | 0 | 0 | 0 | 0 | 0 | 0 | 0 | 0 | 0 | 0 | 0 | 0 | 0 | 0 | 0 | 0
5612 | 5612 | 2019-08-22 20:00 | 14.9 | 0 | 0 | 0 | 0 | 0 | 0 | 0 | 0 | 0 | 0 | 0 | 0 | 0 | 0 | 0 | 0
5613 | 5613 | 2019-08-22 21:00 | 14.8 | 0 | 0 | 0 | 0 | 0 | 0 | 0 | 0 | 0 | 0 | 0 | 0 | 0 | 0 | 0 | 0
5614 | 5614 | 2019-08-22 22:00 | 14.7 | 0 | 0 | 0 | 0 | 0 | 0 | 0 | 0 | 0 | 0 | 0 | 0 | 0 | 0 | 0 | 0
5615 | 5615 | 2019-08-22 23:00 | 14.6 | 0 | 0 | 0 | 0 | 0 | 0 | 0 | 0 | 0 | 0 | 0 | 0 | 0 | 0 | 0 | 0
5616 | 5616 | 2019-08-23 | 14.49 | 0 | 0 | 0 | 0 | 0 | 0 | 0 | 0 | 0 | 0 | 0 | 0 | 0 | 0 | 0 | 0
5617 | 5617 | 2019-08-23 01:00 | 13.99 | 0 | 0 | 0 | 0 | 0 | 0 | 0 | 0 | 0 | 0 | 0 | 0 | 0 | 0 | 0 | 0
5618 | 5618 | 2019-08-23 02:00 | 13.49 | 0 | 0 | 0 | 0 | 0 | 0 | 0 | 0 | 0 | 0 | 0 | 0 | 0 | 0 | 0 | 0
5619 | 5619 | 2019-08-23 03:00 | 12.99 | 0 | 0 | 0 | 0 | 0 | 0 | 0 | 0 | 0 | 0 | 0 | 0 | 0 | 0 | 0 | 0
5620 | 5620 | 2019-08-23 04:00 | 13.3 | 0 | 0 | 0 | 0 | 0 | 0 | 0 | 0 | 0 | 0 | 0 | 0 | 0 | 0 | 0 | 0
5621 | 5621 | 2019-08-23 05:00 | 13.6 | 0.25 | 18 | 13.8889 | 94.8047 | 8.27 | 540 | 15.3148 | 104.538 | 0.29 | 21 | 13.8095 | 94.263 | 0.29 | 21 | 13.8095 | 94.263
5622 | 5622 | 2019-08-23 06:00 | 13.91 | 1.22 | 87 | 14.023 | 95.7201 | 1.98 | 138 | 14.3478 | 97.9374 | 1.31 | 93 | 14.086 | 96.1503 | 1.27 | 90 | 14.1111 | 96.3216
5623 | 5623 | 2019-08-23 07:00 | 15.1 | 1.41 | 100 | 14.1 | 96.2457 | 1.53 | 108 | 14.1667 | 96.7008 | 1.49 | 106 | 14.0566 | 95.9495 | 1.49 | 106 | 14.0566 | 95.9495
5624 | 5624 | 2019-08-23 08:00 | 16.28 | 0.7 | 51 | 13.7255 | 93.6894 | 0.71 | 52 | 13.6538 | 93.2003 | 0.73 | 53 | 13.7736 | 94.0176 | 0.73 | 53 | 13.7736 | 94.0176
5625 | 5625 | 2019-08-23 09:00 | 17.47 | 1.9 | 136 | 13.9706 | 95.3624 | 1.91 | 136 | 14.0441 | 95.8643 | 1.98 | 141 | 14.0426 | 95.8536 | 1.98 | 141 | 14.0426 | 95.8536
5626 | 5626 | 2019-08-23 10:00 | 18.2 | 1.38 | 99 | 13.9394 | 95.1494 | 1.38 | 99 | 13.9394 | 95.1494 | 1.43 | 103 | 13.8835 | 94.7679 | 1.43 | 103 | 13.8835 | 94.7679
5627 | 5627 | 2019-08-23 11:00 | 18.93 | 1.48 | 106 | 13.9623 | 95.3056 | 1.48 | 106 | 13.9623 | 95.3056 | 1.53 | 110 | 13.9091 | 94.9426 | 1.53 | 110 | 13.9091 | 94.9426
5628 | 5628 | 2019-08-23 12:00 | 19.67 | 1.91 | 137 | 13.9416 | 95.1645 | 1.91 | 137 | 13.9416 | 95.1645 | 1.97 | 142 | 13.8732 | 94.6979 | 1.97 | 142 | 13.8732 | 94.6979
5629 | 5629 | 2019-08-23 13:00 | 20.39 | 3.16 | 227 | 13.9207 | 95.0219 | 3.16 | 227 | 13.9207 | 95.0219 | 3.27 | 235 | 13.9149 | 94.9822 | 3.26 | 234 | 13.9316 | 95.0964
5630 | 5630 | 2019-08-23 14:00 | 21.11 | 3.33 | 240 | 13.875 | 94.7099 | 3.34 | 241 | 13.8589 | 94.6001 | 3.44 | 248 | 13.871 | 94.6824 | 3.39 | 244 | 13.8934 | 94.8358
5631 | 5631 | 2019-08-23 15:00 | 21.83 | 3.84 | 278 | 13.8129 | 94.2863 | 3.9 | 282 | 13.8298 | 94.4013 | 3.9 | 282 | 13.8298 | 94.4013 | 3.18 | 232 | 13.7069 | 93.5624
5632 | 5632 | 2019-08-23 16:00 | 21.24 | 2.46 | 178 | 13.8202 | 94.336 | 2.62 | 189 | 13.8624 | 94.6241 | 2.53 | 183 | 13.8251 | 94.3695 | 2.22 | 161 | 13.7888 | 94.1216
5633 | 5633 | 2019-08-23 17:00 | 20.66 | 1.26 | 92 | 13.6957 | 93.4857 | 1.8 | 129 | 13.9535 | 95.2457 | 1.35 | 98 | 13.7755 | 94.0308 | 0.99 | 73 | 13.5616 | 92.5709
5634 | 5634 | 2019-08-23 18:00 | 20.07 | 0.25 | 19 | 13.1579 | 89.815 | 3.75 | 258 | 14.5349 | 99.2142 | 0.27 | 20 | 13.5 | 92.1502 | 0.27 | 20 | 13.5 | 92.1502
5635 | 5635 | 2019-08-23 19:00 | 18.72 | 0 | 0 | 0 | 0 | 0 | 0 | 0 | 0 | 0 | 0 | 0 | 0 | 0 | 0 | 0 | 0
5636 | 5636 | 2019-08-23 20:00 | 17.37 | 0 | 0 | 0 | 0 | 0 | 0 | 0 | 0 | 0 | 0 | 0 | 0 | 0 | 0 | 0 | 0
5637 | 5637 | 2019-08-23 21:00 | 16.01 | 0 | 0 | 0 | 0 | 0 | 0 | 0 | 0 | 0 | 0 | 0 | 0 | 0 | 0 | 0 | 0
5638 | 5638 | 2019-08-23 22:00 | 15.45 | 0 | 0 | 0 | 0 | 0 | 0 | 0 | 0 | 0 | 0 | 0 | 0 | 0 | 0 | 0 | 0
5639 | 5639 | 2019-08-23 23:00 | 14.89 | 0 | 0 | 0 | 0 | 0 | 0 | 0 | 0 | 0 | 0 | 0 | 0 | 0 | 0 | 0 | 0
5640 | 5640 | 2019-08-24 | 14.32 | 0 | 0 | 0 | 0 | 0 | 0 | 0 | 0 | 0 | 0 | 0 | 0 | 0 | 0 | 0 | 0
5641 | 5641 | 2019-08-24 01:00 | 14.02 | 0 | 0 | 0 | 0 | 0 | 0 | 0 | 0 | 0 | 0 | 0 | 0 | 0 | 0 | 0 | 0
5642 | 5642 | 2019-08-24 02:00 | 13.73 | 0 | 0 | 0 | 0 | 0 | 0 | 0 | 0 | 0 | 0 | 0 | 0 | 0 | 0 | 0 | 0
5643 | 5643 | 2019-08-24 03:00 | 13.43 | 0 | 0 | 0 | 0 | 0 | 0 | 0 | 0 | 0 | 0 | 0 | 0 | 0 | 0 | 0 | 0
5644 | 5644 | 2019-08-24 04:00 | 14.03 | 0 | 0 | 0 | 0 | 0 | 0 | 0 | 0 | 0 | 0 | 0 | 0 | 0 | 0 | 0 | 0
5645 | 5645 | 2019-08-24 05:00 | 14.64 | 0.29 | 21 | 13.8095 | 94.263 | 9.86 | 642 | 15.3583 | 104.8345 | 0.36 | 26 | 13.8462 | 94.513 | 0.36 | 26 | 13.8462 | 94.513
5646 | 5646 | 2019-08-24 06:00 | 15.24 | 1.27 | 91 | 13.956 | 95.2631 | 2.06 | 145 | 14.2069 | 96.9754 | 1.38 | 98 | 14.0816 | 96.1204 | 1.11 | 80 | 13.875 | 94.7099
5647 | 5647 | 2019-08-24 07:00 | 17.95 | 3.22 | 229 | 14.0611 | 95.9804 | 3.49 | 247 | 14.1296 | 96.4475 | 3.08 | 220 | 14 | 95.5631 | 1.47 | 108 | 13.6111 | 92.9086
5648 | 5648 | 2019-08-24 08:00 | 20.65 | 5.62 | 408 | 13.7745 | 94.024 | 5.72 | 414 | 13.8164 | 94.3101 | 5.26 | 383 | 13.7337 | 93.7453 | 1.65 | 126 | 13.0952 | 89.3873
5649 | 5649 | 2019-08-24 09:00 | 23.36 | 7.6 | 570 | 13.3333 | 91.0125 | 7.63 | 572 | 13.3392 | 91.0523 | 7.38 | 554 | 13.3213 | 90.9304 | 4.55 | 350 | 13 | 88.7372
5650 | 5650 | 2019-08-24 10:00 | 24.2 | 8.98 | 692 | 12.9769 | 88.5794 | 8.99 | 693 | 12.9726 | 88.5501 | 9.05 | 697 | 12.9842 | 88.6295 | 8.68 | 670 | 12.9552 | 88.4316
5651 | 5651 | 2019-08-24 11:00 | 25.04 | 9.65 | 759 | 12.7141 | 86.7856 | 9.65 | 759 | 12.7141 | 86.7856 | 10.02 | 786 | 12.7481 | 87.0177 | 10.02 | 787 | 12.7319 | 86.9071
5652 | 5652 | 2019-08-24 12:00 | 25.89 | 9.62 | 761 | 12.6413 | 86.2885 | 9.62 | 761 | 12.6413 | 86.2885 | 9.97 | 787 | 12.6684 | 86.4735 | 9.99 | 788 | 12.6777 | 86.537
5653 | 5653 | 2019-08-24 13:00 | 26.19 | 8.83 | 690 | 12.7971 | 87.3522 | 8.84 | 690 | 12.8116 | 87.4512 | 8.95 | 699 | 12.804 | 87.3994 | 8.72 | 681 | 12.8047 | 87.4041
5654 | 5654 | 2019-08-24 14:00 | 26.5 | 7.37 | 563 | 13.0906 | 89.3555 | 7.39 | 565 | 13.0796 | 89.2809 | 7.21 | 552 | 13.0616 | 89.1576 | 5.18 | 403 | 12.8536 | 87.7379
5655 | 5655 | 2019-08-24 15:00 | 26.8 | 5.42 | 406 | 13.3498 | 91.1246 | 5.49 | 411 | 13.3577 | 91.1786 | 5.11 | 384 | 13.3073 | 90.8348 | 1.62 | 128 | 12.6562 | 86.3908
5656 | 5656 | 2019-08-24 16:00 | 25.48 | 3.17 | 233 | 13.6052 | 92.8679 | 3.37 | 247 | 13.6437 | 93.1312 | 3 | 222 | 13.5135 | 92.2424 | 1.38 | 105 | 13.1429 | 89.7123
5657 | 5657 | 2019-08-24 17:00 | 24.17 | 1.19 | 89 | 13.3708 | 91.2682 | 1.71 | 125 | 13.68 | 93.3788 | 1.27 | 94 | 13.5106 | 92.2228 | 0.91 | 68 | 13.3824 | 91.3471
5658 | 5658 | 2019-08-24 18:00 | 22.85 | 0.23 | 17 | 13.5294 | 92.3509 | 3.61 | 252 | 14.3254 | 97.7843 | 0.25 | 19 | 13.1579 | 89.815 | 0.25 | 19 | 13.1579 | 89.815
5659 | 5659 | 2019-08-24 19:00 | 21.71 | 0 | 0 | 0 | 0 | 0 | 0 | 0 | 0 | 0 | 0 | 0 | 0 | 0 | 0 | 0 | 0
5660 | 5660 | 2019-08-24 20:00 | 20.57 | 0 | 0 | 0 | 0 | 0 | 0 | 0 | 0 | 0 | 0 | 0 | 0 | 0 | 0 | 0 | 0
5661 | 5661 | 2019-08-24 21:00 | 19.42 | 0 | 0 | 0 | 0 | 0 | 0 | 0 | 0 | 0 | 0 | 0 | 0 | 0 | 0 | 0 | 0
5662 | 5662 | 2019-08-24 22:00 | 18.99 | 0 | 0 | 0 | 0 | 0 | 0 | 0 | 0 | 0 | 0 | 0 | 0 | 0 | 0 | 0 | 0
5663 | 5663 | 2019-08-24 23:00 | 18.55 | 0 | 0 | 0 | 0 | 0 | 0 | 0 | 0 | 0 | 0 | 0 | 0 | 0 | 0 | 0 | 0
5664 | 5664 | 2019-08-25 | 18.11 | 0 | 0 | 0 | 0 | 0 | 0 | 0 | 0 | 0 | 0 | 0 | 0 | 0 | 0 | 0 | 0
5665 | 5665 | 2019-08-25 01:00 | 17.65 | 0 | 0 | 0 | 0 | 0 | 0 | 0 | 0 | 0 | 0 | 0 | 0 | 0 | 0 | 0 | 0
5666 | 5666 | 2019-08-25 02:00 | 17.18 | 0 | 0 | 0 | 0 | 0 | 0 | 0 | 0 | 0 | 0 | 0 | 0 | 0 | 0 | 0 | 0
5667 | 5667 | 2019-08-25 03:00 | 16.72 | 0 | 0 | 0 | 0 | 0 | 0 | 0 | 0 | 0 | 0 | 0 | 0 | 0 | 0 | 0 | 0
5668 | 5668 | 2019-08-25 04:00 | 17.17 | 0 | 0 | 0 | 0 | 0 | 0 | 0 | 0 | 0 | 0 | 0 | 0 | 0 | 0 | 0 | 0
5669 | 5669 | 2019-08-25 05:00 | 17.62 | 0.25 | 19 | 13.1579 | 89.815 | 8.68 | 574 | 15.122 | 103.2215 | 0.33 | 25 | 13.2 | 90.1024 | 0.33 | 25 | 13.2 | 90.1024
5670 | 5670 | 2019-08-25 06:00 | 18.07 | 1.16 | 84 | 13.8095 | 94.263 | 1.87 | 133 | 14.0602 | 95.9737 | 1.26 | 91 | 13.8462 | 94.513 | 0.92 | 67 | 13.7313 | 93.7293
5671 | 5671 | 2019-08-25 07:00 | 20.5 | 3.18 | 228 | 13.9474 | 95.2039 | 3.44 | 246 | 13.9837 | 95.4521 | 3.02 | 217 | 13.9171 | 94.9969 | 1.35 | 101 | 13.3663 | 91.2378
5672 | 5672 | 2019-08-25 08:00 | 22.93 | 5.53 | 403 | 13.7221 | 93.6661 | 5.63 | 410 | 13.7317 | 93.7318 | 5.19 | 379 | 13.6939 | 93.4739 | 1.68 | 129 | 13.0233 | 88.8959
5673 | 5673 | 2019-08-25 09:00 | 25.36 | 7.54 | 564 | 13.3688 | 91.2546 | 7.57 | 566 | 13.3746 | 91.2939 | 7.33 | 549 | 13.3515 | 91.1368 | 4.58 | 351 | 13.0484 | 89.0678
5674 | 5674 | 2019-08-25 10:00 | 26.38 | 9.03 | 692 | 13.0491 | 89.0726 | 9.04 | 693 | 13.0447 | 89.0425 | 9.1 | 697 | 13.056 | 89.1191 | 8.72 | 670 | 13.0149 | 88.8391
5675 | 5675 | 2019-08-25 11:00 | 27.41 | 9.68 | 754 | 12.8382 | 87.6327 | 9.68 | 754 | 12.8382 | 87.6327 | 10.05 | 781 | 12.8681 | 87.837 | 10.06 | 782 | 12.8645 | 87.8119
5676 | 5676 | 2019-08-25 12:00 | 28.44 | 9.66 | 756 | 12.7778 | 87.2203 | 9.66 | 756 | 12.7778 | 87.2203 | 10.02 | 782 | 12.8133 | 87.4628 | 10.04 | 783 | 12.8225 | 87.5254
5677 | 5677 | 2019-08-25 13:00 | 28.63 | 8.91 | 690 | 12.913 | 88.1436 | 8.92 | 690 | 12.9275 | 88.2426 | 9.03 | 698 | 12.937 | 88.3069 | 8.79 | 680 | 12.9265 | 88.2353
5678 | 5678 | 2019-08-25 14:00 | 28.81 | 7.38 | 561 | 13.1551 | 89.7958 | 7.41 | 563 | 13.1616 | 89.8405 | 7.22 | 549 | 13.1512 | 89.7692 | 5.14 | 397 | 12.9471 | 88.3761
5679 | 5679 | 2019-08-25 15:00 | 29 | 5.38 | 403 | 13.3499 | 91.1254 | 5.46 | 408 | 13.3824 | 91.3471 | 5.07 | 380 | 13.3421 | 91.0724 | 1.56 | 124 | 12.5806 | 85.8747
5680 | 5680 | 2019-08-25 16:00 | 27.69 | 3.09 | 229 | 13.4934 | 92.1055 | 3.29 | 243 | 13.5391 | 92.417 | 2.93 | 217 | 13.5023 | 92.1659 | 1.34 | 103 | 13.0097 | 88.8035
5681 | 5681 | 2019-08-25 17:00 | 26.37 | 1.14 | 86 | 13.2558 | 90.4834 | 1.65 | 122 | 13.5246 | 92.318 | 1.22 | 91 | 13.4066 | 91.5126 | 0.88 | 67 | 13.1343 | 89.6541
5682 | 5682 | 2019-08-25 18:00 | 25.06 | 0.2 | 16 | 12.5 | 85.3242 | 3.41 | 241 | 14.1494 | 96.5828 | 0.23 | 17 | 13.5294 | 92.3509 | 0.23 | 17 | 13.5294 | 92.3509
5683 | 5683 | 2019-08-25 19:00 | 24.09 | 0 | 0 | 0 | 0 | 0 | 0 | 0 | 0 | 0 | 0 | 0 | 0 | 0 | 0 | 0 | 0
5684 | 5684 | 2019-08-25 20:00 | 23.12 | 0 | 0 | 0 | 0 | 0 | 0 | 0 | 0 | 0 | 0 | 0 | 0 | 0 | 0 | 0 | 0
5685 | 5685 | 2019-08-25 21:00 | 22.14 | 0 | 0 | 0 | 0 | 0 | 0 | 0 | 0 | 0 | 0 | 0 | 0 | 0 | 0 | 0 | 0
5686 | 5686 | 2019-08-25 22:00 | 21.59 | 0 | 0 | 0 | 0 | 0 | 0 | 0 | 0 | 0 | 0 | 0 | 0 | 0 | 0 | 0 | 0
5687 | 5687 | 2019-08-25 23:00 | 21.03 | 0 | 0 | 0 | 0 | 0 | 0 | 0 | 0 | 0 | 0 | 0 | 0 | 0 | 0 | 0 | 0
5688 | 5688 | 2019-08-26 | 20.47 | 0 | 0 | 0 | 0 | 0 | 0 | 0 | 0 | 0 | 0 | 0 | 0 | 0 | 0 | 0 | 0
5689 | 5689 | 2019-08-26 01:00 | 19.76 | 0 | 0 | 0 | 0 | 0 | 0 | 0 | 0 | 0 | 0 | 0 | 0 | 0 | 0 | 0 | 0
5690 | 5690 | 2019-08-26 02:00 | 19.06 | 0 | 0 | 0 | 0 | 0 | 0 | 0 | 0 | 0 | 0 | 0 | 0 | 0 | 0 | 0 | 0
5691 | 5691 | 2019-08-26 03:00 | 18.35 | 0 | 0 | 0 | 0 | 0 | 0 | 0 | 0 | 0 | 0 | 0 | 0 | 0 | 0 | 0 | 0
5692 | 5692 | 2019-08-26 04:00 | 18.51 | 0 | 0 | 0 | 0 | 0 | 0 | 0 | 0 | 0 | 0 | 0 | 0 | 0 | 0 | 0 | 0
5693 | 5693 | 2019-08-26 05:00 | 18.66 | 0.25 | 19 | 13.1579 | 89.815 | 8.49 | 564 | 15.0532 | 102.7522 | 0.35 | 26 | 13.4615 | 91.8876 | 0.35 | 26 | 13.4615 | 91.8876
5694 | 5694 | 2019-08-26 06:00 | 18.82 | 1.17 | 85 | 13.7647 | 93.957 | 1.89 | 135 | 14 | 95.5631 | 1.27 | 92 | 13.8043 | 94.2276 | 0.96 | 70 | 13.7143 | 93.6129
5695 | 5695 | 2019-08-26 07:00 | 21.07 | 3.14 | 225 | 13.9556 | 95.2598 | 3.39 | 243 | 13.9506 | 95.2261 | 2.99 | 215 | 13.907 | 94.9282 | 1.38 | 102 | 13.5294 | 92.3509
5696 | 5696 | 2019-08-26 08:00 | 23.32 | 5.52 | 402 | 13.7313 | 93.7293 | 5.61 | 408 | 13.75 | 93.8567 | 5.17 | 378 | 13.6772 | 93.3601 | 1.63 | 125 | 13.04 | 89.0102
5697 | 5697 | 2019-08-26 09:00 | 25.58 | 7.53 | 563 | 13.3748 | 91.2954 | 7.56 | 565 | 13.3805 | 91.3347 | 7.32 | 548 | 13.3577 | 91.1786 | 4.55 | 348 | 13.0747 | 89.2472
5698 | 5698 | 2019-08-26 10:00 | 26.71 | 9.01 | 691 | 13.0391 | 89.0039 | 9.02 | 692 | 13.0347 | 88.9739 | 9.08 | 696 | 13.046 | 89.051 | 8.7 | 668 | 13.024 | 88.9007
5699 | 5699 | 2019-08-26 11:00 | 27.85 | 9.65 | 754 | 12.7984 | 87.3612 | 9.65 | 754 | 12.7984 | 87.3612 | 10.02 | 782 | 12.8133 | 87.4628 | 10.03 | 782 | 12.8261 | 87.5501
5700 | 5700 | 2019-08-26 12:00 | 28.99 | 9.6 | 755 | 12.7152 | 86.7934 | 9.61 | 755 | 12.7285 | 86.8838 | 9.97 | 782 | 12.7494 | 87.0264 | 9.98 | 783 | 12.7458 | 87.0024
5701 | 5701 | 2019-08-26 13:00 | 29.43 | 8.8 | 685 | 12.8467 | 87.6909 | 8.81 | 685 | 12.8613 | 87.7905 | 8.92 | 694 | 12.853 | 87.734 | 8.67 | 675 | 12.8444 | 87.6754
5702 | 5702 | 2019-08-26 14:00 | 29.86 | 7.28 | 557 | 13.07 | 89.2151 | 7.3 | 558 | 13.0824 | 89.2999 | 7.12 | 545 | 13.0642 | 89.1756 | 5.04 | 393 | 12.8244 | 87.5388
5703 | 5703 | 2019-08-26 15:00 | 30.3 | 5.26 | 396 | 13.2828 | 90.6678 | 5.34 | 402 | 13.2836 | 90.6729 | 4.96 | 375 | 13.2267 | 90.2844 | 1.59 | 126 | 12.619 | 86.1368
5704 | 5704 | 2019-08-26 16:00 | 28.76 | 3.01 | 224 | 13.4375 | 91.7235 | 3.21 | 239 | 13.431 | 91.6789 | 2.87 | 214 | 13.4112 | 91.5441 | 1.36 | 105 | 12.9524 | 88.4122
5705 | 5705 | 2019-08-26 17:00 | 27.22 | 1.1 | 83 | 13.253 | 90.4642 | 1.6 | 119 | 13.4454 | 91.7773 | 1.18 | 89 | 13.2584 | 90.5012 | 0.85 | 65 | 13.0769 | 89.2623
5706 | 5706 | 2019-08-26 18:00 | 25.68 | 0.19 | 15 | 12.6667 | 86.4619 | 3.33 | 236 | 14.1102 | 96.3152 | 0.22 | 17 | 12.9412 | 88.3357 | 0.22 | 17 | 12.9412 | 88.3357
5707 | 5707 | 2019-08-26 19:00 | 24.25 | 0 | 0 | 0 | 0 | 0 | 0 | 0 | 0 | 0 | 0 | 0 | 0 | 0 | 0 | 0 | 0
5708 | 5708 | 2019-08-26 20:00 | 22.83 | 0 | 0 | 0 | 0 | 0 | 0 | 0 | 0 | 0 | 0 | 0 | 0 | 0 | 0 | 0 | 0
5709 | 5709 | 2019-08-26 21:00 | 21.4 | 0 | 0 | 0 | 0 | 0 | 0 | 0 | 0 | 0 | 0 | 0 | 0 | 0 | 0 | 0 | 0
5710 | 5710 | 2019-08-26 22:00 | 20.93 | 0 | 0 | 0 | 0 | 0 | 0 | 0 | 0 | 0 | 0 | 0 | 0 | 0 | 0 | 0 | 0
5711 | 5711 | 2019-08-26 23:00 | 20.46 | 0 | 0 | 0 | 0 | 0 | 0 | 0 | 0 | 0 | 0 | 0 | 0 | 0 | 0 | 0 | 0
5712 | 5712 | 2019-08-27 | 19.99 | 0 | 0 | 0 | 0 | 0 | 0 | 0 | 0 | 0 | 0 | 0 | 0 | 0 | 0 | 0 | 0
5713 | 5713 | 2019-08-27 01:00 | 19.76 | 0 | 0 | 0 | 0 | 0 | 0 | 0 | 0 | 0 | 0 | 0 | 0 | 0 | 0 | 0 | 0
5714 | 5714 | 2019-08-27 02:00 | 19.52 | 0 | 0 | 0 | 0 | 0 | 0 | 0 | 0 | 0 | 0 | 0 | 0 | 0 | 0 | 0 | 0
5715 | 5715 | 2019-08-27 03:00 | 19.29 | 0 | 0 | 0 | 0 | 0 | 0 | 0 | 0 | 0 | 0 | 0 | 0 | 0 | 0 | 0 | 0
5716 | 5716 | 2019-08-27 04:00 | 19.78 | 0 | 0 | 0 | 0 | 0 | 0 | 0 | 0 | 0 | 0 | 0 | 0 | 0 | 0 | 0 | 0
5717 | 5717 | 2019-08-27 05:00 | 20.27 | 0.2 | 15 | 13.3333 | 91.0125 | 6.87 | 463 | 14.838 | 101.2834 | 0.3 | 23 | 13.0435 | 89.034 | 0.3 | 23 | 13.0435 | 89.034
5718 | 5718 | 2019-08-27 06:00 | 20.76 | 1.21 | 89 | 13.5955 | 92.8021 | 1.97 | 141 | 13.9716 | 95.3695 | 1.31 | 96 | 13.6458 | 93.1456 | 1.1 | 81 | 13.5802 | 92.6979
5719 | 5719 | 2019-08-27 07:00 | 23.45 | 3.04 | 222 | 13.6937 | 93.4723 | 3.29 | 239 | 13.7657 | 93.9638 | 2.94 | 215 | 13.6744 | 93.3407 | 1.57 | 118 | 13.3051 | 90.8197
5720 | 5720 | 2019-08-27 08:00 | 26.14 | 5.1 | 380 | 13.4211 | 91.6113 | 5.19 | 386 | 13.4456 | 91.7788 | 4.88 | 364 | 13.4066 | 91.5126 | 2.17 | 167 | 12.994 | 88.6963
5721 | 5721 | 2019-08-27 09:00 | 28.83 | 7.15 | 550 | 13 | 88.7372 | 7.18 | 552 | 13.0072 | 88.7867 | 6.98 | 537 | 12.9981 | 88.7245 | 4.5 | 354 | 12.7119 | 86.7704
5722 | 5722 | 2019-08-27 10:00 | 29.73 | 8.47 | 667 | 12.6987 | 86.6802 | 8.47 | 668 | 12.6796 | 86.5504 | 8.55 | 673 | 12.7043 | 86.7188 | 8.23 | 649 | 12.681 | 86.5601
5723 | 5723 | 2019-08-27 11:00 | 30.63 | 9.18 | 736 | 12.4728 | 85.1387 | 9.19 | 736 | 12.4864 | 85.2315 | 9.53 | 763 | 12.4902 | 85.2571 | 9.54 | 763 | 12.5033 | 85.3466
5724 | 5724 | 2019-08-27 12:00 | 31.54 | 9.16 | 735 | 12.4626 | 85.0688 | 9.16 | 735 | 12.4626 | 85.0688 | 9.51 | 762 | 12.4803 | 85.1899 | 9.52 | 762 | 12.4934 | 85.2794
5725 | 5725 | 2019-08-27 13:00 | 31.6 | 8.43 | 666 | 12.6577 | 86.4004 | 8.44 | 667 | 12.6537 | 86.3732 | 8.55 | 676 | 12.6479 | 86.334 | 8.32 | 658 | 12.6444 | 86.3097
5726 | 5726 | 2019-08-27 14:00 | 31.66 | 6.97 | 539 | 12.9314 | 88.2686 | 6.99 | 541 | 12.9205 | 88.1947 | 6.84 | 530 | 12.9057 | 88.0932 | 4.97 | 391 | 12.711 | 86.7645
5727 | 5727 | 2019-08-27 15:00 | 31.72 | 5.05 | 383 | 13.1854 | 90.0026 | 5.12 | 388 | 13.1959 | 90.0742 | 4.8 | 366 | 13.1148 | 89.5205 | 1.85 | 147 | 12.585 | 85.9047
5728 | 5728 | 2019-08-27 16:00 | 30.26 | 2.86 | 215 | 13.3023 | 90.8009 | 3.05 | 229 | 13.3188 | 90.9132 | 2.78 | 209 | 13.3014 | 90.7948 | 1.61 | 124 | 12.9839 | 88.6271
5729 | 5729 | 2019-08-27 17:00 | 28.79 | 1.06 | 81 | 13.0864 | 89.3271 | 1.55 | 116 | 13.3621 | 91.2087 | 1.14 | 87 | 13.1034 | 89.4433 | 0.82 | 63 | 13.0159 | 88.8455
5730 | 5730 | 2019-08-27 18:00 | 27.33 | 0.07 | 6 | 11.6667 | 79.6359 | 1.35 | 100 | 13.5 | 92.1502 | 0.09 | 7 | 12.8571 | 87.7621 | 0.09 | 7 | 12.8571 | 87.7621
5731 | 5731 | 2019-08-27 19:00 | 26.01 | 0 | 0 | 0 | 0 | 0 | 0 | 0 | 0 | 0 | 0 | 0 | 0 | 0 | 0 | 0 | 0
5732 | 5732 | 2019-08-27 20:00 | 24.7 | 0 | 0 | 0 | 0 | 0 | 0 | 0 | 0 | 0 | 0 | 0 | 0 | 0 | 0 | 0 | 0
5733 | 5733 | 2019-08-27 21:00 | 23.38 | 0 | 0 | 0 | 0 | 0 | 0 | 0 | 0 | 0 | 0 | 0 | 0 | 0 | 0 | 0 | 0
5734 | 5734 | 2019-08-27 22:00 | 22.75 | 0 | 0 | 0 | 0 | 0 | 0 | 0 | 0 | 0 | 0 | 0 | 0 | 0 | 0 | 0 | 0
5735 | 5735 | 2019-08-27 23:00 | 22.12 | 0 | 0 | 0 | 0 | 0 | 0 | 0 | 0 | 0 | 0 | 0 | 0 | 0 | 0 | 0 | 0
5736 | 5736 | 2019-08-28 | 21.48 | 0 | 0 | 0 | 0 | 0 | 0 | 0 | 0 | 0 | 0 | 0 | 0 | 0 | 0 | 0 | 0
5737 | 5737 | 2019-08-28 01:00 | 21.41 | 0 | 0 | 0 | 0 | 0 | 0 | 0 | 0 | 0 | 0 | 0 | 0 | 0 | 0 | 0 | 0
5738 | 5738 | 2019-08-28 02:00 | 21.33 | 0 | 0 | 0 | 0 | 0 | 0 | 0 | 0 | 0 | 0 | 0 | 0 | 0 | 0 | 0 | 0
5739 | 5739 | 2019-08-28 03:00 | 21.26 | 0 | 0 | 0 | 0 | 0 | 0 | 0 | 0 | 0 | 0 | 0 | 0 | 0 | 0 | 0 | 0
5740 | 5740 | 2019-08-28 04:00 | 21.44 | 0 | 0 | 0 | 0 | 0 | 0 | 0 | 0 | 0 | 0 | 0 | 0 | 0 | 0 | 0 | 0
5741 | 5741 | 2019-08-28 05:00 | 21.62 | 0.22 | 17 | 12.9412 | 88.3357 | 7.47 | 504 | 14.8214 | 101.1702 | 0.36 | 27 | 13.3333 | 91.0125 | 0.36 | 27 | 13.3333 | 91.0125
5742 | 5742 | 2019-08-28 06:00 | 21.8 | 1.19 | 88 | 13.5227 | 92.3053 | 1.93 | 139 | 13.8849 | 94.7774 | 1.28 | 94 | 13.617 | 92.949 | 1.19 | 88 | 13.5227 | 92.3053
5743 | 5743 | 2019-08-28 07:00 | 23.86 | 2.97 | 217 | 13.6866 | 93.4241 | 3.21 | 234 | 13.7179 | 93.6379 | 2.9 | 212 | 13.6792 | 93.3737 | 1.73 | 129 | 13.4109 | 91.5417
5744 | 5744 | 2019-08-28 08:00 | 25.92 | 5.19 | 383 | 13.5509 | 92.4977 | 5.27 | 389 | 13.5476 | 92.4748 | 4.94 | 365 | 13.5342 | 92.3839 | 2.03 | 156 | 13.0128 | 88.8247
5745 | 5745 | 2019-08-28 09:00 | 27.98 | 7.18 | 544 | 13.1985 | 90.0924 | 7.21 | 546 | 13.2051 | 90.1374 | 7.02 | 533 | 13.1707 | 89.9026 | 4.58 | 355 | 12.9014 | 88.0642
5746 | 5746 | 2019-08-28 10:00 | 29.18 | 8.46 | 657 | 12.8767 | 87.8956 | 8.47 | 658 | 12.8723 | 87.8658 | 8.56 | 664 | 12.8916 | 87.997 | 8.24 | 641 | 12.8549 | 87.7469
5747 | 5747 | 2019-08-28 11:00 | 30.38 | 8.92 | 704 | 12.6705 | 86.4877 | 8.92 | 704 | 12.6705 | 86.4877 | 9.26 | 729 | 12.7023 | 86.7053 | 9.26 | 729 | 12.7023 | 86.7053
5748 | 5748 | 2019-08-28 12:00 | 31.59 | 9.19 | 731 | 12.5718 | 85.8145 | 9.19 | 731 | 12.5718 | 85.8145 | 9.54 | 758 | 12.5858 | 85.9096 | 9.55 | 758 | 12.5989 | 85.9996
5749 | 5749 | 2019-08-28 13:00 | 31.52 | 8.21 | 644 | 12.7484 | 87.0201 | 8.21 | 644 | 12.7484 | 87.0201 | 8.34 | 653 | 12.7718 | 87.1797 | 8.12 | 637 | 12.7473 | 87.012
5750 | 5750 | 2019-08-28 14:00 | 31.46 | 7.01 | 540 | 12.9815 | 88.6108 | 7.04 | 542 | 12.9889 | 88.6616 | 6.88 | 530 | 12.9811 | 88.6084 | 4.92 | 385 | 12.7792 | 87.2302
5751 | 5751 | 2019-08-28 15:00 | 31.39 | 5.06 | 383 | 13.2115 | 90.1808 | 5.13 | 388 | 13.2216 | 90.2502 | 4.8 | 364 | 13.1868 | 90.0124 | 1.72 | 136 | 12.6471 | 86.328
5752 | 5752 | 2019-08-28 16:00 | 30.03 | 2.76 | 207 | 13.3333 | 91.0125 | 2.95 | 221 | 13.3484 | 91.1155 | 2.71 | 204 | 13.2843 | 90.6779 | 1.71 | 131 | 13.0534 | 89.1019
5753 | 5753 | 2019-08-28 17:00 | 28.68 | 1.09 | 83 | 13.1325 | 89.6418 | 1.6 | 120 | 13.3333 | 91.0125 | 1.17 | 88 | 13.2955 | 90.754 | 1.01 | 77 | 13.1169 | 89.535
5754 | 5754 | 2019-08-28 18:00 | 27.32 | 0.13 | 10 | 13 | 88.7372 | 2.49 | 180 | 13.8333 | 94.4255 | 0.16 | 13 | 12.3077 | 84.0116 | 0.16 | 13 | 12.3077 | 84.0116
5755 | 5755 | 2019-08-28 19:00 | 26.12 | 0 | 0 | 0 | 0 | 0 | 0 | 0 | 0 | 0 | 0 | 0 | 0 | 0 | 0 | 0 | 0
5756 | 5756 | 2019-08-28 20:00 | 24.93 | 0 | 0 | 0 | 0 | 0 | 0 | 0 | 0 | 0 | 0 | 0 | 0 | 0 | 0 | 0 | 0
5757 | 5757 | 2019-08-28 21:00 | 23.73 | 0 | 0 | 0 | 0 | 0 | 0 | 0 | 0 | 0 | 0 | 0 | 0 | 0 | 0 | 0 | 0
5758 | 5758 | 2019-08-28 22:00 | 23.36 | 0 | 0 | 0 | 0 | 0 | 0 | 0 | 0 | 0 | 0 | 0 | 0 | 0 | 0 | 0 | 0
5759 | 5759 | 2019-08-28 23:00 | 22.98 | 0 | 0 | 0 | 0 | 0 | 0 | 0 | 0 | 0 | 0 | 0 | 0 | 0 | 0 | 0 | 0
5760 | 5760 | 2019-08-29 | 22.6 | 0 | 0 | 0 | 0 | 0 | 0 | 0 | 0 | 0 | 0 | 0 | 0 | 0 | 0 | 0 | 0
5761 | 5761 | 2019-08-29 01:00 | 22.1 | 0 | 0 | 0 | 0 | 0 | 0 | 0 | 0 | 0 | 0 | 0 | 0 | 0 | 0 | 0 | 0
5762 | 5762 | 2019-08-29 02:00 | 21.6 | 0 | 0 | 0 | 0 | 0 | 0 | 0 | 0 | 0 | 0 | 0 | 0 | 0 | 0 | 0 | 0
5763 | 5763 | 2019-08-29 03:00 | 21.1 | 0 | 0 | 0 | 0 | 0 | 0 | 0 | 0 | 0 | 0 | 0 | 0 | 0 | 0 | 0 | 0
5764 | 5764 | 2019-08-29 04:00 | 21.16 | 0 | 0 | 0 | 0 | 0 | 0 | 0 | 0 | 0 | 0 | 0 | 0 | 0 | 0 | 0 | 0
5765 | 5765 | 2019-08-29 05:00 | 21.23 | 0.2 | 15 | 13.3333 | 91.0125 | 6.87 | 464 | 14.806 | 101.0651 | 0.38 | 29 | 13.1034 | 89.4433 | 0.38 | 29 | 13.1034 | 89.4433
5766 | 5766 | 2019-08-29 06:00 | 21.29 | 1.17 | 86 | 13.6047 | 92.8645 | 1.89 | 136 | 13.8971 | 94.8605 | 1.26 | 93 | 13.5484 | 92.4805 | 1.06 | 78 | 13.5897 | 92.7628
5767 | 5767 | 2019-08-29 07:00 | 23.53 | 2.98 | 217 | 13.7327 | 93.7387 | 3.22 | 234 | 13.7607 | 93.9296 | 2.88 | 210 | 13.7143 | 93.6129 | 1.53 | 115 | 13.3043 | 90.8147
5768 | 5768 | 2019-08-29 08:00 | 25.77 | 5.25 | 388 | 13.5309 | 92.3613 | 5.34 | 394 | 13.5533 | 92.514 | 4.96 | 367 | 13.515 | 92.2525 | 1.8 | 139 | 12.9496 | 88.3934
5769 | 5769 | 2019-08-29 09:00 | 28.02 | 7.18 | 543 | 13.2228 | 90.2583 | 7.21 | 546 | 13.2051 | 90.1374 | 7.01 | 531 | 13.2015 | 90.1127 | 4.55 | 352 | 12.9261 | 88.233
5770 | 5770 | 2019-08-29 10:00 | 28.25 | 8.17 | 626 | 13.0511 | 89.0861 | 8.18 | 626 | 13.0671 | 89.1952 | 8.28 | 634 | 13.0599 | 89.1463 | 8.01 | 614 | 13.0456 | 89.0485
5771 | 5771 | 2019-08-29 11:00 | 28.48 | 4.3 | 321 | 13.3956 | 91.4378 | 4.3 | 321 | 13.3956 | 91.4378 | 4.45 | 332 | 13.4036 | 91.4922 | 4.45 | 332 | 13.4036 | 91.4922
5772 | 5772 | 2019-08-29 12:00 | 28.71 | 6.09 | 459 | 13.268 | 90.5664 | 6.09 | 459 | 13.268 | 90.5664 | 6.31 | 474 | 13.3122 | 90.8685 | 6.31 | 474 | 13.3122 | 90.8685
5773 | 5773 | 2019-08-29 13:00 | 28.09 | 7.54 | 570 | 13.2281 | 90.294 | 7.55 | 570 | 13.2456 | 90.4137 | 7.69 | 581 | 13.2358 | 90.3468 | 7.54 | 570 | 13.2281 | 90.294
5774 | 5774 | 2019-08-29 14:00 | 27.47 | 6.95 | 519 | 13.3911 | 91.4071 | 6.98 | 520 | 13.4231 | 91.6251 | 6.85 | 511 | 13.4051 | 91.5023 | 5.05 | 382 | 13.2199 | 90.2382
5775 | 5775 | 2019-08-29 15:00 | 26.85 | 3.83 | 282 | 13.5816 | 92.7069 | 3.89 | 286 | 13.6014 | 92.8423 | 3.86 | 284 | 13.5915 | 92.7751 | 2.94 | 219 | 13.4247 | 91.6359
5776 | 5776 | 2019-08-29 16:00 | 25.75 | 2.95 | 216 | 13.6574 | 93.2246 | 3.15 | 230 | 13.6957 | 93.4857 | 2.77 | 203 | 13.6453 | 93.1421 | 1.1 | 84 | 13.0952 | 89.3873
5777 | 5777 | 2019-08-29 17:00 | 24.64 | 0.89 | 67 | 13.2836 | 90.6729 | 1.32 | 97 | 13.6082 | 92.8891 | 0.95 | 71 | 13.3803 | 91.333 | 0.93 | 69 | 13.4783 | 92.0018
5778 | 5778 | 2019-08-29 18:00 | 23.54 | 0.11 | 8 | 13.75 | 93.8567 | 2.2 | 157 | 14.0127 | 95.6501 | 0.15 | 11 | 13.6364 | 93.081 | 0.15 | 11 | 13.6364 | 93.081
5779 | 5779 | 2019-08-29 19:00 | 22.53 | 0 | 0 | 0 | 0 | 0 | 0 | 0 | 0 | 0 | 0 | 0 | 0 | 0 | 0 | 0 | 0
5780 | 5780 | 2019-08-29 20:00 | 21.52 | 0 | 0 | 0 | 0 | 0 | 0 | 0 | 0 | 0 | 0 | 0 | 0 | 0 | 0 | 0 | 0
5781 | 5781 | 2019-08-29 21:00 | 20.51 | 0 | 0 | 0 | 0 | 0 | 0 | 0 | 0 | 0 | 0 | 0 | 0 | 0 | 0 | 0 | 0
5782 | 5782 | 2019-08-29 22:00 | 20.14 | 0 | 0 | 0 | 0 | 0 | 0 | 0 | 0 | 0 | 0 | 0 | 0 | 0 | 0 | 0 | 0
5783 | 5783 | 2019-08-29 23:00 | 19.77 | 0 | 0 | 0 | 0 | 0 | 0 | 0 | 0 | 0 | 0 | 0 | 0 | 0 | 0 | 0 | 0
5784 | 5784 | 2019-08-30 | 19.4 | 0 | 0 | 0 | 0 | 0 | 0 | 0 | 0 | 0 | 0 | 0 | 0 | 0 | 0 | 0 | 0
5785 | 5785 | 2019-08-30 01:00 | 18.37 | 0 | 0 | 0 | 0 | 0 | 0 | 0 | 0 | 0 | 0 | 0 | 0 | 0 | 0 | 0 | 0
5786 | 5786 | 2019-08-30 02:00 | 17.33 | 0 | 0 | 0 | 0 | 0 | 0 | 0 | 0 | 0 | 0 | 0 | 0 | 0 | 0 | 0 | 0
5787 | 5787 | 2019-08-30 03:00 | 16.3 | 0 | 0 | 0 | 0 | 0 | 0 | 0 | 0 | 0 | 0 | 0 | 0 | 0 | 0 | 0 | 0
5788 | 5788 | 2019-08-30 04:00 | 16.6 | 0 | 0 | 0 | 0 | 0 | 0 | 0 | 0 | 0 | 0 | 0 | 0 | 0 | 0 | 0 | 0
5789 | 5789 | 2019-08-30 05:00 | 16.9 | 0.15 | 11 | 13.6364 | 93.081 | 5.01 | 337 | 14.8665 | 101.4776 | 0.32 | 24 | 13.3333 | 91.0125 | 0.32 | 24 | 13.3333 | 91.0125
5790 | 5790 | 2019-08-30 06:00 | 17.2 | 0.62 | 45 | 13.7778 | 94.0463 | 1.01 | 72 | 14.0278 | 95.7527 | 0.66 | 48 | 13.75 | 93.8567 | 0.66 | 48 | 13.75 | 93.8567
5791 | 5791 | 2019-08-30 07:00 | 18.25 | 1.49 | 108 | 13.7963 | 94.1727 | 1.62 | 116 | 13.9655 | 95.3278 | 1.58 | 113 | 13.9823 | 95.4423 | 1.56 | 112 | 13.9286 | 95.0756
5792 | 5792 | 2019-08-30 08:00 | 19.3 | 4.03 | 289 | 13.9446 | 95.1852 | 4.1 | 294 | 13.9456 | 95.1917 | 4.06 | 291 | 13.9519 | 95.2347 | 3.11 | 225 | 13.8222 | 94.3496
5793 | 5793 | 2019-08-30 09:00 | 20.35 | 5.27 | 381 | 13.832 | 94.4165 | 5.29 | 382 | 13.8482 | 94.5267 | 5.34 | 386 | 13.8342 | 94.4314 | 4.62 | 336 | 13.75 | 93.8567
5794 | 5794 | 2019-08-30 10:00 | 20.47 | 4.61 | 333 | 13.8438 | 94.4972 | 4.61 | 333 | 13.8438 | 94.4972 | 4.75 | 343 | 13.8484 | 94.5283 | 4.72 | 341 | 13.8416 | 94.4822
5795 | 5795 | 2019-08-30 11:00 | 20.59 | 5.39 | 392 | 13.75 | 93.8567 | 5.39 | 392 | 13.75 | 93.8567 | 5.58 | 405 | 13.7778 | 94.0463 | 5.58 | 405 | 13.7778 | 94.0463
5796 | 5796 | 2019-08-30 12:00 | 20.71 | 1.14 | 83 | 13.7349 | 93.7539 | 1.14 | 83 | 13.7349 | 93.7539 | 1.18 | 86 | 13.7209 | 93.6582 | 1.18 | 86 | 13.7209 | 93.6582
5797 | 5797 | 2019-08-30 13:00 | 20.72 | 7.42 | 546 | 13.5897 | 92.7628 | 7.42 | 547 | 13.5649 | 92.5932 | 7.57 | 558 | 13.5663 | 92.6028 | 7.43 | 547 | 13.5832 | 92.718
5798 | 5798 | 2019-08-30 14:00 | 20.72 | 6.38 | 465 | 13.7204 | 93.6548 | 6.4 | 467 | 13.7045 | 93.5461 | 6.37 | 464 | 13.7284 | 93.7095 | 5.07 | 373 | 13.5925 | 92.7815
5799 | 5799 | 2019-08-30 15:00 | 20.73 | 4.86 | 350 | 13.8857 | 94.783 | 4.93 | 355 | 13.8873 | 94.794 | 4.7 | 340 | 13.8235 | 94.3586 | 2.34 | 174 | 13.4483 | 91.7971
5800 | 5800 | 2019-08-30 16:00 | 20.12 | 2.89 | 207 | 13.9614 | 95.2993 | 3.09 | 221 | 13.9819 | 95.4396 | 2.79 | 201 | 13.8806 | 94.7481 | 1.5 | 111 | 13.5135 | 92.2424
5801 | 5801 | 2019-08-30 17:00 | 19.51 | 1.04 | 76 | 13.6842 | 93.4076 | 1.55 | 111 | 13.964 | 95.3172 | 1.12 | 81 | 13.8272 | 94.3833 | 0.89 | 65 | 13.6923 | 93.4629
5802 | 5802 | 2019-08-30 18:00 | 18.9 | 0 | 0 | 0 | 0 | 0 | 0 | 0 | 0 | 0 | 0 | 0 | 0 | 0 | 0 | 0 | 0
5803 | 5803 | 2019-08-30 19:00 | 18.29 | 0 | 0 | 0 | 0 | 0 | 0 | 0 | 0 | 0 | 0 | 0 | 0 | 0 | 0 | 0 | 0
5804 | 5804 | 2019-08-30 20:00 | 17.68 | 0 | 0 | 0 | 0 | 0 | 0 | 0 | 0 | 0 | 0 | 0 | 0 | 0 | 0 | 0 | 0
5805 | 5805 | 2019-08-30 21:00 | 17.07 | 0 | 0 | 0 | 0 | 0 | 0 | 0 | 0 | 0 | 0 | 0 | 0 | 0 | 0 | 0 | 0
5806 | 5806 | 2019-08-30 22:00 | 16.65 | 0 | 0 | 0 | 0 | 0 | 0 | 0 | 0 | 0 | 0 | 0 | 0 | 0 | 0 | 0 | 0
5807 | 5807 | 2019-08-30 23:00 | 16.23 | 0 | 0 | 0 | 0 | 0 | 0 | 0 | 0 | 0 | 0 | 0 | 0 | 0 | 0 | 0 | 0
5808 | 5808 | 2019-08-31 | 15.8 | 0 | 0 | 0 | 0 | 0 | 0 | 0 | 0 | 0 | 0 | 0 | 0 | 0 | 0 | 0 | 0
5809 | 5809 | 2019-08-31 01:00 | 15.33 | 0 | 0 | 0 | 0 | 0 | 0 | 0 | 0 | 0 | 0 | 0 | 0 | 0 | 0 | 0 | 0
5810 | 5810 | 2019-08-31 02:00 | 14.86 | 0 | 0 | 0 | 0 | 0 | 0 | 0 | 0 | 0 | 0 | 0 | 0 | 0 | 0 | 0 | 0
5811 | 5811 | 2019-08-31 03:00 | 14.39 | 0 | 0 | 0 | 0 | 0 | 0 | 0 | 0 | 0 | 0 | 0 | 0 | 0 | 0 | 0 | 0
5812 | 5812 | 2019-08-31 04:00 | 14.53 | 0 | 0 | 0 | 0 | 0 | 0 | 0 | 0 | 0 | 0 | 0 | 0 | 0 | 0 | 0 | 0
5813 | 5813 | 2019-08-31 05:00 | 14.67 | 0.18 | 13 | 13.8462 | 94.513 | 5.97 | 396 | 15.0758 | 102.9062 | 0.46 | 33 | 13.9394 | 95.1494 | 0.46 | 33 | 13.9394 | 95.1494
5814 | 5814 | 2019-08-31 06:00 | 14.81 | 1.09 | 78 | 13.9744 | 95.3881 | 1.77 | 124 | 14.2742 | 97.4348 | 1.19 | 85 | 14 | 95.5631 | 0.92 | 66 | 13.9394 | 95.1494
5815 | 5815 | 2019-08-31 07:00 | 16.56 | 3.04 | 215 | 14.1395 | 96.5156 | 3.28 | 232 | 14.1379 | 96.5046 | 2.92 | 207 | 14.1063 | 96.2886 | 1.44 | 105 | 13.7143 | 93.6129
5816 | 5816 | 2019-08-31 08:00 | 18.3 | 5.34 | 384 | 13.9062 | 94.9232 | 5.43 | 390 | 13.9231 | 95.0381 | 5.05 | 364 | 13.8736 | 94.7005 | 1.8 | 136 | 13.2353 | 90.3433
5817 | 5817 | 2019-08-31 09:00 | 20.05 | 7.41 | 547 | 13.5466 | 92.4684 | 7.44 | 549 | 13.5519 | 92.5045 | 7.21 | 533 | 13.5272 | 92.3359 | 4.56 | 344 | 13.2558 | 90.4834
5818 | 5818 | 2019-08-31 10:00 | 20.92 | 8.76 | 663 | 13.2127 | 90.1889 | 8.77 | 663 | 13.2278 | 90.2918 | 8.85 | 669 | 13.2287 | 90.2983 | 8.51 | 644 | 13.2143 | 90.1999
5819 | 5819 | 2019-08-31 11:00 | 21.8 | 9.35 | 719 | 13.0042 | 88.7657 | 9.35 | 719 | 13.0042 | 88.7657 | 9.71 | 745 | 13.0336 | 88.9663 | 9.72 | 746 | 13.0295 | 88.9385
5820 | 5820 | 2019-08-31 12:00 | 22.68 | 9.34 | 721 | 12.9542 | 88.4248 | 9.34 | 721 | 12.9542 | 88.4248 | 9.7 | 748 | 12.9679 | 88.5182 | 9.71 | 748 | 12.9813 | 88.6094
5821 | 5821 | 2019-08-31 13:00 | 22.75 | 8.69 | 661 | 13.1467 | 89.7389 | 8.69 | 661 | 13.1467 | 89.7389 | 8.79 | 669 | 13.139 | 89.6861 | 8.52 | 649 | 13.1279 | 89.6102
5822 | 5822 | 2019-08-31 14:00 | 22.81 | 7.12 | 530 | 13.434 | 91.6994 | 7.15 | 532 | 13.4398 | 91.7396 | 6.97 | 519 | 13.4297 | 91.6701 | 4.84 | 367 | 13.188 | 90.0206
5823 | 5823 | 2019-08-31 15:00 | 22.88 | 5.1 | 372 | 13.7097 | 93.5814 | 5.18 | 378 | 13.7037 | 93.5406 | 4.83 | 353 | 13.6827 | 93.3974 | 1.67 | 128 | 13.0469 | 89.0572
5824 | 5824 | 2019-08-31 16:00 | 21.77 | 2.83 | 205 | 13.8049 | 94.2312 | 3.03 | 219 | 13.8356 | 94.4411 | 2.72 | 197 | 13.8071 | 94.2465 | 1.38 | 103 | 13.3981 | 91.4543
5825 | 5825 | 2019-08-31 17:00 | 20.67 | 0.99 | 73 | 13.5616 | 92.5709 | 1.48 | 107 | 13.8318 | 94.4149 | 1.06 | 78 | 13.5897 | 92.7628 | 0.82 | 61 | 13.4426 | 91.7585
5826 | 5826 | 2019-08-31 18:00 | 19.56 | 0 | 0 | 0 | 0 | 0 | 0 | 0 | 0 | 0 | 0 | 0 | 0 | 0 | 0 | 0 | 0
5827 | 5827 | 2019-08-31 19:00 | 18.64 | 0 | 0 | 0 | 0 | 0 | 0 | 0 | 0 | 0 | 0 | 0 | 0 | 0 | 0 | 0 | 0
5828 | 5828 | 2019-08-31 20:00 | 17.72 | 0 | 0 | 0 | 0 | 0 | 0 | 0 | 0 | 0 | 0 | 0 | 0 | 0 | 0 | 0 | 0
5829 | 5829 | 2019-08-31 21:00 | 16.8 | 0 | 0 | 0 | 0 | 0 | 0 | 0 | 0 | 0 | 0 | 0 | 0 | 0 | 0 | 0 | 0
5830 | 5830 | 2019-08-31 22:00 | 16.24 | 0 | 0 | 0 | 0 | 0 | 0 | 0 | 0 | 0 | 0 | 0 | 0 | 0 | 0 | 0 | 0
5831 | 5831 | 2019-08-31 23:00 | 15.68 | 0 | 0 | 0 | 0 | 0 | 0 | 0 | 0 | 0 | 0 | 0 | 0 | 0 | 0 | 0 | 0
5832 | 5832 | 2019-09-01 | 15.12 | 0 | 0 | 0 | 0 | 0 | 0 | 0 | 0 | 0 | 0 | 0 | 0 | 0 | 0 | 0 | 0
5833 | 5833 | 2019-09-01 01:00 | 14.55 | 0 | 0 | 0 | 0 | 0 | 0 | 0 | 0 | 0 | 0 | 0 | 0 | 0 | 0 | 0 | 0
5834 | 5834 | 2019-09-01 02:00 | 13.98 | 0 | 0 | 0 | 0 | 0 | 0 | 0 | 0 | 0 | 0 | 0 | 0 | 0 | 0 | 0 | 0
5835 | 5835 | 2019-09-01 03:00 | 13.41 | 0 | 0 | 0 | 0 | 0 | 0 | 0 | 0 | 0 | 0 | 0 | 0 | 0 | 0 | 0 | 0
5836 | 5836 | 2019-09-01 04:00 | 13.74 | 0 | 0 | 0 | 0 | 0 | 0 | 0 | 0 | 0 | 0 | 0 | 0 | 0 | 0 | 0 | 0
5837 | 5837 | 2019-09-01 05:00 | 14.07 | 0.16 | 11 | 14.5455 | 99.2864 | 5.31 | 352 | 15.0852 | 102.9708 | 0.5 | 36 | 13.8889 | 94.8047 | 0.5 | 36 | 13.8889 | 94.8047
5838 | 5838 | 2019-09-01 06:00 | 14.4 | 1.1 | 78 | 14.1026 | 96.2632 | 1.77 | 124 | 14.2742 | 97.4348 | 1.19 | 85 | 14 | 95.5631 | 0.95 | 68 | 13.9706 | 95.3624
5839 | 5839 | 2019-09-01 07:00 | 16.94 | 2.99 | 212 | 14.1038 | 96.2715 | 3.23 | 228 | 14.1667 | 96.7008 | 2.88 | 204 | 14.1176 | 96.3662 | 1.48 | 108 | 13.7037 | 93.5406
5840 | 5840 | 2019-09-01 08:00 | 19.47 | 5.25 | 378 | 13.8889 | 94.8047 | 5.34 | 384 | 13.9062 | 94.9232 | 4.98 | 359 | 13.8719 | 94.6885 | 1.89 | 142 | 13.3099 | 90.8523
5841 | 5841 | 2019-09-01 09:00 | 22.01 | 7.19 | 534 | 13.4644 | 91.9073 | 7.21 | 536 | 13.4515 | 91.8191 | 7.03 | 522 | 13.4674 | 91.9279 | 4.6 | 349 | 13.1805 | 89.9694
5842 | 5842 | 2019-09-01 10:00 | 23.11 | 8.62 | 656 | 13.1402 | 89.6945 | 8.63 | 656 | 13.1555 | 89.7986 | 8.71 | 662 | 13.1571 | 89.8096 | 8.38 | 638 | 13.1348 | 89.6573
5843 | 5843 | 2019-09-01 11:00 | 24.21 | 9.16 | 708 | 12.9379 | 88.313 | 9.16 | 708 | 12.9379 | 88.313 | 9.51 | 734 | 12.9564 | 88.4396 | 9.52 | 734 | 12.97 | 88.5326
5844 | 5844 | 2019-09-01 12:00 | 25.32 | 8.91 | 689 | 12.9318 | 88.2716 | 8.91 | 689 | 12.9318 | 88.2716 | 9.25 | 714 | 12.9552 | 88.4313 | 9.26 | 714 | 12.9692 | 88.5269
5845 | 5845 | 2019-09-01 13:00 | 25.16 | 7.56 | 573 | 13.1937 | 90.0595 | 7.56 | 573 | 13.1937 | 90.0595 | 7.7 | 583 | 13.2075 | 90.1539 | 7.52 | 570 | 13.193 | 90.0545
5846 | 5846 | 2019-09-01 14:00 | 24.99 | 6.88 | 515 | 13.3592 | 91.1892 | 6.91 | 516 | 13.3915 | 91.4094 | 6.76 | 506 | 13.3597 | 91.1924 | 4.79 | 364 | 13.1593 | 89.8249
5847 | 5847 | 2019-09-01 15:00 | 24.83 | 4.88 | 359 | 13.5933 | 92.7871 | 4.96 | 364 | 13.6264 | 93.0128 | 4.66 | 343 | 13.586 | 92.7372 | 1.91 | 146 | 13.0822 | 89.2982
5848 | 5848 | 2019-09-01 16:00 | 23.75 | 2.66 | 194 | 13.7113 | 93.5928 | 2.85 | 208 | 13.7019 | 93.5285 | 2.61 | 191 | 13.6649 | 93.2759 | 1.62 | 121 | 13.3884 | 91.3886
5849 | 5849 | 2019-09-01 17:00 | 22.67 | 0.97 | 72 | 13.4722 | 91.9606 | 1.47 | 108 | 13.6111 | 92.9086 | 1.05 | 77 | 13.6364 | 93.081 | 0.87 | 65 | 13.3846 | 91.3626
5850 | 5850 | 2019-09-01 18:00 | 21.59 | 0 | 0 | 0 | 0 | 0 | 0 | 0 | 0 | 0 | 0 | 0 | 0 | 0 | 0 | 0 | 0
5851 | 5851 | 2019-09-01 19:00 | 20.73 | 0 | 0 | 0 | 0 | 0 | 0 | 0 | 0 | 0 | 0 | 0 | 0 | 0 | 0 | 0 | 0
5852 | 5852 | 2019-09-01 20:00 | 19.87 | 0 | 0 | 0 | 0 | 0 | 0 | 0 | 0 | 0 | 0 | 0 | 0 | 0 | 0 | 0 | 0
5853 | 5853 | 2019-09-01 21:00 | 19 | 0 | 0 | 0 | 0 | 0 | 0 | 0 | 0 | 0 | 0 | 0 | 0 | 0 | 0 | 0 | 0
5854 | 5854 | 2019-09-01 22:00 | 18.52 | 0 | 0 | 0 | 0 | 0 | 0 | 0 | 0 | 0 | 0 | 0 | 0 | 0 | 0 | 0 | 0
5855 | 5855 | 2019-09-01 23:00 | 18.04 | 0 | 0 | 0 | 0 | 0 | 0 | 0 | 0 | 0 | 0 | 0 | 0 | 0 | 0 | 0 | 0
5856 | 5856 | 2019-09-02 | 17.55 | 0 | 0 | 0 | 0 | 0 | 0 | 0 | 0 | 0 | 0 | 0 | 0 | 0 | 0 | 0 | 0
5857 | 5857 | 2019-09-02 01:00 | 16.78 | 0 | 0 | 0 | 0 | 0 | 0 | 0 | 0 | 0 | 0 | 0 | 0 | 0 | 0 | 0 | 0
5858 | 5858 | 2019-09-02 02:00 | 16.01 | 0 | 0 | 0 | 0 | 0 | 0 | 0 | 0 | 0 | 0 | 0 | 0 | 0 | 0 | 0 | 0
5859 | 5859 | 2019-09-02 03:00 | 15.25 | 0 | 0 | 0 | 0 | 0 | 0 | 0 | 0 | 0 | 0 | 0 | 0 | 0 | 0 | 0 | 0
5860 | 5860 | 2019-09-02 04:00 | 15.47 | 0 | 0 | 0 | 0 | 0 | 0 | 0 | 0 | 0 | 0 | 0 | 0 | 0 | 0 | 0 | 0
5861 | 5861 | 2019-09-02 05:00 | 15.7 | 0.04 | 3 | 13.3333 | 91.0125 | 1.48 | 103 | 14.3689 | 98.0814 | 0.18 | 13 | 13.8462 | 94.513 | 0.18 | 13 | 13.8462 | 94.513
5862 | 5862 | 2019-09-02 06:00 | 15.93 | 1.1 | 79 | 13.9241 | 95.0447 | 1.77 | 125 | 14.16 | 96.6553 | 1.19 | 85 | 14 | 95.5631 | 0.99 | 72 | 13.75 | 93.8567
5863 | 5863 | 2019-09-02 07:00 | 17.99 | 2.91 | 207 | 14.058 | 95.9588 | 3.15 | 223 | 14.1256 | 96.4202 | 2.84 | 202 | 14.0594 | 95.9686 | 1.64 | 119 | 13.7815 | 94.0718
5864 | 5864 | 2019-09-02 08:00 | 20.05 | 5.29 | 381 | 13.8845 | 94.7748 | 5.38 | 388 | 13.866 | 94.6483 | 4.99 | 360 | 13.8611 | 94.6151 | 1.68 | 127 | 13.2283 | 90.2959
5865 | 5865 | 2019-09-02 09:00 | 22.12 | 3.53 | 257 | 13.7354 | 93.7571 | 3.54 | 258 | 13.7209 | 93.6582 | 3.64 | 265 | 13.7358 | 93.7601 | 3.51 | 256 | 13.7109 | 93.59
5866 | 5866 | 2019-09-02 10:00 | 22.75 | 2.24 | 164 | 13.6585 | 93.2323 | 2.25 | 164 | 13.7195 | 93.6485 | 2.32 | 170 | 13.6471 | 93.154 | 2.32 | 170 | 13.6471 | 93.154
5867 | 5867 | 2019-09-02 11:00 | 23.39 | 8.86 | 670 | 13.2239 | 90.2654 | 8.86 | 671 | 13.2042 | 90.1309 | 9.2 | 695 | 13.2374 | 90.3577 | 9.2 | 695 | 13.2374 | 90.3577
5868 | 5868 | 2019-09-02 12:00 | 24.03 | 6.57 | 488 | 13.4631 | 91.8984 | 6.57 | 488 | 13.4631 | 91.8984 | 6.81 | 505 | 13.4851 | 92.0488 | 6.82 | 505 | 13.505 | 92.184
5869 | 5869 | 2019-09-02 13:00 | 23.77 | 3.6 | 264 | 13.6364 | 93.081 | 3.6 | 264 | 13.6364 | 93.081 | 3.73 | 272 | 13.7132 | 93.6057 | 3.72 | 272 | 13.6765 | 93.3547
5870 | 5870 | 2019-09-02 14:00 | 23.5 | 6.22 | 458 | 13.5808 | 92.7016 | 6.24 | 460 | 13.5652 | 92.5953 | 6.2 | 456 | 13.5965 | 92.8088 | 4.84 | 360 | 13.4444 | 91.771
5871 | 5871 | 2019-09-02 15:00 | 23.24 | 5.02 | 365 | 13.7534 | 93.88 | 5.1 | 371 | 13.7466 | 93.8337 | 4.75 | 346 | 13.7283 | 93.7087 | 1.61 | 123 | 13.0894 | 89.3477
5872 | 5872 | 2019-09-02 16:00 | 22.46 | 2.7 | 196 | 13.7755 | 94.0308 | 2.9 | 209 | 13.8756 | 94.714 | 2.62 | 190 | 13.7895 | 94.1261 | 1.42 | 106 | 13.3962 | 91.4418
5873 | 5873 | 2019-09-02 17:00 | 21.68 | 0.94 | 69 | 13.6232 | 92.991 | 1.43 | 104 | 13.75 | 93.8567 | 1.01 | 74 | 13.6486 | 93.1648 | 0.84 | 62 | 13.5484 | 92.4805
5874 | 5874 | 2019-09-02 18:00 | 20.9 | 0 | 0 | 0 | 0 | 0 | 0 | 0 | 0 | 0 | 0 | 0 | 0 | 0 | 0 | 0 | 0
5875 | 5875 | 2019-09-02 19:00 | 19.72 | 0 | 0 | 0 | 0 | 0 | 0 | 0 | 0 | 0 | 0 | 0 | 0 | 0 | 0 | 0 | 0
5876 | 5876 | 2019-09-02 20:00 | 18.55 | 0 | 0 | 0 | 0 | 0 | 0 | 0 | 0 | 0 | 0 | 0 | 0 | 0 | 0 | 0 | 0
5877 | 5877 | 2019-09-02 21:00 | 17.37 | 0 | 0 | 0 | 0 | 0 | 0 | 0 | 0 | 0 | 0 | 0 | 0 | 0 | 0 | 0 | 0
5878 | 5878 | 2019-09-02 22:00 | 17.37 | 0 | 0 | 0 | 0 | 0 | 0 | 0 | 0 | 0 | 0 | 0 | 0 | 0 | 0 | 0 | 0
5879 | 5879 | 2019-09-02 23:00 | 17.37 | 0 | 0 | 0 | 0 | 0 | 0 | 0 | 0 | 0 | 0 | 0 | 0 | 0 | 0 | 0 | 0
5880 | 5880 | 2019-09-03 | 17.37 | 0 | 0 | 0 | 0 | 0 | 0 | 0 | 0 | 0 | 0 | 0 | 0 | 0 | 0 | 0 | 0
5881 | 5881 | 2019-09-03 01:00 | 16.66 | 0 | 0 | 0 | 0 | 0 | 0 | 0 | 0 | 0 | 0 | 0 | 0 | 0 | 0 | 0 | 0
5882 | 5882 | 2019-09-03 02:00 | 15.95 | 0 | 0 | 0 | 0 | 0 | 0 | 0 | 0 | 0 | 0 | 0 | 0 | 0 | 0 | 0 | 0
5883 | 5883 | 2019-09-03 03:00 | 15.25 | 0 | 0 | 0 | 0 | 0 | 0 | 0 | 0 | 0 | 0 | 0 | 0 | 0 | 0 | 0 | 0
5884 | 5884 | 2019-09-03 04:00 | 14.96 | 0 | 0 | 0 | 0 | 0 | 0 | 0 | 0 | 0 | 0 | 0 | 0 | 0 | 0 | 0 | 0
5885 | 5885 | 2019-09-03 05:00 | 14.67 | 0.08 | 6 | 13.3333 | 91.0125 | 2.65 | 180 | 14.7222 | 100.493 | 0.41 | 30 | 13.6667 | 93.2878 | 0.41 | 30 | 13.6667 | 93.2878
5886 | 5886 | 2019-09-03 06:00 | 14.39 | 1.08 | 77 | 14.026 | 95.7404 | 1.75 | 122 | 14.3443 | 97.9131 | 1.16 | 83 | 13.9759 | 95.3987 | 1.08 | 77 | 14.026 | 95.7404
5887 | 5887 | 2019-09-03 07:00 | 17.06 | 2.93 | 208 | 14.0865 | 96.1538 | 3.16 | 224 | 14.1071 | 96.2945 | 2.82 | 201 | 14.0299 | 95.7669 | 1.45 | 105 | 13.8095 | 94.263
5888 | 5888 | 2019-09-03 08:00 | 19.73 | 4.82 | 347 | 13.8905 | 94.8156 | 4.9 | 353 | 13.881 | 94.751 | 4.68 | 337 | 13.8872 | 94.7934 | 2.47 | 183 | 13.4973 | 92.1315
5889 | 5889 | 2019-09-03 09:00 | 22.41 | 7.45 | 551 | 13.5209 | 92.2926 | 7.48 | 553 | 13.5262 | 92.3292 | 7.21 | 535 | 13.4766 | 91.9907 | 4.31 | 327 | 13.1804 | 89.9688
5890 | 5890 | 2019-09-03 10:00 | 23.19 | 8.34 | 628 | 13.2803 | 90.6502 | 8.34 | 628 | 13.2803 | 90.6502 | 8.45 | 636 | 13.2862 | 90.6905 | 8.15 | 615 | 13.252 | 90.4576
5891 | 5891 | 2019-09-03 11:00 | 23.98 | 9.05 | 691 | 13.097 | 89.3991 | 9.06 | 691 | 13.1114 | 89.4978 | 9.4 | 717 | 13.1102 | 89.4893 | 9.41 | 717 | 13.1241 | 89.5845
5892 | 5892 | 2019-09-03 12:00 | 24.76 | 8.88 | 678 | 13.0973 | 89.4017 | 8.88 | 678 | 13.0973 | 89.4017 | 9.22 | 703 | 13.1152 | 89.5237 | 9.23 | 703 | 13.1294 | 89.6208
5893 | 5893 | 2019-09-03 13:00 | 24.75 | 5.47 | 406 | 13.4729 | 91.9652 | 5.48 | 406 | 13.4975 | 92.1334 | 5.63 | 417 | 13.5012 | 92.1584 | 5.57 | 412 | 13.5194 | 92.2827
5894 | 5894 | 2019-09-03 14:00 | 24.75 | 4.13 | 304 | 13.5855 | 92.734 | 4.14 | 305 | 13.5738 | 92.6537 | 4.23 | 311 | 13.6013 | 92.8415 | 3.93 | 290 | 13.5517 | 92.5032
5895 | 5895 | 2019-09-03 15:00 | 24.74 | 1.18 | 88 | 13.4091 | 91.5296 | 1.2 | 89 | 13.4831 | 92.0351 | 1.24 | 92 | 13.4783 | 92.0018 | 1.24 | 92 | 13.4783 | 92.0018
5896 | 5896 | 2019-09-03 16:00 | 23.48 | 1.1 | 82 | 13.4146 | 91.5675 | 1.18 | 88 | 13.4091 | 91.5296 | 1.16 | 86 | 13.4884 | 92.0708 | 1.16 | 86 | 13.4884 | 92.0708
5897 | 5897 | 2019-09-03 17:00 | 22.23 | 0.47 | 36 | 13.0556 | 89.1164 | 0.73 | 54 | 13.5185 | 92.2766 | 0.51 | 38 | 13.4211 | 91.6113 | 0.51 | 38 | 13.4211 | 91.6113
5898 | 5898 | 2019-09-03 18:00 | 20.98 | 0 | 0 | 0 | 0 | 0 | 0 | 0 | 0 | 0 | 0 | 0 | 0 | 0 | 0 | 0 | 0
5899 | 5899 | 2019-09-03 19:00 | 20.08 | 0 | 0 | 0 | 0 | 0 | 0 | 0 | 0 | 0 | 0 | 0 | 0 | 0 | 0 | 0 | 0
5900 | 5900 | 2019-09-03 20:00 | 19.17 | 0 | 0 | 0 | 0 | 0 | 0 | 0 | 0 | 0 | 0 | 0 | 0 | 0 | 0 | 0 | 0
5901 | 5901 | 2019-09-03 21:00 | 18.27 | 0 | 0 | 0 | 0 | 0 | 0 | 0 | 0 | 0 | 0 | 0 | 0 | 0 | 0 | 0 | 0
5902 | 5902 | 2019-09-03 22:00 | 17.91 | 0 | 0 | 0 | 0 | 0 | 0 | 0 | 0 | 0 | 0 | 0 | 0 | 0 | 0 | 0 | 0
5903 | 5903 | 2019-09-03 23:00 | 17.56 | 0 | 0 | 0 | 0 | 0 | 0 | 0 | 0 | 0 | 0 | 0 | 0 | 0 | 0 | 0 | 0
5904 | 5904 | 2019-09-04 | 17.2 | 0 | 0 | 0 | 0 | 0 | 0 | 0 | 0 | 0 | 0 | 0 | 0 | 0 | 0 | 0 | 0
5905 | 5905 | 2019-09-04 01:00 | 16.42 | 0 | 0 | 0 | 0 | 0 | 0 | 0 | 0 | 0 | 0 | 0 | 0 | 0 | 0 | 0 | 0
5906 | 5906 | 2019-09-04 02:00 | 15.64 | 0 | 0 | 0 | 0 | 0 | 0 | 0 | 0 | 0 | 0 | 0 | 0 | 0 | 0 | 0 | 0
5907 | 5907 | 2019-09-04 03:00 | 14.86 | 0 | 0 | 0 | 0 | 0 | 0 | 0 | 0 | 0 | 0 | 0 | 0 | 0 | 0 | 0 | 0
5908 | 5908 | 2019-09-04 04:00 | 15.19 | 0 | 0 | 0 | 0 | 0 | 0 | 0 | 0 | 0 | 0 | 0 | 0 | 0 | 0 | 0 | 0
5909 | 5909 | 2019-09-04 05:00 | 15.53 | 0 | 0 | 0 | 0 | 0 | 0 | 0 | 0 | 0 | 0 | 0 | 0 | 0 | 0 | 0 | 0
5910 | 5910 | 2019-09-04 06:00 | 15.87 | 0.5 | 37 | 13.5135 | 92.2424 | 0.81 | 58 | 13.9655 | 95.3278 | 0.54 | 39 | 13.8462 | 94.513 | 0.54 | 39 | 13.8462 | 94.513
5911 | 5911 | 2019-09-04 07:00 | 17.88 | 1.94 | 139 | 13.9568 | 95.2685 | 2.09 | 150 | 13.9333 | 95.1081 | 2.03 | 145 | 14 | 95.5631 | 1.91 | 137 | 13.9416 | 95.1645
5912 | 5912 | 2019-09-04 08:00 | 19.89 | 3.53 | 254 | 13.8976 | 94.8644 | 3.58 | 258 | 13.876 | 94.7165 | 3.59 | 259 | 13.861 | 94.6144 | 2.98 | 216 | 13.7963 | 94.1727
5913 | 5913 | 2019-09-04 09:00 | 21.91 | 6.11 | 449 | 13.608 | 92.8875 | 6.13 | 450 | 13.6222 | 92.9845 | 6.11 | 448 | 13.6384 | 93.0948 | 4.75 | 353 | 13.4561 | 91.8504
5914 | 5914 | 2019-09-04 10:00 | 22.73 | 2.66 | 194 | 13.7113 | 93.5928 | 2.66 | 194 | 13.7113 | 93.5928 | 2.76 | 201 | 13.7313 | 93.7293 | 2.75 | 201 | 13.6816 | 93.3897
5915 | 5915 | 2019-09-04 11:00 | 23.56 | 4.52 | 333 | 13.5736 | 92.6524 | 4.52 | 333 | 13.5736 | 92.6524 | 4.68 | 344 | 13.6047 | 92.8645 | 4.68 | 344 | 13.6047 | 92.8645
5916 | 5916 | 2019-09-04 12:00 | 24.38 | 7.46 | 562 | 13.274 | 90.6077 | 7.46 | 562 | 13.274 | 90.6077 | 7.74 | 582 | 13.299 | 90.7779 | 7.74 | 582 | 13.299 | 90.7779
5917 | 5917 | 2019-09-04 13:00 | 24.62 | 4.77 | 352 | 13.5511 | 92.4992 | 4.78 | 353 | 13.5411 | 92.4306 | 4.92 | 363 | 13.5537 | 92.5169 | 4.88 | 360 | 13.5556 | 92.5294
5918 | 5918 | 2019-09-04 14:00 | 24.87 | 5.42 | 401 | 13.5162 | 92.2608 | 5.44 | 402 | 13.5323 | 92.3709 | 5.46 | 404 | 13.5149 | 92.2515 | 4.54 | 339 | 13.3923 | 91.4152
5919 | 5919 | 2019-09-04 15:00 | 25.11 | 4.18 | 307 | 13.6156 | 92.9395 | 4.24 | 311 | 13.6334 | 93.061 | 4.12 | 302 | 13.6424 | 93.1221 | 2.54 | 190 | 13.3684 | 91.252
5920 | 5920 | 2019-09-04 16:00 | 23.95 | 1.99 | 146 | 13.6301 | 93.0385 | 2.13 | 156 | 13.6538 | 93.2003 | 2.05 | 151 | 13.5762 | 92.67 | 1.82 | 134 | 13.5821 | 92.7105
5921 | 5921 | 2019-09-04 17:00 | 22.79 | 0.84 | 62 | 13.5484 | 92.4805 | 1.3 | 95 | 13.6842 | 93.4076 | 0.9 | 67 | 13.4328 | 91.6917 | 0.72 | 54 | 13.3333 | 91.0125
5922 | 5922 | 2019-09-04 18:00 | 21.64 | 0 | 0 | 0 | 0 | 0 | 0 | 0 | 0 | 0 | 0 | 0 | 0 | 0 | 0 | 0 | 0
5923 | 5923 | 2019-09-04 19:00 | 20.54 | 0 | 0 | 0 | 0 | 0 | 0 | 0 | 0 | 0 | 0 | 0 | 0 | 0 | 0 | 0 | 0
5924 | 5924 | 2019-09-04 20:00 | 19.44 | 0 | 0 | 0 | 0 | 0 | 0 | 0 | 0 | 0 | 0 | 0 | 0 | 0 | 0 | 0 | 0
5925 | 5925 | 2019-09-04 21:00 | 18.34 | 0 | 0 | 0 | 0 | 0 | 0 | 0 | 0 | 0 | 0 | 0 | 0 | 0 | 0 | 0 | 0
5926 | 5926 | 2019-09-04 22:00 | 18.28 | 0 | 0 | 0 | 0 | 0 | 0 | 0 | 0 | 0 | 0 | 0 | 0 | 0 | 0 | 0 | 0
5927 | 5927 | 2019-09-04 23:00 | 18.21 | 0 | 0 | 0 | 0 | 0 | 0 | 0 | 0 | 0 | 0 | 0 | 0 | 0 | 0 | 0 | 0
5928 | 5928 | 2019-09-05 | 18.15 | 0 | 0 | 0 | 0 | 0 | 0 | 0 | 0 | 0 | 0 | 0 | 0 | 0 | 0 | 0 | 0
5929 | 5929 | 2019-09-05 01:00 | 18.24 | 0 | 0 | 0 | 0 | 0 | 0 | 0 | 0 | 0 | 0 | 0 | 0 | 0 | 0 | 0 | 0
5930 | 5930 | 2019-09-05 02:00 | 18.34 | 0 | 0 | 0 | 0 | 0 | 0 | 0 | 0 | 0 | 0 | 0 | 0 | 0 | 0 | 0 | 0
5931 | 5931 | 2019-09-05 03:00 | 18.44 | 0 | 0 | 0 | 0 | 0 | 0 | 0 | 0 | 0 | 0 | 0 | 0 | 0 | 0 | 0 | 0
5932 | 5932 | 2019-09-05 04:00 | 18.24 | 0 | 0 | 0 | 0 | 0 | 0 | 0 | 0 | 0 | 0 | 0 | 0 | 0 | 0 | 0 | 0
5933 | 5933 | 2019-09-05 05:00 | 18.05 | 0 | 0 | 0 | 0 | 0 | 0 | 0 | 0 | 0 | 0 | 0 | 0 | 0 | 0 | 0 | 0
5934 | 5934 | 2019-09-05 06:00 | 17.86 | 0.71 | 52 | 13.6538 | 93.2003 | 1.15 | 82 | 14.0244 | 95.7296 | 0.76 | 55 | 13.8182 | 94.3221 | 0.76 | 55 | 13.8182 | 94.3221
5935 | 5935 | 2019-09-05 07:00 | 18.19 | 2.01 | 144 | 13.9583 | 95.2787 | 2.17 | 155 | 14 | 95.5631 | 2.1 | 150 | 14 | 95.5631 | 1.94 | 139 | 13.9568 | 95.2685
5936 | 5936 | 2019-09-05 08:00 | 18.52 | 0.47 | 35 | 13.4286 | 91.6626 | 0.48 | 35 | 13.7143 | 93.6129 | 0.49 | 36 | 13.6111 | 92.9086 | 0.49 | 36 | 13.6111 | 92.9086
5937 | 5937 | 2019-09-05 09:00 | 18.85 | 4.15 | 296 | 14.0203 | 95.7015 | 4.17 | 297 | 14.0404 | 95.8389 | 4.27 | 304 | 14.0461 | 95.8775 | 3.98 | 284 | 14.0141 | 95.6593
5938 | 5938 | 2019-09-05 10:00 | 19.18 | 6.17 | 442 | 13.9593 | 95.2852 | 6.18 | 443 | 13.9503 | 95.2242 | 6.34 | 454 | 13.9648 | 95.3226 | 6.24 | 447 | 13.9597 | 95.2883
5939 | 5939 | 2019-09-05 11:00 | 19.52 | 8.23 | 596 | 13.8087 | 94.2575 | 8.23 | 596 | 13.8087 | 94.2575 | 8.54 | 618 | 13.8188 | 94.3261 | 8.54 | 618 | 13.8188 | 94.3261
5940 | 5940 | 2019-09-05 12:00 | 19.85 | 4.4 | 314 | 14.0127 | 95.6501 | 4.4 | 314 | 14.0127 | 95.6501 | 4.56 | 325 | 14.0308 | 95.7732 | 4.56 | 325 | 14.0308 | 95.7732
5941 | 5941 | 2019-09-05 13:00 | 19.62 | 3 | 214 | 14.0187 | 95.6907 | 3 | 214 | 14.0187 | 95.6907 | 3.11 | 221 | 14.0724 | 96.0573 | 3.11 | 221 | 14.0724 | 96.0573
5942 | 5942 | 2019-09-05 14:00 | 19.4 | 0.58 | 43 | 13.4884 | 92.0708 | 0.58 | 43 | 13.4884 | 92.0708 | 0.6 | 44 | 13.6364 | 93.081 | 0.6 | 44 | 13.6364 | 93.081
5943 | 5943 | 2019-09-05 15:00 | 19.17 | 1.8 | 129 | 13.9535 | 95.2457 | 1.83 | 131 | 13.9695 | 95.3547 | 1.89 | 135 | 14 | 95.5631 | 1.88 | 134 | 14.0299 | 95.7669
5944 | 5944 | 2019-09-05 16:00 | 18.74 | 1.42 | 102 | 13.9216 | 95.0278 | 1.53 | 110 | 13.9091 | 94.9426 | 1.5 | 108 | 13.8889 | 94.8047 | 1.46 | 105 | 13.9048 | 94.9131
5945 | 5945 | 2019-09-05 17:00 | 18.31 | 0.66 | 48 | 13.75 | 93.8567 | 1.03 | 74 | 13.9189 | 95.0097 | 0.7 | 51 | 13.7255 | 93.6894 | 0.69 | 50 | 13.8 | 94.198
5946 | 5946 | 2019-09-05 18:00 | 17.88 | 0 | 0 | 0 | 0 | 0 | 0 | 0 | 0 | 0 | 0 | 0 | 0 | 0 | 0 | 0 | 0
5947 | 5947 | 2019-09-05 19:00 | 17.63 | 0 | 0 | 0 | 0 | 0 | 0 | 0 | 0 | 0 | 0 | 0 | 0 | 0 | 0 | 0 | 0
5948 | 5948 | 2019-09-05 20:00 | 17.38 | 0 | 0 | 0 | 0 | 0 | 0 | 0 | 0 | 0 | 0 | 0 | 0 | 0 | 0 | 0 | 0
5949 | 5949 | 2019-09-05 21:00 | 17.13 | 0 | 0 | 0 | 0 | 0 | 0 | 0 | 0 | 0 | 0 | 0 | 0 | 0 | 0 | 0 | 0
5950 | 5950 | 2019-09-05 22:00 | 16.9 | 0 | 0 | 0 | 0 | 0 | 0 | 0 | 0 | 0 | 0 | 0 | 0 | 0 | 0 | 0 | 0
5951 | 5951 | 2019-09-05 23:00 | 16.68 | 0 | 0 | 0 | 0 | 0 | 0 | 0 | 0 | 0 | 0 | 0 | 0 | 0 | 0 | 0 | 0
5952 | 5952 | 2019-09-06 | 16.45 | 0 | 0 | 0 | 0 | 0 | 0 | 0 | 0 | 0 | 0 | 0 | 0 | 0 | 0 | 0 | 0
5953 | 5953 | 2019-09-06 01:00 | 15.94 | 0 | 0 | 0 | 0 | 0 | 0 | 0 | 0 | 0 | 0 | 0 | 0 | 0 | 0 | 0 | 0
5954 | 5954 | 2019-09-06 02:00 | 15.43 | 0 | 0 | 0 | 0 | 0 | 0 | 0 | 0 | 0 | 0 | 0 | 0 | 0 | 0 | 0 | 0
5955 | 5955 | 2019-09-06 03:00 | 14.92 | 0 | 0 | 0 | 0 | 0 | 0 | 0 | 0 | 0 | 0 | 0 | 0 | 0 | 0 | 0 | 0
5956 | 5956 | 2019-09-06 04:00 | 14.98 | 0 | 0 | 0 | 0 | 0 | 0 | 0 | 0 | 0 | 0 | 0 | 0 | 0 | 0 | 0 | 0
5957 | 5957 | 2019-09-06 05:00 | 15.05 | 0 | 0 | 0 | 0 | 0 | 0 | 0 | 0 | 0 | 0 | 0 | 0 | 0 | 0 | 0 | 0
5958 | 5958 | 2019-09-06 06:00 | 15.12 | 1.03 | 74 | 13.9189 | 95.0097 | 1.66 | 117 | 14.188 | 96.8466 | 1.11 | 79 | 14.0506 | 95.9088 | 0.99 | 71 | 13.9437 | 95.1786
5959 | 5959 | 2019-09-06 07:00 | 16.07 | 2.86 | 201 | 14.2289 | 97.1253 | 3.08 | 216 | 14.2593 | 97.3328 | 2.76 | 194 | 14.2268 | 97.1113 | 1.44 | 104 | 13.8462 | 94.513
5960 | 5960 | 2019-09-06 08:00 | 17.03 | 5.02 | 354 | 14.1808 | 96.7972 | 5.1 | 360 | 14.1667 | 96.7008 | 4.81 | 340 | 14.1471 | 96.567 | 2.16 | 158 | 13.6709 | 93.3166
5961 | 5961 | 2019-09-06 09:00 | 17.99 | 2.12 | 152 | 13.9474 | 95.2039 | 2.13 | 152 | 14.0132 | 95.653 | 2.21 | 157 | 14.0764 | 96.0849 | 2.21 | 157 | 14.0764 | 96.0849
5962 | 5962 | 2019-09-06 10:00 | 18.68 | 2.37 | 169 | 14.0237 | 95.7247 | 2.37 | 169 | 14.0237 | 95.7247 | 2.45 | 175 | 14 | 95.5631 | 2.45 | 175 | 14 | 95.5631
5963 | 5963 | 2019-09-06 11:00 | 19.38 | 1.56 | 113 | 13.8053 | 94.2342 | 1.56 | 113 | 13.8053 | 94.2342 | 1.61 | 116 | 13.8793 | 94.7393 | 1.61 | 116 | 13.8793 | 94.7393
5964 | 5964 | 2019-09-06 12:00 | 20.08 | 3.8 | 274 | 13.8686 | 94.6663 | 3.8 | 274 | 13.8686 | 94.6663 | 3.94 | 283 | 13.9223 | 95.0325 | 3.94 | 283 | 13.9223 | 95.0325
5965 | 5965 | 2019-09-06 13:00 | 20.27 | 6 | 436 | 13.7615 | 93.9349 | 6 | 436 | 13.7615 | 93.9349 | 6.15 | 447 | 13.7584 | 93.9139 | 6.06 | 440 | 13.7727 | 94.0118
5966 | 5966 | 2019-09-06 14:00 | 20.47 | 5.68 | 412 | 13.7864 | 94.1052 | 5.7 | 414 | 13.7681 | 93.9803 | 5.7 | 414 | 13.7681 | 93.9803 | 4.57 | 335 | 13.6418 | 93.118
5967 | 5967 | 2019-09-06 15:00 | 20.66 | 4.61 | 332 | 13.8855 | 94.7819 | 4.69 | 337 | 13.9169 | 94.996 | 4.43 | 320 | 13.8438 | 94.4966 | 1.98 | 147 | 13.4694 | 91.9412
5968 | 5968 | 2019-09-06 16:00 | 20.26 | 2.32 | 168 | 13.8095 | 94.263 | 2.51 | 180 | 13.9444 | 95.1839 | 2.33 | 168 | 13.869 | 94.6693 | 1.69 | 124 | 13.629 | 93.0309
5969 | 5969 | 2019-09-06 17:00 | 19.87 | 0.42 | 31 | 13.5484 | 92.4805 | 0.66 | 49 | 13.4694 | 91.9412 | 0.45 | 33 | 13.6364 | 93.081 | 0.45 | 33 | 13.6364 | 93.081
5970 | 5970 | 2019-09-06 18:00 | 19.48 | 0 | 0 | 0 | 0 | 0 | 0 | 0 | 0 | 0 | 0 | 0 | 0 | 0 | 0 | 0 | 0
5971 | 5971 | 2019-09-06 19:00 | 18.61 | 0 | 0 | 0 | 0 | 0 | 0 | 0 | 0 | 0 | 0 | 0 | 0 | 0 | 0 | 0 | 0
5972 | 5972 | 2019-09-06 20:00 | 17.75 | 0 | 0 | 0 | 0 | 0 | 0 | 0 | 0 | 0 | 0 | 0 | 0 | 0 | 0 | 0 | 0
5973 | 5973 | 2019-09-06 21:00 | 16.88 | 0 | 0 | 0 | 0 | 0 | 0 | 0 | 0 | 0 | 0 | 0 | 0 | 0 | 0 | 0 | 0
5974 | 5974 | 2019-09-06 22:00 | 16.63 | 0 | 0 | 0 | 0 | 0 | 0 | 0 | 0 | 0 | 0 | 0 | 0 | 0 | 0 | 0 | 0
5975 | 5975 | 2019-09-06 23:00 | 16.37 | 0 | 0 | 0 | 0 | 0 | 0 | 0 | 0 | 0 | 0 | 0 | 0 | 0 | 0 | 0 | 0
5976 | 5976 | 2019-09-07 | 16.12 | 0 | 0 | 0 | 0 | 0 | 0 | 0 | 0 | 0 | 0 | 0 | 0 | 0 | 0 | 0 | 0
5977 | 5977 | 2019-09-07 01:00 | 15.16 | 0 | 0 | 0 | 0 | 0 | 0 | 0 | 0 | 0 | 0 | 0 | 0 | 0 | 0 | 0 | 0
5978 | 5978 | 2019-09-07 02:00 | 14.2 | 0 | 0 | 0 | 0 | 0 | 0 | 0 | 0 | 0 | 0 | 0 | 0 | 0 | 0 | 0 | 0
5979 | 5979 | 2019-09-07 03:00 | 13.24 | 0 | 0 | 0 | 0 | 0 | 0 | 0 | 0 | 0 | 0 | 0 | 0 | 0 | 0 | 0 | 0
5980 | 5980 | 2019-09-07 04:00 | 13.1 | 0 | 0 | 0 | 0 | 0 | 0 | 0 | 0 | 0 | 0 | 0 | 0 | 0 | 0 | 0 | 0
5981 | 5981 | 2019-09-07 05:00 | 12.97 | 0 | 0 | 0 | 0 | 0 | 0 | 0 | 0 | 0 | 0 | 0 | 0 | 0 | 0 | 0 | 0
5982 | 5982 | 2019-09-07 06:00 | 12.84 | 1.01 | 72 | 14.0278 | 95.7527 | 1.63 | 114 | 14.2982 | 97.5989 | 1.09 | 77 | 14.1558 | 96.6269 | 0.94 | 67 | 14.0299 | 95.7669
5983 | 5983 | 2019-09-07 07:00 | 15.44 | 2.82 | 199 | 14.1709 | 96.7294 | 3.04 | 214 | 14.2056 | 96.9666 | 2.72 | 192 | 14.1667 | 96.7008 | 1.37 | 99 | 13.8384 | 94.46
5984 | 5984 | 2019-09-07 08:00 | 18.05 | 5.13 | 368 | 13.9402 | 95.1551 | 5.22 | 373 | 13.9946 | 95.5265 | 4.84 | 348 | 13.908 | 94.9355 | 1.62 | 122 | 13.2787 | 90.6395
5985 | 5985 | 2019-09-07 09:00 | 20.66 | 7.06 | 521 | 13.5509 | 92.4974 | 7.08 | 522 | 13.5632 | 92.5817 | 6.9 | 509 | 13.556 | 92.5324 | 4.47 | 336 | 13.3036 | 90.8094
5986 | 5986 | 2019-09-07 10:00 | 21.61 | 8.56 | 648 | 13.2099 | 90.1698 | 8.56 | 648 | 13.2099 | 90.1698 | 8.64 | 654 | 13.211 | 90.1775 | 8.29 | 628 | 13.2006 | 90.1067
5987 | 5987 | 2019-09-07 11:00 | 22.57 | 9.15 | 705 | 12.9787 | 88.592 | 9.15 | 705 | 12.9787 | 88.592 | 9.51 | 732 | 12.9918 | 88.6813 | 9.52 | 732 | 13.0055 | 88.7745
5988 | 5988 | 2019-09-07 12:00 | 23.53 | 8.93 | 690 | 12.942 | 88.3415 | 8.93 | 690 | 12.942 | 88.3415 | 9.28 | 716 | 12.9609 | 88.4703 | 9.28 | 716 | 12.9609 | 88.4703
5989 | 5989 | 2019-09-07 13:00 | 23.75 | 8.19 | 626 | 13.0831 | 89.3042 | 8.2 | 626 | 13.099 | 89.4133 | 8.29 | 633 | 13.0964 | 89.395 | 7.96 | 609 | 13.0706 | 89.2192
5990 | 5990 | 2019-09-07 14:00 | 23.96 | 6.63 | 496 | 13.3669 | 91.2419 | 6.65 | 498 | 13.3534 | 91.1496 | 6.48 | 486 | 13.3333 | 91.0125 | 4.24 | 324 | 13.0864 | 89.3271
5991 | 5991 | 2019-09-07 15:00 | 24.18 | 4.67 | 343 | 13.6152 | 92.9362 | 4.74 | 349 | 13.5817 | 92.7076 | 4.39 | 324 | 13.5494 | 92.4873 | 1.41 | 109 | 12.9358 | 88.2988
5992 | 5992 | 2019-09-07 16:00 | 22.68 | 2.42 | 176 | 13.75 | 93.8567 | 2.61 | 190 | 13.7368 | 93.7668 | 2.34 | 171 | 13.6842 | 93.4076 | 1.19 | 89 | 13.3708 | 91.2682
5993 | 5993 | 2019-09-07 17:00 | 21.18 | 0.74 | 55 | 13.4545 | 91.8399 | 1.18 | 86 | 13.7209 | 93.6582 | 0.8 | 59 | 13.5593 | 92.5551 | 0.66 | 49 | 13.4694 | 91.9412
5994 | 5994 | 2019-09-07 18:00 | 19.69 | 0 | 0 | 0 | 0 | 0 | 0 | 0 | 0 | 0 | 0 | 0 | 0 | 0 | 0 | 0 | 0
5995 | 5995 | 2019-09-07 19:00 | 18.66 | 0 | 0 | 0 | 0 | 0 | 0 | 0 | 0 | 0 | 0 | 0 | 0 | 0 | 0 | 0 | 0
5996 | 5996 | 2019-09-07 20:00 | 17.63 | 0 | 0 | 0 | 0 | 0 | 0 | 0 | 0 | 0 | 0 | 0 | 0 | 0 | 0 | 0 | 0
5997 | 5997 | 2019-09-07 21:00 | 16.6 | 0 | 0 | 0 | 0 | 0 | 0 | 0 | 0 | 0 | 0 | 0 | 0 | 0 | 0 | 0 | 0
5998 | 5998 | 2019-09-07 22:00 | 16.03 | 0 | 0 | 0 | 0 | 0 | 0 | 0 | 0 | 0 | 0 | 0 | 0 | 0 | 0 | 0 | 0
5999 | 5999 | 2019-09-07 23:00 | 15.47 | 0 | 0 | 0 | 0 | 0 | 0 | 0 | 0 | 0 | 0 | 0 | 0 | 0 | 0 | 0 | 0
6000 | 6000 | 2019-09-08 | 14.9 | 0 | 0 | 0 | 0 | 0 | 0 | 0 | 0 | 0 | 0 | 0 | 0 | 0 | 0 | 0 | 0
6001 | 6001 | 2019-09-08 01:00 | 14.69 | 0 | 0 | 0 | 0 | 0 | 0 | 0 | 0 | 0 | 0 | 0 | 0 | 0 | 0 | 0 | 0
6002 | 6002 | 2019-09-08 02:00 | 14.49 | 0 | 0 | 0 | 0 | 0 | 0 | 0 | 0 | 0 | 0 | 0 | 0 | 0 | 0 | 0 | 0
6003 | 6003 | 2019-09-08 03:00 | 14.29 | 0 | 0 | 0 | 0 | 0 | 0 | 0 | 0 | 0 | 0 | 0 | 0 | 0 | 0 | 0 | 0
6004 | 6004 | 2019-09-08 04:00 | 14.33 | 0 | 0 | 0 | 0 | 0 | 0 | 0 | 0 | 0 | 0 | 0 | 0 | 0 | 0 | 0 | 0
6005 | 6005 | 2019-09-08 05:00 | 14.37 | 0 | 0 | 0 | 0 | 0 | 0 | 0 | 0 | 0 | 0 | 0 | 0 | 0 | 0 | 0 | 0
6006 | 6006 | 2019-09-08 06:00 | 14.41 | 0.91 | 65 | 14 | 95.5631 | 1.46 | 103 | 14.1748 | 96.756 | 0.99 | 71 | 13.9437 | 95.1786 | 0.76 | 54 | 14.0741 | 96.0688
6007 | 6007 | 2019-09-08 07:00 | 16.71 | 1.95 | 139 | 14.0288 | 95.7596 | 2.11 | 150 | 14.0667 | 96.0182 | 1.97 | 140 | 14.0714 | 96.0507 | 1.46 | 105 | 13.9048 | 94.9131
6008 | 6008 | 2019-09-08 08:00 | 19.01 | 5.07 | 364 | 13.9286 | 95.0756 | 5.16 | 370 | 13.9459 | 95.1942 | 4.79 | 344 | 13.9244 | 95.0472 | 1.6 | 121 | 13.2231 | 90.2603
6009 | 6009 | 2019-09-08 09:00 | 21.31 | 7.01 | 516 | 13.5853 | 92.7322 | 7.04 | 518 | 13.5907 | 92.7695 | 6.85 | 505 | 13.5644 | 92.5895 | 4.44 | 334 | 13.2934 | 90.74
6010 | 6010 | 2019-09-08 10:00 | 22.29 | 8.56 | 645 | 13.2713 | 90.5892 | 8.57 | 646 | 13.2663 | 90.5546 | 8.65 | 651 | 13.2873 | 90.698 | 8.29 | 625 | 13.264 | 90.5392
6011 | 6011 | 2019-09-08 11:00 | 23.28 | 9.2 | 704 | 13.0682 | 89.2026 | 9.2 | 704 | 13.0682 | 89.2026 | 9.56 | 730 | 13.0959 | 89.3917 | 9.57 | 731 | 13.0917 | 89.3628
6012 | 6012 | 2019-09-08 12:00 | 24.27 | 9.13 | 700 | 13.0429 | 89.0297 | 9.13 | 700 | 13.0429 | 89.0297 | 9.49 | 726 | 13.0716 | 89.2261 | 9.49 | 727 | 13.0536 | 89.1034
6013 | 6013 | 2019-09-08 13:00 | 24.51 | 8.27 | 626 | 13.2109 | 90.1765 | 8.28 | 627 | 13.2057 | 90.1416 | 8.35 | 632 | 13.212 | 90.1845 | 8.01 | 607 | 13.196 | 90.0754
6014 | 6014 | 2019-09-08 14:00 | 24.76 | 6.72 | 500 | 13.44 | 91.7406 | 6.75 | 502 | 13.4462 | 91.783 | 6.55 | 487 | 13.4497 | 91.8068 | 4.1 | 312 | 13.141 | 89.6998
6015 | 6015 | 2019-09-08 15:00 | 25 | 4.63 | 339 | 13.6578 | 93.2274 | 4.71 | 345 | 13.6522 | 93.1889 | 4.35 | 320 | 13.5937 | 92.7901 | 1.36 | 105 | 12.9524 | 88.4122
6016 | 6016 | 2019-09-08 16:00 | 23.75 | 2.37 | 173 | 13.6994 | 93.5114 | 2.56 | 186 | 13.7634 | 93.9484 | 2.28 | 167 | 13.6527 | 93.1925 | 1.11 | 84 | 13.2143 | 90.1999
6017 | 6017 | 2019-09-08 17:00 | 22.5 | 0.68 | 51 | 13.3333 | 91.0125 | 1.1 | 81 | 13.5802 | 92.6979 | 0.74 | 55 | 13.4545 | 91.8399 | 0.59 | 44 | 13.4091 | 91.5296
6018 | 6018 | 2019-09-08 18:00 | 21.26 | 0 | 0 | 0 | 0 | 0 | 0 | 0 | 0 | 0 | 0 | 0 | 0 | 0 | 0 | 0 | 0
6019 | 6019 | 2019-09-08 19:00 | 20.37 | 0 | 0 | 0 | 0 | 0 | 0 | 0 | 0 | 0 | 0 | 0 | 0 | 0 | 0 | 0 | 0
6020 | 6020 | 2019-09-08 20:00 | 19.47 | 0 | 0 | 0 | 0 | 0 | 0 | 0 | 0 | 0 | 0 | 0 | 0 | 0 | 0 | 0 | 0
6021 | 6021 | 2019-09-08 21:00 | 18.58 | 0 | 0 | 0 | 0 | 0 | 0 | 0 | 0 | 0 | 0 | 0 | 0 | 0 | 0 | 0 | 0
6022 | 6022 | 2019-09-08 22:00 | 18.04 | 0 | 0 | 0 | 0 | 0 | 0 | 0 | 0 | 0 | 0 | 0 | 0 | 0 | 0 | 0 | 0
6023 | 6023 | 2019-09-08 23:00 | 17.51 | 0 | 0 | 0 | 0 | 0 | 0 | 0 | 0 | 0 | 0 | 0 | 0 | 0 | 0 | 0 | 0
6024 | 6024 | 2019-09-09 | 16.97 | 0 | 0 | 0 | 0 | 0 | 0 | 0 | 0 | 0 | 0 | 0 | 0 | 0 | 0 | 0 | 0
6025 | 6025 | 2019-09-09 01:00 | 16.51 | 0 | 0 | 0 | 0 | 0 | 0 | 0 | 0 | 0 | 0 | 0 | 0 | 0 | 0 | 0 | 0
6026 | 6026 | 2019-09-09 02:00 | 16.05 | 0 | 0 | 0 | 0 | 0 | 0 | 0 | 0 | 0 | 0 | 0 | 0 | 0 | 0 | 0 | 0
6027 | 6027 | 2019-09-09 03:00 | 15.59 | 0 | 0 | 0 | 0 | 0 | 0 | 0 | 0 | 0 | 0 | 0 | 0 | 0 | 0 | 0 | 0
6028 | 6028 | 2019-09-09 04:00 | 15.82 | 0 | 0 | 0 | 0 | 0 | 0 | 0 | 0 | 0 | 0 | 0 | 0 | 0 | 0 | 0 | 0
6029 | 6029 | 2019-09-09 05:00 | 16.05 | 0 | 0 | 0 | 0 | 0 | 0 | 0 | 0 | 0 | 0 | 0 | 0 | 0 | 0 | 0 | 0
6030 | 6030 | 2019-09-09 06:00 | 16.29 | 0.92 | 66 | 13.9394 | 95.1494 | 1.48 | 105 | 14.0952 | 96.2132 | 0.99 | 71 | 13.9437 | 95.1786 | 0.81 | 59 | 13.7288 | 93.712
6031 | 6031 | 2019-09-09 07:00 | 18.93 | 2.72 | 194 | 14.0206 | 95.7039 | 2.94 | 209 | 14.067 | 96.0204 | 2.62 | 187 | 14.0107 | 95.6361 | 1.28 | 94 | 13.617 | 92.949
6032 | 6032 | 2019-09-09 08:00 | 21.58 | 5 | 362 | 13.8122 | 94.2809 | 5.08 | 367 | 13.842 | 94.4844 | 4.71 | 342 | 13.7719 | 94.0063 | 1.54 | 117 | 13.1624 | 89.8457
6033 | 6033 | 2019-09-09 09:00 | 24.23 | 6.9 | 513 | 13.4503 | 91.8109 | 6.93 | 515 | 13.4563 | 91.852 | 6.75 | 502 | 13.4462 | 91.783 | 4.39 | 333 | 13.1832 | 89.9876
6034 | 6034 | 2019-09-09 10:00 | 25.18 | 8.42 | 638 | 13.1975 | 90.0853 | 8.43 | 639 | 13.1925 | 90.0511 | 8.51 | 645 | 13.1938 | 90.0601 | 8.16 | 619 | 13.1826 | 89.9833
6035 | 6035 | 2019-09-09 11:00 | 26.14 | 9.13 | 701 | 13.0243 | 88.9027 | 9.13 | 702 | 13.0057 | 88.7761 | 9.49 | 728 | 13.0357 | 88.981 | 9.49 | 728 | 13.0357 | 88.981
6036 | 6036 | 2019-09-09 12:00 | 27.09 | 8.92 | 686 | 13.0029 | 88.7571 | 8.92 | 686 | 13.0029 | 88.7571 | 9.27 | 712 | 13.0197 | 88.8714 | 9.27 | 712 | 13.0197 | 88.8714
6037 | 6037 | 2019-09-09 13:00 | 26.89 | 8.16 | 620 | 13.1613 | 89.8382 | 8.17 | 621 | 13.1562 | 89.8034 | 8.25 | 626 | 13.1789 | 89.9585 | 7.89 | 600 | 13.15 | 89.7611
6038 | 6038 | 2019-09-09 14:00 | 26.7 | 6.59 | 492 | 13.3943 | 91.4287 | 6.62 | 494 | 13.4008 | 91.4731 | 6.43 | 480 | 13.3958 | 91.4391 | 4.02 | 307 | 13.0945 | 89.382
6039 | 6039 | 2019-09-09 15:00 | 26.5 | 4.47 | 329 | 13.5866 | 92.7415 | 4.55 | 335 | 13.5821 | 92.7105 | 4.24 | 313 | 13.5463 | 92.4664 | 1.52 | 117 | 12.9915 | 88.6789
6040 | 6040 | 2019-09-09 16:00 | 25.12 | 2.29 | 168 | 13.631 | 93.044 | 2.48 | 181 | 13.7017 | 93.5267 | 2.22 | 163 | 13.6196 | 92.9668 | 1.16 | 87 | 13.3333 | 91.0125
6041 | 6041 | 2019-09-09 17:00 | 23.74 | 0.67 | 50 | 13.4 | 91.4676 | 1.1 | 81 | 13.5802 | 92.6979 | 0.72 | 54 | 13.3333 | 91.0125 | 0.63 | 47 | 13.4043 | 91.4966
6042 | 6042 | 2019-09-09 18:00 | 22.36 | 0 | 0 | 0 | 0 | 0 | 0 | 0 | 0 | 0 | 0 | 0 | 0 | 0 | 0 | 0 | 0
6043 | 6043 | 2019-09-09 19:00 | 21.42 | 0 | 0 | 0 | 0 | 0 | 0 | 0 | 0 | 0 | 0 | 0 | 0 | 0 | 0 | 0 | 0
6044 | 6044 | 2019-09-09 20:00 | 20.49 | 0 | 0 | 0 | 0 | 0 | 0 | 0 | 0 | 0 | 0 | 0 | 0 | 0 | 0 | 0 | 0
6045 | 6045 | 2019-09-09 21:00 | 19.55 | 0 | 0 | 0 | 0 | 0 | 0 | 0 | 0 | 0 | 0 | 0 | 0 | 0 | 0 | 0 | 0
6046 | 6046 | 2019-09-09 22:00 | 18.86 | 0 | 0 | 0 | 0 | 0 | 0 | 0 | 0 | 0 | 0 | 0 | 0 | 0 | 0 | 0 | 0
6047 | 6047 | 2019-09-09 23:00 | 18.16 | 0 | 0 | 0 | 0 | 0 | 0 | 0 | 0 | 0 | 0 | 0 | 0 | 0 | 0 | 0 | 0
6048 | 6048 | 2019-09-10 | 17.47 | 0 | 0 | 0 | 0 | 0 | 0 | 0 | 0 | 0 | 0 | 0 | 0 | 0 | 0 | 0 | 0
6049 | 6049 | 2019-09-10 01:00 | 16.59 | 0 | 0 | 0 | 0 | 0 | 0 | 0 | 0 | 0 | 0 | 0 | 0 | 0 | 0 | 0 | 0
6050 | 6050 | 2019-09-10 02:00 | 15.71 | 0 | 0 | 0 | 0 | 0 | 0 | 0 | 0 | 0 | 0 | 0 | 0 | 0 | 0 | 0 | 0
6051 | 6051 | 2019-09-10 03:00 | 14.84 | 0 | 0 | 0 | 0 | 0 | 0 | 0 | 0 | 0 | 0 | 0 | 0 | 0 | 0 | 0 | 0
6052 | 6052 | 2019-09-10 04:00 | 14.67 | 0 | 0 | 0 | 0 | 0 | 0 | 0 | 0 | 0 | 0 | 0 | 0 | 0 | 0 | 0 | 0
6053 | 6053 | 2019-09-10 05:00 | 14.51 | 0 | 0 | 0 | 0 | 0 | 0 | 0 | 0 | 0 | 0 | 0 | 0 | 0 | 0 | 0 | 0
6054 | 6054 | 2019-09-10 06:00 | 14.35 | 0.89 | 64 | 13.9062 | 94.9232 | 1.43 | 100 | 14.3 | 97.6109 | 0.95 | 68 | 13.9706 | 95.3624 | 0.89 | 64 | 13.9062 | 94.9232
6055 | 6055 | 2019-09-10 07:00 | 16.24 | 1.87 | 133 | 14.0602 | 95.9737 | 2.02 | 143 | 14.1259 | 96.4223 | 1.95 | 139 | 14.0288 | 95.7596 | 1.82 | 130 | 14 | 95.5631
6056 | 6056 | 2019-09-10 08:00 | 18.13 | 2.6 | 186 | 13.9785 | 95.4163 | 2.64 | 189 | 13.9683 | 95.3464 | 2.7 | 193 | 13.9896 | 95.4924 | 2.53 | 182 | 13.9011 | 94.888
6057 | 6057 | 2019-09-10 09:00 | 20.02 | 4.57 | 332 | 13.7651 | 93.9595 | 4.59 | 334 | 13.7425 | 93.8056 | 4.67 | 339 | 13.7758 | 94.0328 | 4.16 | 303 | 13.7294 | 93.7159
6058 | 6058 | 2019-09-10 10:00 | 21.04 | 6.52 | 483 | 13.499 | 92.1431 | 6.52 | 483 | 13.499 | 92.1431 | 6.67 | 494 | 13.502 | 92.164 | 6.53 | 484 | 13.4917 | 92.0938
6059 | 6059 | 2019-09-10 11:00 | 22.07 | 8.08 | 612 | 13.2026 | 90.1202 | 8.08 | 612 | 13.2026 | 90.1202 | 8.39 | 635 | 13.2126 | 90.1884 | 8.39 | 635 | 13.2126 | 90.1884
6060 | 6060 | 2019-09-10 12:00 | 23.1 | 6.72 | 505 | 13.3069 | 90.8323 | 6.72 | 505 | 13.3069 | 90.8323 | 6.97 | 523 | 13.327 | 90.969 | 6.97 | 523 | 13.327 | 90.969
6061 | 6061 | 2019-09-10 13:00 | 23.29 | 7.23 | 545 | 13.2661 | 90.5533 | 7.23 | 546 | 13.2418 | 90.3874 | 7.35 | 554 | 13.2671 | 90.5607 | 7.11 | 537 | 13.2402 | 90.377
6062 | 6062 | 2019-09-10 14:00 | 23.48 | 6.49 | 484 | 13.4091 | 91.5296 | 6.52 | 486 | 13.4156 | 91.5743 | 6.33 | 473 | 13.3827 | 91.3492 | 3.95 | 302 | 13.0795 | 89.2797
6063 | 6063 | 2019-09-10 15:00 | 23.67 | 4.45 | 326 | 13.6503 | 93.1762 | 4.52 | 332 | 13.6145 | 92.9315 | 4.2 | 309 | 13.5922 | 92.7797 | 1.44 | 111 | 12.973 | 88.5527
6064 | 6064 | 2019-09-10 16:00 | 22.35 | 2.26 | 164 | 13.7805 | 94.0648 | 2.45 | 178 | 13.764 | 93.9525 | 2.18 | 159 | 13.7107 | 93.5883 | 1.09 | 82 | 13.2927 | 90.735
6065 | 6065 | 2019-09-10 17:00 | 21.03 | 0.64 | 47 | 13.617 | 92.949 | 1.05 | 77 | 13.6364 | 93.081 | 0.69 | 51 | 13.5294 | 92.3509 | 0.58 | 43 | 13.4884 | 92.0708
6066 | 6066 | 2019-09-10 18:00 | 19.72 | 0 | 0 | 0 | 0 | 0 | 0 | 0 | 0 | 0 | 0 | 0 | 0 | 0 | 0 | 0 | 0
6067 | 6067 | 2019-09-10 19:00 | 18.95 | 0 | 0 | 0 | 0 | 0 | 0 | 0 | 0 | 0 | 0 | 0 | 0 | 0 | 0 | 0 | 0
6068 | 6068 | 2019-09-10 20:00 | 18.18 | 0 | 0 | 0 | 0 | 0 | 0 | 0 | 0 | 0 | 0 | 0 | 0 | 0 | 0 | 0 | 0
6069 | 6069 | 2019-09-10 21:00 | 17.41 | 0 | 0 | 0 | 0 | 0 | 0 | 0 | 0 | 0 | 0 | 0 | 0 | 0 | 0 | 0 | 0
6070 | 6070 | 2019-09-10 22:00 | 17.15 | 0 | 0 | 0 | 0 | 0 | 0 | 0 | 0 | 0 | 0 | 0 | 0 | 0 | 0 | 0 | 0
6071 | 6071 | 2019-09-10 23:00 | 16.9 | 0 | 0 | 0 | 0 | 0 | 0 | 0 | 0 | 0 | 0 | 0 | 0 | 0 | 0 | 0 | 0
6072 | 6072 | 2019-09-11 | 16.64 | 0 | 0 | 0 | 0 | 0 | 0 | 0 | 0 | 0 | 0 | 0 | 0 | 0 | 0 | 0 | 0
6073 | 6073 | 2019-09-11 01:00 | 16.48 | 0 | 0 | 0 | 0 | 0 | 0 | 0 | 0 | 0 | 0 | 0 | 0 | 0 | 0 | 0 | 0
6074 | 6074 | 2019-09-11 02:00 | 16.32 | 0 | 0 | 0 | 0 | 0 | 0 | 0 | 0 | 0 | 0 | 0 | 0 | 0 | 0 | 0 | 0
6075 | 6075 | 2019-09-11 03:00 | 16.16 | 0 | 0 | 0 | 0 | 0 | 0 | 0 | 0 | 0 | 0 | 0 | 0 | 0 | 0 | 0 | 0
6076 | 6076 | 2019-09-11 04:00 | 16.11 | 0 | 0 | 0 | 0 | 0 | 0 | 0 | 0 | 0 | 0 | 0 | 0 | 0 | 0 | 0 | 0
6077 | 6077 | 2019-09-11 05:00 | 16.07 | 0 | 0 | 0 | 0 | 0 | 0 | 0 | 0 | 0 | 0 | 0 | 0 | 0 | 0 | 0 | 0
6078 | 6078 | 2019-09-11 06:00 | 16.03 | 0.86 | 62 | 13.871 | 94.6824 | 1.38 | 98 | 14.0816 | 96.1204 | 0.93 | 67 | 13.8806 | 94.7481 | 0.75 | 54 | 13.8889 | 94.8047
6079 | 6079 | 2019-09-11 07:00 | 18.5 | 2.65 | 189 | 14.0212 | 95.7076 | 2.86 | 204 | 14.0196 | 95.697 | 2.55 | 183 | 13.9344 | 95.1155 | 1.24 | 91 | 13.6264 | 93.0128
6080 | 6080 | 2019-09-11 08:00 | 20.97 | 4.88 | 355 | 13.7465 | 93.8326 | 4.96 | 361 | 13.7396 | 93.7857 | 4.61 | 336 | 13.7202 | 93.6535 | 1.52 | 116 | 13.1034 | 89.4433
6081 | 6081 | 2019-09-11 09:00 | 23.44 | 6.75 | 506 | 13.3399 | 91.0575 | 6.77 | 508 | 13.3268 | 90.9677 | 6.6 | 496 | 13.3065 | 90.829 | 4.25 | 326 | 13.0368 | 88.9885
6082 | 6082 | 2019-09-11 10:00 | 24.39 | 8.15 | 627 | 12.9984 | 88.7263 | 8.16 | 627 | 13.0144 | 88.8352 | 8.25 | 633 | 13.0332 | 88.9637 | 7.91 | 608 | 13.0099 | 88.8046
6083 | 6083 | 2019-09-11 11:00 | 25.35 | 8.86 | 692 | 12.8035 | 87.3957 | 8.86 | 692 | 12.8035 | 87.3957 | 9.21 | 718 | 12.8273 | 87.5583 | 9.21 | 718 | 12.8273 | 87.5583
6084 | 6084 | 2019-09-11 12:00 | 26.3 | 8.62 | 671 | 12.8465 | 87.6894 | 8.62 | 672 | 12.8274 | 87.5589 | 8.95 | 696 | 12.8592 | 87.7761 | 8.95 | 696 | 12.8592 | 87.7761
6085 | 6085 | 2019-09-11 13:00 | 26.35 | 7.9 | 606 | 13.0363 | 88.985 | 7.9 | 606 | 13.0363 | 88.985 | 7.97 | 612 | 13.0229 | 88.8934 | 7.61 | 585 | 13.0085 | 88.7955
6086 | 6086 | 2019-09-11 14:00 | 26.4 | 6.49 | 488 | 13.2992 | 90.7794 | 6.52 | 490 | 13.3061 | 90.8268 | 6.31 | 475 | 13.2842 | 90.6772 | 3.71 | 286 | 12.972 | 88.5463
6087 | 6087 | 2019-09-11 15:00 | 26.45 | 4.33 | 320 | 13.5312 | 92.3635 | 4.4 | 325 | 13.5385 | 92.4127 | 4.1 | 303 | 13.5314 | 92.3642 | 1.45 | 113 | 12.8319 | 87.5895
6088 | 6088 | 2019-09-11 16:00 | 24.76 | 2.13 | 157 | 13.5669 | 92.6067 | 2.31 | 169 | 13.6686 | 93.3013 | 2.11 | 155 | 13.6129 | 92.9208 | 1.32 | 99 | 13.3333 | 91.0125
6089 | 6089 | 2019-09-11 17:00 | 23.07 | 0.58 | 44 | 13.1818 | 89.9783 | 0.98 | 72 | 13.6111 | 92.9086 | 0.63 | 47 | 13.4043 | 91.4966 | 0.53 | 40 | 13.25 | 90.4437
6090 | 6090 | 2019-09-11 18:00 | 21.39 | 0 | 0 | 0 | 0 | 0 | 0 | 0 | 0 | 0 | 0 | 0 | 0 | 0 | 0 | 0 | 0
6091 | 6091 | 2019-09-11 19:00 | 20.24 | 0 | 0 | 0 | 0 | 0 | 0 | 0 | 0 | 0 | 0 | 0 | 0 | 0 | 0 | 0 | 0
6092 | 6092 | 2019-09-11 20:00 | 19.1 | 0 | 0 | 0 | 0 | 0 | 0 | 0 | 0 | 0 | 0 | 0 | 0 | 0 | 0 | 0 | 0
6093 | 6093 | 2019-09-11 21:00 | 17.95 | 0 | 0 | 0 | 0 | 0 | 0 | 0 | 0 | 0 | 0 | 0 | 0 | 0 | 0 | 0 | 0
6094 | 6094 | 2019-09-11 22:00 | 17.41 | 0 | 0 | 0 | 0 | 0 | 0 | 0 | 0 | 0 | 0 | 0 | 0 | 0 | 0 | 0 | 0
6095 | 6095 | 2019-09-11 23:00 | 16.86 | 0 | 0 | 0 | 0 | 0 | 0 | 0 | 0 | 0 | 0 | 0 | 0 | 0 | 0 | 0 | 0
6096 | 6096 | 2019-09-12 | 16.32 | 0 | 0 | 0 | 0 | 0 | 0 | 0 | 0 | 0 | 0 | 0 | 0 | 0 | 0 | 0 | 0
6097 | 6097 | 2019-09-12 01:00 | 15.76 | 0 | 0 | 0 | 0 | 0 | 0 | 0 | 0 | 0 | 0 | 0 | 0 | 0 | 0 | 0 | 0
6098 | 6098 | 2019-09-12 02:00 | 15.2 | 0 | 0 | 0 | 0 | 0 | 0 | 0 | 0 | 0 | 0 | 0 | 0 | 0 | 0 | 0 | 0
6099 | 6099 | 2019-09-12 03:00 | 14.64 | 0 | 0 | 0 | 0 | 0 | 0 | 0 | 0 | 0 | 0 | 0 | 0 | 0 | 0 | 0 | 0
6100 | 6100 | 2019-09-12 04:00 | 14.75 | 0 | 0 | 0 | 0 | 0 | 0 | 0 | 0 | 0 | 0 | 0 | 0 | 0 | 0 | 0 | 0
6101 | 6101 | 2019-09-12 05:00 | 14.86 | 0 | 0 | 0 | 0 | 0 | 0 | 0 | 0 | 0 | 0 | 0 | 0 | 0 | 0 | 0 | 0
6102 | 6102 | 2019-09-12 06:00 | 14.98 | 0.87 | 62 | 14.0323 | 95.7833 | 1.39 | 98 | 14.1837 | 96.8169 | 0.93 | 67 | 13.8806 | 94.7481 | 0.85 | 61 | 13.9344 | 95.1155
6103 | 6103 | 2019-09-12 07:00 | 17.5 | 2.37 | 169 | 14.0237 | 95.7247 | 2.56 | 182 | 14.0659 | 96.0132 | 2.4 | 171 | 14.0351 | 95.8026 | 1.8 | 130 | 13.8462 | 94.513
6104 | 6104 | 2019-09-12 08:00 | 20.03 | 2.28 | 165 | 13.8182 | 94.3221 | 2.32 | 168 | 13.8095 | 94.263 | 2.38 | 172 | 13.8372 | 94.4519 | 2.29 | 166 | 13.7952 | 94.1651
6105 | 6105 | 2019-09-12 09:00 | 22.56 | 2.01 | 147 | 13.6735 | 93.3343 | 2.01 | 148 | 13.5811 | 92.7036 | 2.09 | 153 | 13.6601 | 93.2432 | 2.09 | 153 | 13.6601 | 93.2432
6106 | 6106 | 2019-09-12 10:00 | 23.38 | 2.11 | 155 | 13.6129 | 92.9208 | 2.11 | 155 | 13.6129 | 92.9208 | 2.19 | 161 | 13.6025 | 92.8497 | 2.19 | 161 | 13.6025 | 92.8497
6107 | 6107 | 2019-09-12 11:00 | 24.2 | 1.35 | 100 | 13.5 | 92.1502 | 1.35 | 100 | 13.5 | 92.1502 | 1.4 | 104 | 13.4615 | 91.8876 | 1.4 | 104 | 13.4615 | 91.8876
6108 | 6108 | 2019-09-12 12:00 | 25.02 | 5.45 | 410 | 13.2927 | 90.735 | 5.45 | 410 | 13.2927 | 90.735 | 5.65 | 424 | 13.3255 | 90.9589 | 5.65 | 424 | 13.3255 | 90.9589
6109 | 6109 | 2019-09-12 13:00 | 25.19 | 4.83 | 361 | 13.3795 | 91.3277 | 4.84 | 362 | 13.3702 | 91.2639 | 4.98 | 372 | 13.3871 | 91.3795 | 4.91 | 367 | 13.3787 | 91.3225
6110 | 6110 | 2019-09-12 14:00 | 25.35 | 4.36 | 325 | 13.4154 | 91.5726 | 4.38 | 326 | 13.4356 | 91.7105 | 4.44 | 330 | 13.4545 | 91.8399 | 3.82 | 286 | 13.3566 | 91.1716
6111 | 6111 | 2019-09-12 15:00 | 25.52 | 1.71 | 127 | 13.4646 | 91.9083 | 1.74 | 130 | 13.3846 | 91.3626 | 1.79 | 133 | 13.4586 | 91.8679 | 1.77 | 131 | 13.5115 | 92.2283
6112 | 6112 | 2019-09-12 16:00 | 24.65 | 1.25 | 93 | 13.4409 | 91.7465 | 1.36 | 101 | 13.4653 | 91.9136 | 1.32 | 98 | 13.4694 | 91.9412 | 1.28 | 95 | 13.4737 | 91.9705
6113 | 6113 | 2019-09-12 17:00 | 23.79 | 0.49 | 37 | 13.2432 | 90.3976 | 0.82 | 61 | 13.4426 | 91.7585 | 0.52 | 39 | 13.3333 | 91.0125 | 0.5 | 38 | 13.1579 | 89.815
6114 | 6114 | 2019-09-12 18:00 | 22.93 | 0 | 0 | 0 | 0 | 0 | 0 | 0 | 0 | 0 | 0 | 0 | 0 | 0 | 0 | 0 | 0
6115 | 6115 | 2019-09-12 19:00 | 21.26 | 0 | 0 | 0 | 0 | 0 | 0 | 0 | 0 | 0 | 0 | 0 | 0 | 0 | 0 | 0 | 0
6116 | 6116 | 2019-09-12 20:00 | 19.58 | 0 | 0 | 0 | 0 | 0 | 0 | 0 | 0 | 0 | 0 | 0 | 0 | 0 | 0 | 0 | 0
6117 | 6117 | 2019-09-12 21:00 | 17.91 | 0 | 0 | 0 | 0 | 0 | 0 | 0 | 0 | 0 | 0 | 0 | 0 | 0 | 0 | 0 | 0
6118 | 6118 | 2019-09-12 22:00 | 17.48 | 0 | 0 | 0 | 0 | 0 | 0 | 0 | 0 | 0 | 0 | 0 | 0 | 0 | 0 | 0 | 0
6119 | 6119 | 2019-09-12 23:00 | 17.04 | 0 | 0 | 0 | 0 | 0 | 0 | 0 | 0 | 0 | 0 | 0 | 0 | 0 | 0 | 0 | 0
6120 | 6120 | 2019-09-13 | 16.61 | 0 | 0 | 0 | 0 | 0 | 0 | 0 | 0 | 0 | 0 | 0 | 0 | 0 | 0 | 0 | 0
6121 | 6121 | 2019-09-13 01:00 | 16.23 | 0 | 0 | 0 | 0 | 0 | 0 | 0 | 0 | 0 | 0 | 0 | 0 | 0 | 0 | 0 | 0
6122 | 6122 | 2019-09-13 02:00 | 15.85 | 0 | 0 | 0 | 0 | 0 | 0 | 0 | 0 | 0 | 0 | 0 | 0 | 0 | 0 | 0 | 0
6123 | 6123 | 2019-09-13 03:00 | 15.47 | 0 | 0 | 0 | 0 | 0 | 0 | 0 | 0 | 0 | 0 | 0 | 0 | 0 | 0 | 0 | 0
6124 | 6124 | 2019-09-13 04:00 | 15.71 | 0 | 0 | 0 | 0 | 0 | 0 | 0 | 0 | 0 | 0 | 0 | 0 | 0 | 0 | 0 | 0
6125 | 6125 | 2019-09-13 05:00 | 15.95 | 0 | 0 | 0 | 0 | 0 | 0 | 0 | 0 | 0 | 0 | 0 | 0 | 0 | 0 | 0 | 0
6126 | 6126 | 2019-09-13 06:00 | 16.19 | 0.78 | 57 | 13.6842 | 93.4076 | 1.25 | 89 | 14.0449 | 95.8699 | 0.85 | 61 | 13.9344 | 95.1155 | 0.64 | 47 | 13.617 | 92.949
6127 | 6127 | 2019-09-13 07:00 | 19.33 | 2.59 | 185 | 14 | 95.5631 | 2.79 | 199 | 14.0201 | 95.7003 | 2.48 | 178 | 13.9326 | 95.103 | 1.15 | 85 | 13.5294 | 92.3509
6128 | 6128 | 2019-09-13 08:00 | 22.47 | 4.78 | 348 | 13.7356 | 93.7586 | 4.86 | 354 | 13.7288 | 93.712 | 4.52 | 330 | 13.697 | 93.4947 | 1.51 | 115 | 13.1304 | 89.6275
6129 | 6129 | 2019-09-13 09:00 | 25.62 | 6.66 | 501 | 13.2934 | 90.74 | 6.69 | 503 | 13.3002 | 90.7863 | 6.52 | 490 | 13.3061 | 90.8268 | 4.17 | 321 | 12.9907 | 88.6734
6130 | 6130 | 2019-09-13 10:00 | 26.75 | 8.01 | 617 | 12.9822 | 88.6155 | 8.02 | 618 | 12.9773 | 88.5826 | 8.1 | 624 | 12.9808 | 88.6059 | 7.76 | 599 | 12.9549 | 88.4295
6131 | 6131 | 2019-09-13 11:00 | 27.89 | 8.63 | 678 | 12.7286 | 86.8847 | 8.64 | 678 | 12.7434 | 86.9854 | 8.97 | 703 | 12.7596 | 87.0963 | 8.97 | 703 | 12.7596 | 87.0963
6132 | 6132 | 2019-09-13 12:00 | 29.03 | 8.39 | 660 | 12.7121 | 86.7722 | 8.39 | 661 | 12.6929 | 86.6409 | 8.71 | 685 | 12.7153 | 86.7941 | 8.71 | 684 | 12.7339 | 86.9209
6133 | 6133 | 2019-09-13 13:00 | 28.92 | 7.68 | 596 | 12.8859 | 87.9584 | 7.69 | 597 | 12.8811 | 87.9254 | 7.75 | 601 | 12.8952 | 88.0217 | 7.36 | 573 | 12.8447 | 87.677
6134 | 6134 | 2019-09-13 14:00 | 28.82 | 6.14 | 467 | 13.1478 | 89.7457 | 6.16 | 469 | 13.1343 | 89.6541 | 5.99 | 456 | 13.136 | 89.6653 | 3.62 | 282 | 12.8369 | 87.6238
6135 | 6135 | 2019-09-13 15:00 | 28.71 | 4.15 | 311 | 13.3441 | 91.0857 | 4.23 | 316 | 13.3861 | 91.3725 | 3.93 | 295 | 13.322 | 90.9354 | 1.38 | 109 | 12.6606 | 86.4201
6136 | 6136 | 2019-09-13 16:00 | 26.87 | 2.03 | 151 | 13.4437 | 91.7659 | 2.21 | 164 | 13.4756 | 91.9837 | 1.98 | 147 | 13.4694 | 91.9412 | 1.04 | 79 | 13.1646 | 89.8605
6137 | 6137 | 2019-09-13 17:00 | 25.04 | 0.51 | 39 | 13.0769 | 89.2623 | 0.87 | 65 | 13.3846 | 91.3626 | 0.55 | 42 | 13.0952 | 89.3873 | 0.47 | 36 | 13.0556 | 89.1164
6138 | 6138 | 2019-09-13 18:00 | 23.21 | 0 | 0 | 0 | 0 | 0 | 0 | 0 | 0 | 0 | 0 | 0 | 0 | 0 | 0 | 0 | 0
6139 | 6139 | 2019-09-13 19:00 | 22.28 | 0 | 0 | 0 | 0 | 0 | 0 | 0 | 0 | 0 | 0 | 0 | 0 | 0 | 0 | 0 | 0
6140 | 6140 | 2019-09-13 20:00 | 21.35 | 0 | 0 | 0 | 0 | 0 | 0 | 0 | 0 | 0 | 0 | 0 | 0 | 0 | 0 | 0 | 0
6141 | 6141 | 2019-09-13 21:00 | 20.42 | 0 | 0 | 0 | 0 | 0 | 0 | 0 | 0 | 0 | 0 | 0 | 0 | 0 | 0 | 0 | 0
6142 | 6142 | 2019-09-13 22:00 | 19.93 | 0 | 0 | 0 | 0 | 0 | 0 | 0 | 0 | 0 | 0 | 0 | 0 | 0 | 0 | 0 | 0
6143 | 6143 | 2019-09-13 23:00 | 19.43 | 0 | 0 | 0 | 0 | 0 | 0 | 0 | 0 | 0 | 0 | 0 | 0 | 0 | 0 | 0 | 0
6144 | 6144 | 2019-09-14 | 18.94 | 0 | 0 | 0 | 0 | 0 | 0 | 0 | 0 | 0 | 0 | 0 | 0 | 0 | 0 | 0 | 0
6145 | 6145 | 2019-09-14 01:00 | 18.78 | 0 | 0 | 0 | 0 | 0 | 0 | 0 | 0 | 0 | 0 | 0 | 0 | 0 | 0 | 0 | 0
6146 | 6146 | 2019-09-14 02:00 | 18.62 | 0 | 0 | 0 | 0 | 0 | 0 | 0 | 0 | 0 | 0 | 0 | 0 | 0 | 0 | 0 | 0
6147 | 6147 | 2019-09-14 03:00 | 18.47 | 0 | 0 | 0 | 0 | 0 | 0 | 0 | 0 | 0 | 0 | 0 | 0 | 0 | 0 | 0 | 0
6148 | 6148 | 2019-09-14 04:00 | 18.53 | 0 | 0 | 0 | 0 | 0 | 0 | 0 | 0 | 0 | 0 | 0 | 0 | 0 | 0 | 0 | 0
6149 | 6149 | 2019-09-14 05:00 | 18.6 | 0 | 0 | 0 | 0 | 0 | 0 | 0 | 0 | 0 | 0 | 0 | 0 | 0 | 0 | 0 | 0
6150 | 6150 | 2019-09-14 06:00 | 18.67 | 0.8 | 59 | 13.5593 | 92.5551 | 1.28 | 92 | 13.913 | 94.9696 | 0.86 | 63 | 13.6508 | 93.1795 | 0.73 | 54 | 13.5185 | 92.2766
6151 | 6151 | 2019-09-14 07:00 | 21.39 | 2.52 | 182 | 13.8462 | 94.513 | 2.71 | 196 | 13.8265 | 94.379 | 2.44 | 176 | 13.8636 | 94.6323 | 1.25 | 93 | 13.4409 | 91.7465
6152 | 6152 | 2019-09-14 08:00 | 24.12 | 4.68 | 343 | 13.6443 | 93.1353 | 4.76 | 349 | 13.639 | 93.0988 | 4.43 | 326 | 13.589 | 92.7574 | 1.53 | 118 | 12.9661 | 88.5058
6153 | 6153 | 2019-09-14 09:00 | 26.85 | 6.58 | 497 | 13.2394 | 90.3716 | 6.6 | 498 | 13.253 | 90.4642 | 6.43 | 486 | 13.2305 | 90.3103 | 4.12 | 318 | 12.956 | 88.4367
6154 | 6154 | 2019-09-14 10:00 | 27.21 | 8.01 | 617 | 12.9822 | 88.6155 | 8.02 | 618 | 12.9773 | 88.5826 | 8.1 | 623 | 13.0016 | 88.7482 | 7.75 | 598 | 12.9599 | 88.4633
6155 | 6155 | 2019-09-14 11:00 | 27.57 | 8.65 | 675 | 12.8148 | 87.4731 | 8.66 | 675 | 12.8296 | 87.5743 | 8.99 | 700 | 12.8429 | 87.6646 | 8.99 | 700 | 12.8429 | 87.6646
6156 | 6156 | 2019-09-14 12:00 | 27.93 | 8.46 | 658 | 12.8571 | 87.7621 | 8.46 | 658 | 12.8571 | 87.7621 | 8.78 | 682 | 12.8739 | 87.8765 | 8.77 | 681 | 12.8781 | 87.9053
6157 | 6157 | 2019-09-14 13:00 | 28.62 | 7.71 | 594 | 12.9798 | 88.5993 | 7.72 | 594 | 12.9966 | 88.7142 | 7.78 | 598 | 13.01 | 88.8057 | 7.37 | 568 | 12.9754 | 88.569
6158 | 6158 | 2019-09-14 14:00 | 29.3 | 6.11 | 462 | 13.2251 | 90.2738 | 6.13 | 464 | 13.2112 | 90.1789 | 5.95 | 451 | 13.1929 | 90.054 | 3.51 | 273 | 12.8571 | 87.7621
6159 | 6159 | 2019-09-14 15:00 | 29.99 | 4.05 | 304 | 13.3224 | 90.9377 | 4.13 | 309 | 13.3657 | 91.2334 | 3.84 | 288 | 13.3333 | 91.0125 | 1.4 | 110 | 12.7273 | 86.8756
6160 | 6160 | 2019-09-14 16:00 | 28.02 | 1.97 | 147 | 13.4014 | 91.4769 | 2.14 | 159 | 13.4591 | 91.8711 | 1.92 | 144 | 13.3333 | 91.0125 | 1.06 | 81 | 13.0864 | 89.3271
6161 | 6161 | 2019-09-14 17:00 | 26.05 | 0.4 | 31 | 12.9032 | 88.0766 | 0.69 | 52 | 13.2692 | 90.575 | 0.43 | 33 | 13.0303 | 88.944 | 0.37 | 28 | 13.2143 | 90.1999
6162 | 6162 | 2019-09-14 18:00 | 24.09 | 0 | 0 | 0 | 0 | 0 | 0 | 0 | 0 | 0 | 0 | 0 | 0 | 0 | 0 | 0 | 0
6163 | 6163 | 2019-09-14 19:00 | 23.07 | 0 | 0 | 0 | 0 | 0 | 0 | 0 | 0 | 0 | 0 | 0 | 0 | 0 | 0 | 0 | 0
6164 | 6164 | 2019-09-14 20:00 | 22.06 | 0 | 0 | 0 | 0 | 0 | 0 | 0 | 0 | 0 | 0 | 0 | 0 | 0 | 0 | 0 | 0
6165 | 6165 | 2019-09-14 21:00 | 21.04 | 0 | 0 | 0 | 0 | 0 | 0 | 0 | 0 | 0 | 0 | 0 | 0 | 0 | 0 | 0 | 0
6166 | 6166 | 2019-09-14 22:00 | 20.56 | 0 | 0 | 0 | 0 | 0 | 0 | 0 | 0 | 0 | 0 | 0 | 0 | 0 | 0 | 0 | 0
6167 | 6167 | 2019-09-14 23:00 | 20.09 | 0 | 0 | 0 | 0 | 0 | 0 | 0 | 0 | 0 | 0 | 0 | 0 | 0 | 0 | 0 | 0
6168 | 6168 | 2019-09-15 | 19.61 | 0 | 0 | 0 | 0 | 0 | 0 | 0 | 0 | 0 | 0 | 0 | 0 | 0 | 0 | 0 | 0
6169 | 6169 | 2019-09-15 01:00 | 19.92 | 0 | 0 | 0 | 0 | 0 | 0 | 0 | 0 | 0 | 0 | 0 | 0 | 0 | 0 | 0 | 0
6170 | 6170 | 2019-09-15 02:00 | 20.24 | 0 | 0 | 0 | 0 | 0 | 0 | 0 | 0 | 0 | 0 | 0 | 0 | 0 | 0 | 0 | 0
6171 | 6171 | 2019-09-15 03:00 | 20.56 | 0 | 0 | 0 | 0 | 0 | 0 | 0 | 0 | 0 | 0 | 0 | 0 | 0 | 0 | 0 | 0
6172 | 6172 | 2019-09-15 04:00 | 20.11 | 0 | 0 | 0 | 0 | 0 | 0 | 0 | 0 | 0 | 0 | 0 | 0 | 0 | 0 | 0 | 0
6173 | 6173 | 2019-09-15 05:00 | 19.66 | 0 | 0 | 0 | 0 | 0 | 0 | 0 | 0 | 0 | 0 | 0 | 0 | 0 | 0 | 0 | 0
6174 | 6174 | 2019-09-15 06:00 | 19.22 | 0.78 | 57 | 13.6842 | 93.4076 | 1.25 | 90 | 13.8889 | 94.8047 | 0.84 | 61 | 13.7705 | 93.9965 | 0.73 | 53 | 13.7736 | 94.0176
6175 | 6175 | 2019-09-15 07:00 | 21.56 | 2.45 | 177 | 13.8418 | 94.4833 | 2.64 | 191 | 13.822 | 94.3481 | 2.4 | 174 | 13.7931 | 94.1509 | 1.36 | 101 | 13.4653 | 91.9136
6176 | 6176 | 2019-09-15 08:00 | 23.91 | 4.6 | 336 | 13.6905 | 93.4503 | 4.67 | 342 | 13.655 | 93.208 | 4.38 | 321 | 13.6449 | 93.139 | 1.67 | 127 | 13.1496 | 89.7584
6177 | 6177 | 2019-09-15 09:00 | 26.26 | 6.42 | 482 | 13.3195 | 90.9181 | 6.45 | 484 | 13.3264 | 90.9655 | 6.31 | 474 | 13.3122 | 90.8685 | 4.21 | 322 | 13.0745 | 89.246
6178 | 6178 | 2019-09-15 10:00 | 27.24 | 7.86 | 602 | 13.0565 | 89.1227 | 7.87 | 602 | 13.0731 | 89.2361 | 7.95 | 609 | 13.0542 | 89.1071 | 7.62 | 585 | 13.0256 | 88.9122
6179 | 6179 | 2019-09-15 11:00 | 28.23 | 8.5 | 661 | 12.8593 | 87.7768 | 8.5 | 661 | 12.8593 | 87.7768 | 8.83 | 685 | 12.8905 | 87.9898 | 8.82 | 685 | 12.8759 | 87.8902
6180 | 6180 | 2019-09-15 12:00 | 29.21 | 8.22 | 640 | 12.8438 | 87.6706 | 8.22 | 640 | 12.8438 | 87.6706 | 8.53 | 663 | 12.8658 | 87.8209 | 8.52 | 662 | 12.8701 | 87.8504
6181 | 6181 | 2019-09-15 13:00 | 29.06 | 7.53 | 580 | 12.9828 | 88.6195 | 7.53 | 580 | 12.9828 | 88.6195 | 7.59 | 585 | 12.9744 | 88.5622 | 7.2 | 555 | 12.973 | 88.5527
6182 | 6182 | 2019-09-15 14:00 | 28.9 | 5.99 | 453 | 13.223 | 90.2591 | 6.01 | 455 | 13.2088 | 90.1624 | 5.85 | 443 | 13.2054 | 90.1394 | 3.48 | 270 | 12.8889 | 87.9788
6183 | 6183 | 2019-09-15 15:00 | 28.75 | 3.95 | 295 | 13.3898 | 91.3982 | 4.03 | 300 | 13.4333 | 91.6951 | 3.77 | 282 | 13.3688 | 91.2546 | 1.51 | 117 | 12.906 | 88.0954
6184 | 6184 | 2019-09-15 16:00 | 26.91 | 1.9 | 141 | 13.4752 | 91.9807 | 2.07 | 154 | 13.4416 | 91.7513 | 1.87 | 140 | 13.3571 | 91.175 | 1.12 | 85 | 13.1765 | 89.9418
6185 | 6185 | 2019-09-15 17:00 | 25.07 | 0.38 | 29 | 13.1034 | 89.4433 | 0.67 | 50 | 13.4 | 91.4676 | 0.41 | 31 | 13.2258 | 90.2785 | 0.37 | 28 | 13.2143 | 90.1999
6186 | 6186 | 2019-09-15 18:00 | 23.23 | 0 | 0 | 0 | 0 | 0 | 0 | 0 | 0 | 0 | 0 | 0 | 0 | 0 | 0 | 0 | 0
6187 | 6187 | 2019-09-15 19:00 | 22.74 | 0 | 0 | 0 | 0 | 0 | 0 | 0 | 0 | 0 | 0 | 0 | 0 | 0 | 0 | 0 | 0
6188 | 6188 | 2019-09-15 20:00 | 22.25 | 0 | 0 | 0 | 0 | 0 | 0 | 0 | 0 | 0 | 0 | 0 | 0 | 0 | 0 | 0 | 0
6189 | 6189 | 2019-09-15 21:00 | 21.76 | 0 | 0 | 0 | 0 | 0 | 0 | 0 | 0 | 0 | 0 | 0 | 0 | 0 | 0 | 0 | 0
6190 | 6190 | 2019-09-15 22:00 | 21.49 | 0 | 0 | 0 | 0 | 0 | 0 | 0 | 0 | 0 | 0 | 0 | 0 | 0 | 0 | 0 | 0
6191 | 6191 | 2019-09-15 23:00 | 21.23 | 0 | 0 | 0 | 0 | 0 | 0 | 0 | 0 | 0 | 0 | 0 | 0 | 0 | 0 | 0 | 0
6192 | 6192 | 2019-09-16 | 20.96 | 0 | 0 | 0 | 0 | 0 | 0 | 0 | 0 | 0 | 0 | 0 | 0 | 0 | 0 | 0 | 0
6193 | 6193 | 2019-09-16 01:00 | 20.59 | 0 | 0 | 0 | 0 | 0 | 0 | 0 | 0 | 0 | 0 | 0 | 0 | 0 | 0 | 0 | 0
6194 | 6194 | 2019-09-16 02:00 | 20.22 | 0 | 0 | 0 | 0 | 0 | 0 | 0 | 0 | 0 | 0 | 0 | 0 | 0 | 0 | 0 | 0
6195 | 6195 | 2019-09-16 03:00 | 19.85 | 0 | 0 | 0 | 0 | 0 | 0 | 0 | 0 | 0 | 0 | 0 | 0 | 0 | 0 | 0 | 0
6196 | 6196 | 2019-09-16 04:00 | 19.79 | 0 | 0 | 0 | 0 | 0 | 0 | 0 | 0 | 0 | 0 | 0 | 0 | 0 | 0 | 0 | 0
6197 | 6197 | 2019-09-16 05:00 | 19.73 | 0 | 0 | 0 | 0 | 0 | 0 | 0 | 0 | 0 | 0 | 0 | 0 | 0 | 0 | 0 | 0
6198 | 6198 | 2019-09-16 06:00 | 19.68 | 0.75 | 55 | 13.6364 | 93.081 | 1.2 | 87 | 13.7931 | 94.1509 | 0.8 | 59 | 13.5593 | 92.5551 | 0.73 | 54 | 13.5185 | 92.2766
6199 | 6199 | 2019-09-16 07:00 | 21.42 | 1.8 | 131 | 13.7405 | 93.7915 | 1.95 | 141 | 13.8298 | 94.4013 | 1.88 | 137 | 13.7226 | 93.6698 | 1.69 | 123 | 13.7398 | 93.7873
6200 | 6200 | 2019-09-16 08:00 | 23.17 | 3.98 | 289 | 13.7716 | 94.0043 | 4.05 | 294 | 13.7755 | 94.0308 | 3.94 | 287 | 13.7282 | 93.708 | 2.47 | 183 | 13.4973 | 92.1315
6201 | 6201 | 2019-09-16 09:00 | 24.92 | 6.47 | 477 | 13.5639 | 92.5866 | 6.49 | 479 | 13.5491 | 92.4851 | 6.36 | 470 | 13.5319 | 92.368 | 4.24 | 319 | 13.2915 | 90.7272
6202 | 6202 | 2019-09-16 10:00 | 25.69 | 7.95 | 597 | 13.3166 | 90.8982 | 7.95 | 598 | 13.2943 | 90.7462 | 8.04 | 604 | 13.3113 | 90.8618 | 7.71 | 580 | 13.2931 | 90.7379
6203 | 6203 | 2019-09-16 11:00 | 26.47 | 8.57 | 652 | 13.1442 | 89.7213 | 8.57 | 653 | 13.124 | 89.5839 | 8.9 | 676 | 13.1657 | 89.8681 | 8.89 | 676 | 13.1509 | 89.7672
6204 | 6204 | 2019-09-16 12:00 | 27.24 | 8.27 | 631 | 13.1062 | 89.462 | 8.27 | 631 | 13.1062 | 89.462 | 8.58 | 653 | 13.1394 | 89.6884 | 8.56 | 652 | 13.1288 | 89.6166
6205 | 6205 | 2019-09-16 13:00 | 26.36 | 6.93 | 521 | 13.3013 | 90.7942 | 6.93 | 522 | 13.2759 | 90.6202 | 7.03 | 529 | 13.2892 | 90.7114 | 6.74 | 507 | 13.2939 | 90.7432
6206 | 6206 | 2019-09-16 14:00 | 25.47 | 5.94 | 442 | 13.4389 | 91.7332 | 5.97 | 443 | 13.4763 | 91.9884 | 5.82 | 433 | 13.4411 | 91.7482 | 3.53 | 269 | 13.1227 | 89.5746
6207 | 6207 | 2019-09-16 15:00 | 24.59 | 3.93 | 288 | 13.6458 | 93.1456 | 4 | 293 | 13.6519 | 93.1869 | 3.75 | 276 | 13.587 | 92.7437 | 1.59 | 121 | 13.1405 | 89.6962
6208 | 6208 | 2019-09-16 16:00 | 23.57 | 1.21 | 90 | 13.4444 | 91.771 | 1.32 | 98 | 13.4694 | 91.9412 | 1.28 | 94 | 13.617 | 92.949 | 1.22 | 90 | 13.5556 | 92.5294
6209 | 6209 | 2019-09-16 17:00 | 22.55 | 0.31 | 23 | 13.4783 | 92.0018 | 0.54 | 41 | 13.1707 | 89.9026 | 0.33 | 25 | 13.2 | 90.1024 | 0.32 | 25 | 12.8 | 87.372
6210 | 6210 | 2019-09-16 18:00 | 21.53 | 0 | 0 | 0 | 0 | 0 | 0 | 0 | 0 | 0 | 0 | 0 | 0 | 0 | 0 | 0 | 0
6211 | 6211 | 2019-09-16 19:00 | 20.78 | 0 | 0 | 0 | 0 | 0 | 0 | 0 | 0 | 0 | 0 | 0 | 0 | 0 | 0 | 0 | 0
6212 | 6212 | 2019-09-16 20:00 | 20.04 | 0 | 0 | 0 | 0 | 0 | 0 | 0 | 0 | 0 | 0 | 0 | 0 | 0 | 0 | 0 | 0
6213 | 6213 | 2019-09-16 21:00 | 19.29 | 0 | 0 | 0 | 0 | 0 | 0 | 0 | 0 | 0 | 0 | 0 | 0 | 0 | 0 | 0 | 0
6214 | 6214 | 2019-09-16 22:00 | 18.86 | 0 | 0 | 0 | 0 | 0 | 0 | 0 | 0 | 0 | 0 | 0 | 0 | 0 | 0 | 0 | 0
6215 | 6215 | 2019-09-16 23:00 | 18.42 | 0 | 0 | 0 | 0 | 0 | 0 | 0 | 0 | 0 | 0 | 0 | 0 | 0 | 0 | 0 | 0
6216 | 6216 | 2019-09-17 | 17.99 | 0 | 0 | 0 | 0 | 0 | 0 | 0 | 0 | 0 | 0 | 0 | 0 | 0 | 0 | 0 | 0
6217 | 6217 | 2019-09-17 01:00 | 16.79 | 0 | 0 | 0 | 0 | 0 | 0 | 0 | 0 | 0 | 0 | 0 | 0 | 0 | 0 | 0 | 0
6218 | 6218 | 2019-09-17 02:00 | 15.59 | 0 | 0 | 0 | 0 | 0 | 0 | 0 | 0 | 0 | 0 | 0 | 0 | 0 | 0 | 0 | 0
6219 | 6219 | 2019-09-17 03:00 | 14.39 | 0 | 0 | 0 | 0 | 0 | 0 | 0 | 0 | 0 | 0 | 0 | 0 | 0 | 0 | 0 | 0
6220 | 6220 | 2019-09-17 04:00 | 14.4 | 0 | 0 | 0 | 0 | 0 | 0 | 0 | 0 | 0 | 0 | 0 | 0 | 0 | 0 | 0 | 0
6221 | 6221 | 2019-09-17 05:00 | 14.41 | 0 | 0 | 0 | 0 | 0 | 0 | 0 | 0 | 0 | 0 | 0 | 0 | 0 | 0 | 0 | 0
6222 | 6222 | 2019-09-17 06:00 | 14.43 | 0.73 | 52 | 14.0385 | 95.8257 | 1.16 | 82 | 14.1463 | 96.5621 | 0.77 | 55 | 14 | 95.5631 | 0.72 | 52 | 13.8462 | 94.513
6223 | 6223 | 2019-09-17 07:00 | 16.22 | 2.35 | 166 | 14.1566 | 96.6323 | 2.53 | 179 | 14.1341 | 96.4783 | 2.34 | 166 | 14.0964 | 96.2211 | 1.56 | 112 | 13.9286 | 95.0756
6224 | 6224 | 2019-09-17 08:00 | 18.01 | 3.59 | 256 | 14.0234 | 95.7231 | 3.65 | 260 | 14.0385 | 95.8257 | 3.62 | 258 | 14.031 | 95.7748 | 2.67 | 193 | 13.8342 | 94.4314
6225 | 6225 | 2019-09-17 09:00 | 19.81 | 5.84 | 423 | 13.8061 | 94.2399 | 5.86 | 424 | 13.8208 | 94.3396 | 5.83 | 422 | 13.8152 | 94.3015 | 4.41 | 324 | 13.6111 | 92.9086
6226 | 6226 | 2019-09-17 10:00 | 20.82 | 6.34 | 464 | 13.6638 | 93.2682 | 6.35 | 464 | 13.6853 | 93.4153 | 6.49 | 474 | 13.692 | 93.4606 | 6.34 | 464 | 13.6638 | 93.2682
6227 | 6227 | 2019-09-17 11:00 | 21.83 | 6.4 | 471 | 13.5881 | 92.7516 | 6.4 | 471 | 13.5881 | 92.7516 | 6.64 | 488 | 13.6066 | 92.8775 | 6.64 | 488 | 13.6066 | 92.8775
6228 | 6228 | 2019-09-17 12:00 | 22.84 | 8.38 | 629 | 13.3227 | 90.9402 | 8.39 | 629 | 13.3386 | 91.0487 | 8.69 | 651 | 13.3487 | 91.1174 | 8.68 | 650 | 13.3538 | 91.1525
6229 | 6229 | 2019-09-17 13:00 | 22.03 | 4.8 | 350 | 13.7143 | 93.6129 | 4.81 | 351 | 13.7037 | 93.5406 | 4.95 | 360 | 13.75 | 93.8567 | 4.86 | 354 | 13.7288 | 93.712
6230 | 6230 | 2019-09-17 14:00 | 21.22 | 2.28 | 165 | 13.8182 | 94.3221 | 2.29 | 166 | 13.7952 | 94.1651 | 2.37 | 172 | 13.7791 | 94.0551 | 2.35 | 170 | 13.8235 | 94.3586
6231 | 6231 | 2019-09-17 15:00 | 20.41 | 2.06 | 149 | 13.8255 | 94.372 | 2.1 | 152 | 13.8158 | 94.3057 | 2.15 | 155 | 13.871 | 94.6824 | 2.04 | 147 | 13.8776 | 94.7273
6232 | 6232 | 2019-09-17 16:00 | 19.51 | 1.21 | 88 | 13.75 | 93.8567 | 1.32 | 96 | 13.75 | 93.8567 | 1.27 | 92 | 13.8043 | 94.2276 | 1.21 | 88 | 13.75 | 93.8567
6233 | 6233 | 2019-09-17 17:00 | 18.61 | 0.04 | 3 | 13.3333 | 91.0125 | 0.08 | 6 | 13.3333 | 91.0125 | 0.05 | 3 | 16.6667 | 113.7656 | 0.05 | 3 | 16.6667 | 113.7656
6234 | 6234 | 2019-09-17 18:00 | 17.72 | 0 | 0 | 0 | 0 | 0 | 0 | 0 | 0 | 0 | 0 | 0 | 0 | 0 | 0 | 0 | 0
6235 | 6235 | 2019-09-17 19:00 | 17.12 | 0 | 0 | 0 | 0 | 0 | 0 | 0 | 0 | 0 | 0 | 0 | 0 | 0 | 0 | 0 | 0
6236 | 6236 | 2019-09-17 20:00 | 16.53 | 0 | 0 | 0 | 0 | 0 | 0 | 0 | 0 | 0 | 0 | 0 | 0 | 0 | 0 | 0 | 0
6237 | 6237 | 2019-09-17 21:00 | 15.93 | 0 | 0 | 0 | 0 | 0 | 0 | 0 | 0 | 0 | 0 | 0 | 0 | 0 | 0 | 0 | 0
6238 | 6238 | 2019-09-17 22:00 | 15.43 | 0 | 0 | 0 | 0 | 0 | 0 | 0 | 0 | 0 | 0 | 0 | 0 | 0 | 0 | 0 | 0
6239 | 6239 | 2019-09-17 23:00 | 14.93 | 0 | 0 | 0 | 0 | 0 | 0 | 0 | 0 | 0 | 0 | 0 | 0 | 0 | 0 | 0 | 0
6240 | 6240 | 2019-09-18 | 14.43 | 0 | 0 | 0 | 0 | 0 | 0 | 0 | 0 | 0 | 0 | 0 | 0 | 0 | 0 | 0 | 0
6241 | 6241 | 2019-09-18 01:00 | 13.96 | 0 | 0 | 0 | 0 | 0 | 0 | 0 | 0 | 0 | 0 | 0 | 0 | 0 | 0 | 0 | 0
6242 | 6242 | 2019-09-18 02:00 | 13.49 | 0 | 0 | 0 | 0 | 0 | 0 | 0 | 0 | 0 | 0 | 0 | 0 | 0 | 0 | 0 | 0
6243 | 6243 | 2019-09-18 03:00 | 13.02 | 0 | 0 | 0 | 0 | 0 | 0 | 0 | 0 | 0 | 0 | 0 | 0 | 0 | 0 | 0 | 0
6244 | 6244 | 2019-09-18 04:00 | 13.12 | 0 | 0 | 0 | 0 | 0 | 0 | 0 | 0 | 0 | 0 | 0 | 0 | 0 | 0 | 0 | 0
6245 | 6245 | 2019-09-18 05:00 | 13.22 | 0 | 0 | 0 | 0 | 0 | 0 | 0 | 0 | 0 | 0 | 0 | 0 | 0 | 0 | 0 | 0
6246 | 6246 | 2019-09-18 06:00 | 13.32 | 0.32 | 23 | 13.913 | 94.9696 | 0.51 | 37 | 13.7838 | 94.0873 | 0.34 | 25 | 13.6 | 92.8328 | 0.34 | 25 | 13.6 | 92.8328
6247 | 6247 | 2019-09-18 07:00 | 14.9 | 1.57 | 112 | 14.0179 | 95.685 | 1.7 | 120 | 14.1667 | 96.7008 | 1.66 | 117 | 14.188 | 96.8466 | 1.56 | 111 | 14.0541 | 95.9321
6248 | 6248 | 2019-09-18 08:00 | 16.48 | 1.8 | 128 | 14.0625 | 95.9898 | 1.83 | 130 | 14.0769 | 96.0882 | 1.89 | 135 | 14 | 95.5631 | 1.87 | 133 | 14.0602 | 95.9737
6249 | 6249 | 2019-09-18 09:00 | 18.06 | 4.26 | 307 | 13.8762 | 94.7182 | 4.28 | 308 | 13.8961 | 94.854 | 4.36 | 314 | 13.8854 | 94.7805 | 3.9 | 283 | 13.7809 | 94.0677
6250 | 6250 | 2019-09-18 10:00 | 18.68 | 7.13 | 526 | 13.5551 | 92.5265 | 7.14 | 527 | 13.5484 | 92.4805 | 7.27 | 536 | 13.5634 | 92.5832 | 7.03 | 519 | 13.5453 | 92.4592
6251 | 6251 | 2019-09-18 11:00 | 19.31 | 3.91 | 283 | 13.8163 | 94.3089 | 3.91 | 283 | 13.8163 | 94.3089 | 4.06 | 293 | 13.8567 | 94.5847 | 4.05 | 293 | 13.8225 | 94.3517
6252 | 6252 | 2019-09-18 12:00 | 19.93 | 2.49 | 180 | 13.8333 | 94.4255 | 2.49 | 180 | 13.8333 | 94.4255 | 2.59 | 187 | 13.8503 | 94.5411 | 2.59 | 187 | 13.8503 | 94.5411
6253 | 6253 | 2019-09-18 13:00 | 19.51 | 0.66 | 49 | 13.4694 | 91.9412 | 0.67 | 49 | 13.6735 | 93.3343 | 0.69 | 51 | 13.5294 | 92.3509 | 0.69 | 51 | 13.5294 | 92.3509
6254 | 6254 | 2019-09-18 14:00 | 19.1 | 0.79 | 58 | 13.6207 | 92.974 | 0.79 | 58 | 13.6207 | 92.974 | 0.82 | 60 | 13.6667 | 93.2878 | 0.82 | 60 | 13.6667 | 93.2878
6255 | 6255 | 2019-09-18 15:00 | 18.68 | 0.56 | 41 | 13.6585 | 93.2323 | 0.57 | 42 | 13.5714 | 92.6377 | 0.59 | 43 | 13.7209 | 93.6582 | 0.59 | 43 | 13.7209 | 93.6582
6256 | 6256 | 2019-09-18 16:00 | 18.14 | 0.5 | 37 | 13.5135 | 92.2424 | 0.55 | 40 | 13.75 | 93.8567 | 0.53 | 39 | 13.5897 | 92.7628 | 0.53 | 39 | 13.5897 | 92.7628
6257 | 6257 | 2019-09-18 17:00 | 17.6 | 0.18 | 14 | 12.8571 | 87.7621 | 0.33 | 25 | 13.2 | 90.1024 | 0.19 | 15 | 12.6667 | 86.4619 | 0.19 | 15 | 12.6667 | 86.4619
6258 | 6258 | 2019-09-18 18:00 | 17.07 | 0 | 0 | 0 | 0 | 0 | 0 | 0 | 0 | 0 | 0 | 0 | 0 | 0 | 0 | 0 | 0
6259 | 6259 | 2019-09-18 19:00 | 16.62 | 0 | 0 | 0 | 0 | 0 | 0 | 0 | 0 | 0 | 0 | 0 | 0 | 0 | 0 | 0 | 0
6260 | 6260 | 2019-09-18 20:00 | 16.17 | 0 | 0 | 0 | 0 | 0 | 0 | 0 | 0 | 0 | 0 | 0 | 0 | 0 | 0 | 0 | 0
6261 | 6261 | 2019-09-18 21:00 | 15.72 | 0 | 0 | 0 | 0 | 0 | 0 | 0 | 0 | 0 | 0 | 0 | 0 | 0 | 0 | 0 | 0
6262 | 6262 | 2019-09-18 22:00 | 15.77 | 0 | 0 | 0 | 0 | 0 | 0 | 0 | 0 | 0 | 0 | 0 | 0 | 0 | 0 | 0 | 0
6263 | 6263 | 2019-09-18 23:00 | 15.83 | 0 | 0 | 0 | 0 | 0 | 0 | 0 | 0 | 0 | 0 | 0 | 0 | 0 | 0 | 0 | 0
6264 | 6264 | 2019-09-19 | 15.88 | 0 | 0 | 0 | 0 | 0 | 0 | 0 | 0 | 0 | 0 | 0 | 0 | 0 | 0 | 0 | 0
6265 | 6265 | 2019-09-19 01:00 | 15.81 | 0 | 0 | 0 | 0 | 0 | 0 | 0 | 0 | 0 | 0 | 0 | 0 | 0 | 0 | 0 | 0
6266 | 6266 | 2019-09-19 02:00 | 15.74 | 0 | 0 | 0 | 0 | 0 | 0 | 0 | 0 | 0 | 0 | 0 | 0 | 0 | 0 | 0 | 0
6267 | 6267 | 2019-09-19 03:00 | 15.68 | 0 | 0 | 0 | 0 | 0 | 0 | 0 | 0 | 0 | 0 | 0 | 0 | 0 | 0 | 0 | 0
6268 | 6268 | 2019-09-19 04:00 | 15.63 | 0 | 0 | 0 | 0 | 0 | 0 | 0 | 0 | 0 | 0 | 0 | 0 | 0 | 0 | 0 | 0
6269 | 6269 | 2019-09-19 05:00 | 15.58 | 0 | 0 | 0 | 0 | 0 | 0 | 0 | 0 | 0 | 0 | 0 | 0 | 0 | 0 | 0 | 0
6270 | 6270 | 2019-09-19 06:00 | 15.54 | 0.52 | 38 | 13.6842 | 93.4076 | 0.84 | 60 | 14 | 95.5631 | 0.56 | 40 | 14 | 95.5631 | 0.55 | 40 | 13.75 | 93.8567
6271 | 6271 | 2019-09-19 07:00 | 15.72 | 1.77 | 125 | 14.16 | 96.6553 | 1.91 | 135 | 14.1481 | 96.5744 | 1.84 | 131 | 14.0458 | 95.8758 | 1.66 | 118 | 14.0678 | 96.0259
6272 | 6272 | 2019-09-19 08:00 | 15.9 | 3.43 | 242 | 14.1736 | 96.7478 | 3.48 | 245 | 14.2041 | 96.9562 | 3.47 | 245 | 14.1633 | 96.6776 | 2.66 | 190 | 14 | 95.5631
6273 | 6273 | 2019-09-19 09:00 | 16.08 | 1.32 | 94 | 14.0426 | 95.8536 | 1.32 | 94 | 14.0426 | 95.8536 | 1.37 | 98 | 13.9796 | 95.4238 | 1.37 | 98 | 13.9796 | 95.4238
6274 | 6274 | 2019-09-19 10:00 | 16.75 | 1.35 | 97 | 13.9175 | 95.0002 | 1.35 | 97 | 13.9175 | 95.0002 | 1.4 | 100 | 14 | 95.5631 | 1.4 | 100 | 14 | 95.5631
6275 | 6275 | 2019-09-19 11:00 | 17.42 | 3.02 | 215 | 14.0465 | 95.8806 | 3.03 | 215 | 14.093 | 96.1981 | 3.14 | 223 | 14.0807 | 96.1141 | 3.14 | 223 | 14.0807 | 96.1141
6276 | 6276 | 2019-09-19 12:00 | 18.09 | 1.43 | 103 | 13.8835 | 94.7679 | 1.43 | 103 | 13.8835 | 94.7679 | 1.48 | 107 | 13.8318 | 94.4149 | 1.48 | 107 | 13.8318 | 94.4149
6277 | 6277 | 2019-09-19 13:00 | 18.09 | 4.07 | 290 | 14.0345 | 95.7985 | 4.07 | 291 | 13.9863 | 95.4693 | 4.2 | 300 | 14 | 95.5631 | 4.16 | 297 | 14.0067 | 95.6091
6278 | 6278 | 2019-09-19 14:00 | 18.09 | 4.12 | 294 | 14.0136 | 95.656 | 4.14 | 295 | 14.0339 | 95.7945 | 4.2 | 300 | 14 | 95.5631 | 3.56 | 255 | 13.9608 | 95.2955
6279 | 6279 | 2019-09-19 15:00 | 18.09 | 2.37 | 170 | 13.9412 | 95.1616 | 2.42 | 173 | 13.9884 | 95.4842 | 2.46 | 175 | 14.0571 | 95.9532 | 2.2 | 157 | 14.0127 | 95.6501
6280 | 6280 | 2019-09-19 16:00 | 17.76 | 1.4 | 100 | 14 | 95.5631 | 1.54 | 110 | 14 | 95.5631 | 1.46 | 105 | 13.9048 | 94.9131 | 1.29 | 93 | 13.871 | 94.6824
6281 | 6281 | 2019-09-19 17:00 | 17.43 | 0.26 | 20 | 13 | 88.7372 | 0.49 | 36 | 13.6111 | 92.9086 | 0.29 | 21 | 13.8095 | 94.263 | 0.24 | 18 | 13.3333 | 91.0125
6282 | 6282 | 2019-09-19 18:00 | 17.11 | 0 | 0 | 0 | 0 | 0 | 0 | 0 | 0 | 0 | 0 | 0 | 0 | 0 | 0 | 0 | 0
6283 | 6283 | 2019-09-19 19:00 | 16.8 | 0 | 0 | 0 | 0 | 0 | 0 | 0 | 0 | 0 | 0 | 0 | 0 | 0 | 0 | 0 | 0
6284 | 6284 | 2019-09-19 20:00 | 16.48 | 0 | 0 | 0 | 0 | 0 | 0 | 0 | 0 | 0 | 0 | 0 | 0 | 0 | 0 | 0 | 0
6285 | 6285 | 2019-09-19 21:00 | 16.17 | 0 | 0 | 0 | 0 | 0 | 0 | 0 | 0 | 0 | 0 | 0 | 0 | 0 | 0 | 0 | 0
6286 | 6286 | 2019-09-19 22:00 | 15.86 | 0 | 0 | 0 | 0 | 0 | 0 | 0 | 0 | 0 | 0 | 0 | 0 | 0 | 0 | 0 | 0
6287 | 6287 | 2019-09-19 23:00 | 15.56 | 0 | 0 | 0 | 0 | 0 | 0 | 0 | 0 | 0 | 0 | 0 | 0 | 0 | 0 | 0 | 0
6288 | 6288 | 2019-09-20 | 15.25 | 0 | 0 | 0 | 0 | 0 | 0 | 0 | 0 | 0 | 0 | 0 | 0 | 0 | 0 | 0 | 0
6289 | 6289 | 2019-09-20 01:00 | 14.91 | 0 | 0 | 0 | 0 | 0 | 0 | 0 | 0 | 0 | 0 | 0 | 0 | 0 | 0 | 0 | 0
6290 | 6290 | 2019-09-20 02:00 | 14.57 | 0 | 0 | 0 | 0 | 0 | 0 | 0 | 0 | 0 | 0 | 0 | 0 | 0 | 0 | 0 | 0
6291 | 6291 | 2019-09-20 03:00 | 14.23 | 0 | 0 | 0 | 0 | 0 | 0 | 0 | 0 | 0 | 0 | 0 | 0 | 0 | 0 | 0 | 0
6292 | 6292 | 2019-09-20 04:00 | 14.22 | 0 | 0 | 0 | 0 | 0 | 0 | 0 | 0 | 0 | 0 | 0 | 0 | 0 | 0 | 0 | 0
6293 | 6293 | 2019-09-20 05:00 | 14.21 | 0 | 0 | 0 | 0 | 0 | 0 | 0 | 0 | 0 | 0 | 0 | 0 | 0 | 0 | 0 | 0
6294 | 6294 | 2019-09-20 06:00 | 14.2 | 0.66 | 48 | 13.75 | 93.8567 | 1.05 | 75 | 14 | 95.5631 | 0.7 | 51 | 13.7255 | 93.6894 | 0.65 | 47 | 13.8298 | 94.4013
6295 | 6295 | 2019-09-20 07:00 | 15.09 | 1.87 | 133 | 14.0602 | 95.9737 | 2.02 | 143 | 14.1259 | 96.4223 | 1.89 | 133 | 14.2105 | 97.0002 | 1.34 | 96 | 13.9583 | 95.2787
6296 | 6296 | 2019-09-20 08:00 | 15.98 | 4.52 | 319 | 14.1693 | 96.7186 | 4.6 | 324 | 14.1975 | 96.9115 | 4.31 | 305 | 14.1311 | 96.4583 | 1.64 | 121 | 13.5537 | 92.5169
6297 | 6297 | 2019-09-20 09:00 | 16.87 | 6.4 | 460 | 13.913 | 94.9696 | 6.43 | 461 | 13.9479 | 95.2078 | 6.3 | 453 | 13.9073 | 94.9303 | 4.2 | 307 | 13.6808 | 93.3842
6298 | 6298 | 2019-09-20 10:00 | 17.24 | 7.83 | 571 | 13.7128 | 93.6026 | 7.84 | 572 | 13.7063 | 93.5583 | 7.94 | 578 | 13.737 | 93.7681 | 7.59 | 554 | 13.7004 | 93.5178
6299 | 6299 | 2019-09-20 11:00 | 17.62 | 8.28 | 609 | 13.5961 | 92.8059 | 8.29 | 609 | 13.6125 | 92.9179 | 8.6 | 631 | 13.6292 | 93.0318 | 8.58 | 630 | 13.619 | 92.9628
6300 | 6300 | 2019-09-20 12:00 | 17.99 | 4.68 | 336 | 13.9286 | 95.0756 | 4.68 | 336 | 13.9286 | 95.0756 | 4.86 | 348 | 13.9655 | 95.3278 | 4.86 | 348 | 13.9655 | 95.3278
6301 | 6301 | 2019-09-20 13:00 | 17.81 | 3.42 | 244 | 14.0164 | 95.675 | 3.43 | 245 | 14 | 95.5631 | 3.55 | 253 | 14.0316 | 95.779 | 3.53 | 251 | 14.0637 | 95.9983
6302 | 6302 | 2019-09-20 14:00 | 17.63 | 1.31 | 94 | 13.9362 | 95.1274 | 1.31 | 95 | 13.7895 | 94.1261 | 1.37 | 98 | 13.9796 | 95.4238 | 1.37 | 98 | 13.9796 | 95.4238
6303 | 6303 | 2019-09-20 15:00 | 17.45 | 1.44 | 104 | 13.8462 | 94.513 | 1.47 | 106 | 13.8679 | 94.6616 | 1.52 | 109 | 13.945 | 95.1874 | 1.51 | 108 | 13.9815 | 95.4367
6304 | 6304 | 2019-09-20 16:00 | 16.93 | 1.13 | 82 | 13.7805 | 94.0648 | 1.25 | 89 | 14.0449 | 95.8699 | 1.2 | 86 | 13.9535 | 95.2457 | 1.14 | 82 | 13.9024 | 94.8972
6305 | 6305 | 2019-09-20 17:00 | 16.41 | 0.24 | 18 | 13.3333 | 91.0125 | 0.45 | 33 | 13.6364 | 93.081 | 0.26 | 19 | 13.6842 | 93.4076 | 0.25 | 19 | 13.1579 | 89.815
6306 | 6306 | 2019-09-20 18:00 | 15.89 | 0 | 0 | 0 | 0 | 0 | 0 | 0 | 0 | 0 | 0 | 0 | 0 | 0 | 0 | 0 | 0
6307 | 6307 | 2019-09-20 19:00 | 15.42 | 0 | 0 | 0 | 0 | 0 | 0 | 0 | 0 | 0 | 0 | 0 | 0 | 0 | 0 | 0 | 0
6308 | 6308 | 2019-09-20 20:00 | 14.96 | 0 | 0 | 0 | 0 | 0 | 0 | 0 | 0 | 0 | 0 | 0 | 0 | 0 | 0 | 0 | 0
6309 | 6309 | 2019-09-20 21:00 | 14.49 | 0 | 0 | 0 | 0 | 0 | 0 | 0 | 0 | 0 | 0 | 0 | 0 | 0 | 0 | 0 | 0
6310 | 6310 | 2019-09-20 22:00 | 14.3 | 0 | 0 | 0 | 0 | 0 | 0 | 0 | 0 | 0 | 0 | 0 | 0 | 0 | 0 | 0 | 0
6311 | 6311 | 2019-09-20 23:00 | 14.1 | 0 | 0 | 0 | 0 | 0 | 0 | 0 | 0 | 0 | 0 | 0 | 0 | 0 | 0 | 0 | 0
6312 | 6312 | 2019-09-21 | 13.91 | 0 | 0 | 0 | 0 | 0 | 0 | 0 | 0 | 0 | 0 | 0 | 0 | 0 | 0 | 0 | 0
6313 | 6313 | 2019-09-21 01:00 | 13.44 | 0 | 0 | 0 | 0 | 0 | 0 | 0 | 0 | 0 | 0 | 0 | 0 | 0 | 0 | 0 | 0
6314 | 6314 | 2019-09-21 02:00 | 12.97 | 0 | 0 | 0 | 0 | 0 | 0 | 0 | 0 | 0 | 0 | 0 | 0 | 0 | 0 | 0 | 0
6315 | 6315 | 2019-09-21 03:00 | 12.5 | 0 | 0 | 0 | 0 | 0 | 0 | 0 | 0 | 0 | 0 | 0 | 0 | 0 | 0 | 0 | 0
6316 | 6316 | 2019-09-21 04:00 | 12.49 | 0 | 0 | 0 | 0 | 0 | 0 | 0 | 0 | 0 | 0 | 0 | 0 | 0 | 0 | 0 | 0
6317 | 6317 | 2019-09-21 05:00 | 12.49 | 0 | 0 | 0 | 0 | 0 | 0 | 0 | 0 | 0 | 0 | 0 | 0 | 0 | 0 | 0 | 0
6318 | 6318 | 2019-09-21 06:00 | 12.49 | 0.65 | 47 | 13.8298 | 94.4013 | 1.03 | 73 | 14.1096 | 96.3112 | 0.69 | 50 | 13.8 | 94.198 | 0.63 | 45 | 14 | 95.5631
6319 | 6319 | 2019-09-21 07:00 | 13.86 | 1.77 | 125 | 14.16 | 96.6553 | 1.91 | 135 | 14.1481 | 96.5744 | 1.85 | 130 | 14.2308 | 97.1384 | 1.63 | 116 | 14.0517 | 95.9162
6320 | 6320 | 2019-09-21 08:00 | 15.23 | 3.87 | 274 | 14.1241 | 96.4102 | 3.93 | 278 | 14.1367 | 96.4962 | 3.84 | 272 | 14.1176 | 96.3662 | 2.42 | 175 | 13.8286 | 94.393
6321 | 6321 | 2019-09-21 09:00 | 16.6 | 4.48 | 321 | 13.9564 | 95.2654 | 4.5 | 323 | 13.9319 | 95.0982 | 4.58 | 328 | 13.9634 | 95.3134 | 3.97 | 286 | 13.8811 | 94.7517
6322 | 6322 | 2019-09-21 10:00 | 17.06 | 6.62 | 482 | 13.7344 | 93.7504 | 6.62 | 483 | 13.706 | 93.5563 | 6.76 | 492 | 13.7398 | 93.7873 | 6.56 | 478 | 13.7238 | 93.6782
6323 | 6323 | 2019-09-21 11:00 | 17.52 | 8.01 | 594 | 13.4848 | 92.0467 | 8.01 | 594 | 13.4848 | 92.0467 | 8.31 | 615 | 13.5122 | 92.2334 | 8.3 | 614 | 13.5179 | 92.2725
6324 | 6324 | 2019-09-21 12:00 | 17.98 | 7.81 | 578 | 13.5121 | 92.2328 | 7.81 | 578 | 13.5121 | 92.2328 | 8.09 | 597 | 13.5511 | 92.4989 | 8.06 | 595 | 13.5462 | 92.4657
6325 | 6325 | 2019-09-21 13:00 | 17.61 | 6.95 | 507 | 13.7081 | 93.5706 | 6.96 | 508 | 13.7008 | 93.5207 | 7.04 | 514 | 13.6965 | 93.4915 | 6.65 | 486 | 13.6831 | 93.4002
6326 | 6326 | 2019-09-21 14:00 | 17.25 | 5.32 | 382 | 13.9267 | 95.0628 | 5.35 | 384 | 13.9323 | 95.101 | 5.28 | 379 | 13.9314 | 95.0949 | 3.45 | 252 | 13.6905 | 93.4503
6327 | 6327 | 2019-09-21 15:00 | 16.88 | 2.97 | 211 | 14.0758 | 96.0807 | 3.03 | 216 | 14.0278 | 95.7527 | 2.99 | 213 | 14.0376 | 95.8195 | 2.21 | 159 | 13.8994 | 94.8763
6328 | 6328 | 2019-09-21 16:00 | 16.08 | 1.13 | 81 | 13.9506 | 95.2261 | 1.25 | 89 | 14.0449 | 95.8699 | 1.19 | 86 | 13.8372 | 94.4519 | 1.13 | 81 | 13.9506 | 95.2261
6329 | 6329 | 2019-09-21 17:00 | 15.28 | 0.18 | 14 | 12.8571 | 87.7621 | 0.35 | 26 | 13.4615 | 91.8876 | 0.2 | 15 | 13.3333 | 91.0125 | 0.2 | 15 | 13.3333 | 91.0125
6330 | 6330 | 2019-09-21 18:00 | 14.48 | 0 | 0 | 0 | 0 | 0 | 0 | 0 | 0 | 0 | 0 | 0 | 0 | 0 | 0 | 0 | 0
6331 | 6331 | 2019-09-21 19:00 | 14.1 | 0 | 0 | 0 | 0 | 0 | 0 | 0 | 0 | 0 | 0 | 0 | 0 | 0 | 0 | 0 | 0
6332 | 6332 | 2019-09-21 20:00 | 13.71 | 0 | 0 | 0 | 0 | 0 | 0 | 0 | 0 | 0 | 0 | 0 | 0 | 0 | 0 | 0 | 0
6333 | 6333 | 2019-09-21 21:00 | 13.33 | 0 | 0 | 0 | 0 | 0 | 0 | 0 | 0 | 0 | 0 | 0 | 0 | 0 | 0 | 0 | 0
6334 | 6334 | 2019-09-21 22:00 | 13.47 | 0 | 0 | 0 | 0 | 0 | 0 | 0 | 0 | 0 | 0 | 0 | 0 | 0 | 0 | 0 | 0
6335 | 6335 | 2019-09-21 23:00 | 13.6 | 0 | 0 | 0 | 0 | 0 | 0 | 0 | 0 | 0 | 0 | 0 | 0 | 0 | 0 | 0 | 0
6336 | 6336 | 2019-09-22 | 13.74 | 0 | 0 | 0 | 0 | 0 | 0 | 0 | 0 | 0 | 0 | 0 | 0 | 0 | 0 | 0 | 0
6337 | 6337 | 2019-09-22 01:00 | 13.26 | 0 | 0 | 0 | 0 | 0 | 0 | 0 | 0 | 0 | 0 | 0 | 0 | 0 | 0 | 0 | 0
6338 | 6338 | 2019-09-22 02:00 | 12.78 | 0 | 0 | 0 | 0 | 0 | 0 | 0 | 0 | 0 | 0 | 0 | 0 | 0 | 0 | 0 | 0
6339 | 6339 | 2019-09-22 03:00 | 12.31 | 0 | 0 | 0 | 0 | 0 | 0 | 0 | 0 | 0 | 0 | 0 | 0 | 0 | 0 | 0 | 0
6340 | 6340 | 2019-09-22 04:00 | 11.79 | 0 | 0 | 0 | 0 | 0 | 0 | 0 | 0 | 0 | 0 | 0 | 0 | 0 | 0 | 0 | 0
6341 | 6341 | 2019-09-22 05:00 | 11.27 | 0 | 0 | 0 | 0 | 0 | 0 | 0 | 0 | 0 | 0 | 0 | 0 | 0 | 0 | 0 | 0
6342 | 6342 | 2019-09-22 06:00 | 10.76 | 0.64 | 45 | 14.2222 | 97.08 | 1.01 | 71 | 14.2254 | 97.1014 | 0.68 | 48 | 14.1667 | 96.7008 | 0.6 | 43 | 13.9535 | 95.2457
6343 | 6343 | 2019-09-22 07:00 | 12.82 | 2.14 | 150 | 14.2667 | 97.3834 | 2.31 | 161 | 14.3478 | 97.9374 | 2.15 | 151 | 14.2384 | 97.1905 | 1.52 | 108 | 14.0741 | 96.0688
6344 | 6344 | 2019-09-22 08:00 | 14.89 | 4.38 | 309 | 14.1748 | 96.756 | 4.45 | 314 | 14.172 | 96.737 | 4.2 | 297 | 14.1414 | 96.5284 | 1.75 | 128 | 13.6719 | 93.3234
6345 | 6345 | 2019-09-22 09:00 | 16.96 | 6.24 | 451 | 13.8359 | 94.4431 | 6.27 | 452 | 13.8717 | 94.6872 | 6.15 | 444 | 13.8514 | 94.5485 | 4.09 | 301 | 13.588 | 92.7511
6346 | 6346 | 2019-09-22 10:00 | 17.57 | 7.41 | 544 | 13.6213 | 92.9783 | 7.42 | 544 | 13.6397 | 93.1038 | 7.52 | 552 | 13.6232 | 92.991 | 7.22 | 530 | 13.6226 | 92.9873
6347 | 6347 | 2019-09-22 11:00 | 18.18 | 7.94 | 589 | 13.4805 | 92.0169 | 7.94 | 589 | 13.4805 | 92.0169 | 8.24 | 610 | 13.5082 | 92.2061 | 8.22 | 608 | 13.5197 | 92.2849
6348 | 6348 | 2019-09-22 12:00 | 18.79 | 7.54 | 558 | 13.5125 | 92.2358 | 7.54 | 558 | 13.5125 | 92.2358 | 7.81 | 577 | 13.5355 | 92.3927 | 7.78 | 575 | 13.5304 | 92.3579
6349 | 6349 | 2019-09-22 13:00 | 18.82 | 6.98 | 512 | 13.6328 | 93.0567 | 6.99 | 513 | 13.6257 | 93.0084 | 7.06 | 518 | 13.6293 | 93.0331 | 6.63 | 488 | 13.5861 | 92.7376
6350 | 6350 | 2019-09-22 14:00 | 18.85 | 5.29 | 382 | 13.8482 | 94.5267 | 5.32 | 384 | 13.8542 | 94.5677 | 5.24 | 379 | 13.8259 | 94.3745 | 3.3 | 243 | 13.5802 | 92.6979
6351 | 6351 | 2019-09-22 15:00 | 18.88 | 3.33 | 238 | 13.9916 | 95.5058 | 3.4 | 243 | 13.9918 | 95.507 | 3.26 | 234 | 13.9316 | 95.0964 | 1.87 | 137 | 13.6496 | 93.1716
6352 | 6352 | 2019-09-22 16:00 | 17.32 | 1.57 | 112 | 14.0179 | 95.685 | 1.74 | 124 | 14.0323 | 95.7833 | 1.57 | 112 | 14.0179 | 95.685 | 0.99 | 72 | 13.75 | 93.8567
6353 | 6353 | 2019-09-22 17:00 | 15.76 | 0.2 | 15 | 13.3333 | 91.0125 | 0.39 | 29 | 13.4483 | 91.7971 | 0.23 | 17 | 13.5294 | 92.3509 | 0.22 | 16 | 13.75 | 93.8567
6354 | 6354 | 2019-09-22 18:00 | 14.2 | 0 | 0 | 0 | 0 | 0 | 0 | 0 | 0 | 0 | 0 | 0 | 0 | 0 | 0 | 0 | 0
6355 | 6355 | 2019-09-22 19:00 | 13.37 | 0 | 0 | 0 | 0 | 0 | 0 | 0 | 0 | 0 | 0 | 0 | 0 | 0 | 0 | 0 | 0
6356 | 6356 | 2019-09-22 20:00 | 12.55 | 0 | 0 | 0 | 0 | 0 | 0 | 0 | 0 | 0 | 0 | 0 | 0 | 0 | 0 | 0 | 0
6357 | 6357 | 2019-09-22 21:00 | 11.72 | 0 | 0 | 0 | 0 | 0 | 0 | 0 | 0 | 0 | 0 | 0 | 0 | 0 | 0 | 0 | 0
6358 | 6358 | 2019-09-22 22:00 | 11.55 | 0 | 0 | 0 | 0 | 0 | 0 | 0 | 0 | 0 | 0 | 0 | 0 | 0 | 0 | 0 | 0
6359 | 6359 | 2019-09-22 23:00 | 11.37 | 0 | 0 | 0 | 0 | 0 | 0 | 0 | 0 | 0 | 0 | 0 | 0 | 0 | 0 | 0 | 0
6360 | 6360 | 2019-09-23 | 11.2 | 0 | 0 | 0 | 0 | 0 | 0 | 0 | 0 | 0 | 0 | 0 | 0 | 0 | 0 | 0 | 0
6361 | 6361 | 2019-09-23 01:00 | 10.4 | 0 | 0 | 0 | 0 | 0 | 0 | 0 | 0 | 0 | 0 | 0 | 0 | 0 | 0 | 0 | 0
6362 | 6362 | 2019-09-23 02:00 | 9.61 | 0 | 0 | 0 | 0 | 0 | 0 | 0 | 0 | 0 | 0 | 0 | 0 | 0 | 0 | 0 | 0
6363 | 6363 | 2019-09-23 03:00 | 8.82 | 0 | 0 | 0 | 0 | 0 | 0 | 0 | 0 | 0 | 0 | 0 | 0 | 0 | 0 | 0 | 0
6364 | 6364 | 2019-09-23 04:00 | 8.87 | 0 | 0 | 0 | 0 | 0 | 0 | 0 | 0 | 0 | 0 | 0 | 0 | 0 | 0 | 0 | 0
6365 | 6365 | 2019-09-23 05:00 | 8.92 | 0 | 0 | 0 | 0 | 0 | 0 | 0 | 0 | 0 | 0 | 0 | 0 | 0 | 0 | 0 | 0
6366 | 6366 | 2019-09-23 06:00 | 8.97 | 0.59 | 41 | 14.3902 | 98.2269 | 0.93 | 65 | 14.3077 | 97.6634 | 0.63 | 44 | 14.3182 | 97.735 | 0.59 | 41 | 14.3902 | 98.2269
6367 | 6367 | 2019-09-23 07:00 | 11.88 | 1.63 | 114 | 14.2982 | 97.5989 | 1.76 | 123 | 14.3089 | 97.672 | 1.66 | 116 | 14.3103 | 97.6815 | 1.24 | 87 | 14.2529 | 97.2892
6368 | 6368 | 2019-09-23 08:00 | 14.79 | 4.26 | 300 | 14.2 | 96.9283 | 4.33 | 305 | 14.1967 | 96.9059 | 4.12 | 290 | 14.2069 | 96.9754 | 1.88 | 137 | 13.7226 | 93.6698
6369 | 6369 | 2019-09-23 09:00 | 17.71 | 5.58 | 402 | 13.8806 | 94.7481 | 5.6 | 404 | 13.8614 | 94.617 | 5.58 | 402 | 13.8806 | 94.7481 | 4.19 | 306 | 13.6928 | 93.4663
6370 | 6370 | 2019-09-23 10:00 | 18.42 | 6.91 | 506 | 13.6561 | 93.2159 | 6.92 | 507 | 13.6489 | 93.1667 | 7.04 | 516 | 13.6434 | 93.1291 | 6.79 | 498 | 13.6345 | 93.0685
6371 | 6371 | 2019-09-23 11:00 | 19.13 | 6.38 | 468 | 13.6325 | 93.0545 | 6.38 | 469 | 13.6034 | 92.8561 | 6.62 | 485 | 13.6495 | 93.1705 | 6.61 | 485 | 13.6289 | 93.0298
6372 | 6372 | 2019-09-23 12:00 | 19.84 | 5.58 | 409 | 13.643 | 93.1265 | 5.59 | 409 | 13.6675 | 93.2934 | 5.79 | 423 | 13.6879 | 93.4331 | 5.78 | 422 | 13.6967 | 93.4927
6373 | 6373 | 2019-09-23 13:00 | 19.84 | 6.39 | 470 | 13.5957 | 92.8037 | 6.4 | 470 | 13.617 | 92.949 | 6.5 | 477 | 13.6268 | 93.0159 | 6.15 | 453 | 13.5762 | 92.67
6374 | 6374 | 2019-09-23 14:00 | 19.83 | 3.72 | 269 | 13.829 | 94.3959 | 3.74 | 270 | 13.8519 | 94.5519 | 3.8 | 275 | 13.8182 | 94.3221 | 3.23 | 235 | 13.7447 | 93.8203
6375 | 6375 | 2019-09-23 15:00 | 19.83 | 2.23 | 161 | 13.8509 | 94.5456 | 2.28 | 165 | 13.8182 | 94.3221 | 2.31 | 167 | 13.8323 | 94.4187 | 2.04 | 148 | 13.7838 | 94.0873
6376 | 6376 | 2019-09-23 16:00 | 19.38 | 0.9 | 66 | 13.6364 | 93.081 | 1 | 73 | 13.6986 | 93.506 | 0.96 | 70 | 13.7143 | 93.6129 | 0.94 | 68 | 13.8235 | 94.3586
6377 | 6377 | 2019-09-23 17:00 | 18.93 | 0.15 | 11 | 13.6364 | 93.081 | 0.29 | 21 | 13.8095 | 94.263 | 0.17 | 13 | 13.0769 | 89.2623 | 0.17 | 13 | 13.0769 | 89.2623
6378 | 6378 | 2019-09-23 18:00 | 18.48 | 0 | 0 | 0 | 0 | 0 | 0 | 0 | 0 | 0 | 0 | 0 | 0 | 0 | 0 | 0 | 0
6379 | 6379 | 2019-09-23 19:00 | 17.16 | 0 | 0 | 0 | 0 | 0 | 0 | 0 | 0 | 0 | 0 | 0 | 0 | 0 | 0 | 0 | 0
6380 | 6380 | 2019-09-23 20:00 | 15.83 | 0 | 0 | 0 | 0 | 0 | 0 | 0 | 0 | 0 | 0 | 0 | 0 | 0 | 0 | 0 | 0
6381 | 6381 | 2019-09-23 21:00 | 14.51 | 0 | 0 | 0 | 0 | 0 | 0 | 0 | 0 | 0 | 0 | 0 | 0 | 0 | 0 | 0 | 0
6382 | 6382 | 2019-09-23 22:00 | 13.79 | 0 | 0 | 0 | 0 | 0 | 0 | 0 | 0 | 0 | 0 | 0 | 0 | 0 | 0 | 0 | 0
6383 | 6383 | 2019-09-23 23:00 | 13.08 | 0 | 0 | 0 | 0 | 0 | 0 | 0 | 0 | 0 | 0 | 0 | 0 | 0 | 0 | 0 | 0
6384 | 6384 | 2019-09-24 | 12.36 | 0 | 0 | 0 | 0 | 0 | 0 | 0 | 0 | 0 | 0 | 0 | 0 | 0 | 0 | 0 | 0
6385 | 6385 | 2019-09-24 01:00 | 11.66 | 0 | 0 | 0 | 0 | 0 | 0 | 0 | 0 | 0 | 0 | 0 | 0 | 0 | 0 | 0 | 0
6386 | 6386 | 2019-09-24 02:00 | 10.96 | 0 | 0 | 0 | 0 | 0 | 0 | 0 | 0 | 0 | 0 | 0 | 0 | 0 | 0 | 0 | 0
6387 | 6387 | 2019-09-24 03:00 | 10.27 | 0 | 0 | 0 | 0 | 0 | 0 | 0 | 0 | 0 | 0 | 0 | 0 | 0 | 0 | 0 | 0
6388 | 6388 | 2019-09-24 04:00 | 10.33 | 0 | 0 | 0 | 0 | 0 | 0 | 0 | 0 | 0 | 0 | 0 | 0 | 0 | 0 | 0 | 0
6389 | 6389 | 2019-09-24 05:00 | 10.4 | 0 | 0 | 0 | 0 | 0 | 0 | 0 | 0 | 0 | 0 | 0 | 0 | 0 | 0 | 0 | 0
6390 | 6390 | 2019-09-24 06:00 | 10.47 | 0.56 | 40 | 14 | 95.5631 | 0.89 | 62 | 14.3548 | 97.9852 | 0.6 | 43 | 13.9535 | 95.2457 | 0.56 | 40 | 14 | 95.5631
6391 | 6391 | 2019-09-24 07:00 | 13.01 | 1.87 | 131 | 14.2748 | 97.439 | 2.02 | 141 | 14.3262 | 97.79 | 1.93 | 135 | 14.2963 | 97.5856 | 1.58 | 112 | 14.1071 | 96.2945
6392 | 6392 | 2019-09-24 08:00 | 15.55 | 3.79 | 268 | 14.1418 | 96.531 | 3.85 | 272 | 14.1544 | 96.6171 | 3.75 | 265 | 14.1509 | 96.5935 | 2.3 | 166 | 13.8554 | 94.5763
6393 | 6393 | 2019-09-24 09:00 | 18.1 | 5.67 | 410 | 13.8293 | 94.3977 | 5.7 | 411 | 13.8686 | 94.6663 | 5.66 | 409 | 13.8386 | 94.4616 | 4.13 | 302 | 13.6755 | 93.3481
6394 | 6394 | 2019-09-24 10:00 | 18.9 | 0.94 | 68 | 13.8235 | 94.3586 | 0.94 | 69 | 13.6232 | 92.991 | 0.98 | 71 | 13.8028 | 94.2172 | 0.98 | 71 | 13.8028 | 94.2172
6395 | 6395 | 2019-09-24 11:00 | 19.71 | 3.88 | 280 | 13.8571 | 94.588 | 3.88 | 280 | 13.8571 | 94.588 | 4.03 | 290 | 13.8966 | 94.857 | 4.02 | 290 | 13.8621 | 94.6216
6396 | 6396 | 2019-09-24 12:00 | 20.51 | 6.95 | 513 | 13.5478 | 92.4762 | 6.95 | 513 | 13.5478 | 92.4762 | 7.19 | 530 | 13.566 | 92.6009 | 7.16 | 528 | 13.5606 | 92.5639
6397 | 6397 | 2019-09-24 13:00 | 20.08 | 6.84 | 502 | 13.6255 | 93.0068 | 6.85 | 503 | 13.6183 | 92.9576 | 6.92 | 507 | 13.6489 | 93.1667 | 6.45 | 474 | 13.6076 | 92.8846
6398 | 6398 | 2019-09-24 14:00 | 19.65 | 5.31 | 384 | 13.8281 | 94.3899 | 5.34 | 386 | 13.8342 | 94.4314 | 5.23 | 378 | 13.836 | 94.4435 | 3 | 222 | 13.5135 | 92.2424
6399 | 6399 | 2019-09-24 15:00 | 19.22 | 3.39 | 242 | 14.0083 | 95.6196 | 3.46 | 247 | 14.0081 | 95.6184 | 3.26 | 234 | 13.9316 | 95.0964 | 1.54 | 114 | 13.5088 | 92.21
6400 | 6400 | 2019-09-24 16:00 | 17.89 | 1.45 | 104 | 13.9423 | 95.1693 | 1.61 | 115 | 14 | 95.5631 | 1.46 | 105 | 13.9048 | 94.9131 | 0.93 | 68 | 13.6765 | 93.3547
6401 | 6401 | 2019-09-24 17:00 | 16.56 | 0.14 | 10 | 14 | 95.5631 | 0.27 | 20 | 13.5 | 92.1502 | 0.17 | 12 | 14.1667 | 96.7008 | 0.17 | 12 | 14.1667 | 96.7008
6402 | 6402 | 2019-09-24 18:00 | 15.24 | 0 | 0 | 0 | 0 | 0 | 0 | 0 | 0 | 0 | 0 | 0 | 0 | 0 | 0 | 0 | 0
6403 | 6403 | 2019-09-24 19:00 | 15.22 | 0 | 0 | 0 | 0 | 0 | 0 | 0 | 0 | 0 | 0 | 0 | 0 | 0 | 0 | 0 | 0
6404 | 6404 | 2019-09-24 20:00 | 15.19 | 0 | 0 | 0 | 0 | 0 | 0 | 0 | 0 | 0 | 0 | 0 | 0 | 0 | 0 | 0 | 0
6405 | 6405 | 2019-09-24 21:00 | 15.17 | 0 | 0 | 0 | 0 | 0 | 0 | 0 | 0 | 0 | 0 | 0 | 0 | 0 | 0 | 0 | 0
6406 | 6406 | 2019-09-24 22:00 | 14.11 | 0 | 0 | 0 | 0 | 0 | 0 | 0 | 0 | 0 | 0 | 0 | 0 | 0 | 0 | 0 | 0
6407 | 6407 | 2019-09-24 23:00 | 13.06 | 0 | 0 | 0 | 0 | 0 | 0 | 0 | 0 | 0 | 0 | 0 | 0 | 0 | 0 | 0 | 0
6408 | 6408 | 2019-09-25 | 12 | 0 | 0 | 0 | 0 | 0 | 0 | 0 | 0 | 0 | 0 | 0 | 0 | 0 | 0 | 0 | 0
6409 | 6409 | 2019-09-25 01:00 | 11.57 | 0 | 0 | 0 | 0 | 0 | 0 | 0 | 0 | 0 | 0 | 0 | 0 | 0 | 0 | 0 | 0
6410 | 6410 | 2019-09-25 02:00 | 11.14 | 0 | 0 | 0 | 0 | 0 | 0 | 0 | 0 | 0 | 0 | 0 | 0 | 0 | 0 | 0 | 0
6411 | 6411 | 2019-09-25 03:00 | 10.71 | 0 | 0 | 0 | 0 | 0 | 0 | 0 | 0 | 0 | 0 | 0 | 0 | 0 | 0 | 0 | 0
6412 | 6412 | 2019-09-25 04:00 | 10.61 | 0 | 0 | 0 | 0 | 0 | 0 | 0 | 0 | 0 | 0 | 0 | 0 | 0 | 0 | 0 | 0
6413 | 6413 | 2019-09-25 05:00 | 10.51 | 0 | 0 | 0 | 0 | 0 | 0 | 0 | 0 | 0 | 0 | 0 | 0 | 0 | 0 | 0 | 0
6414 | 6414 | 2019-09-25 06:00 | 10.41 | 0.53 | 38 | 13.9474 | 95.2039 | 0.85 | 59 | 14.4068 | 98.3398 | 0.57 | 41 | 13.9024 | 94.8972 | 0.53 | 38 | 13.9474 | 95.2039
6415 | 6415 | 2019-09-25 07:00 | 13.36 | 2.04 | 143 | 14.2657 | 97.377 | 2.2 | 154 | 14.2857 | 97.5134 | 2.05 | 144 | 14.2361 | 97.1748 | 1.44 | 102 | 14.1176 | 96.3662
6416 | 6416 | 2019-09-25 08:00 | 16.31 | 4.07 | 288 | 14.1319 | 96.4638 | 4.14 | 293 | 14.1297 | 96.4484 | 3.96 | 280 | 14.1429 | 96.5383 | 1.95 | 142 | 13.7324 | 93.7365
6417 | 6417 | 2019-09-25 09:00 | 19.26 | 5.31 | 384 | 13.8281 | 94.3899 | 5.34 | 386 | 13.8342 | 94.4314 | 5.33 | 386 | 13.8083 | 94.2545 | 4.08 | 298 | 13.6913 | 93.4558
6418 | 6418 | 2019-09-25 10:00 | 20.24 | 7.28 | 537 | 13.5568 | 92.5379 | 7.29 | 537 | 13.5754 | 92.665 | 7.39 | 544 | 13.5846 | 92.7274 | 7.05 | 521 | 13.5317 | 92.3663
6419 | 6419 | 2019-09-25 11:00 | 21.23 | 7.8 | 581 | 13.4251 | 91.6391 | 7.8 | 581 | 13.4251 | 91.6391 | 8.08 | 601 | 13.4443 | 91.7697 | 8.05 | 599 | 13.4391 | 91.7342
6420 | 6420 | 2019-09-25 12:00 | 22.21 | 7.11 | 528 | 13.4659 | 91.9175 | 7.11 | 528 | 13.4659 | 91.9175 | 7.35 | 545 | 13.4862 | 92.0562 | 7.32 | 543 | 13.4807 | 92.0182
6421 | 6421 | 2019-09-25 13:00 | 22.24 | 5.91 | 434 | 13.6175 | 92.9523 | 5.92 | 435 | 13.6092 | 92.8955 | 6.02 | 442 | 13.6199 | 92.9687 | 5.71 | 420 | 13.5952 | 92.8003
6422 | 6422 | 2019-09-25 14:00 | 22.28 | 5.14 | 375 | 13.7067 | 93.5609 | 5.17 | 377 | 13.7135 | 93.6077 | 5.07 | 370 | 13.7027 | 93.5338 | 2.92 | 218 | 13.3945 | 91.43
6423 | 6423 | 2019-09-25 15:00 | 22.31 | 3.32 | 240 | 13.8333 | 94.4255 | 3.39 | 245 | 13.8367 | 94.4487 | 3.19 | 231 | 13.8095 | 94.263 | 1.43 | 107 | 13.3645 | 91.2252
6424 | 6424 | 2019-09-25 16:00 | 20.62 | 1.37 | 99 | 13.8384 | 94.46 | 1.52 | 110 | 13.8182 | 94.3221 | 1.37 | 100 | 13.7 | 93.5154 | 0.9 | 67 | 13.4328 | 91.6917
6425 | 6425 | 2019-09-25 17:00 | 18.93 | 0 | 0 | 0 | 0 | 0 | 0 | 0 | 0 | 0 | 0 | 0 | 0 | 0 | 0 | 0 | 0
6426 | 6426 | 2019-09-25 18:00 | 17.24 | 0 | 0 | 0 | 0 | 0 | 0 | 0 | 0 | 0 | 0 | 0 | 0 | 0 | 0 | 0 | 0
6427 | 6427 | 2019-09-25 19:00 | 16.49 | 0 | 0 | 0 | 0 | 0 | 0 | 0 | 0 | 0 | 0 | 0 | 0 | 0 | 0 | 0 | 0
6428 | 6428 | 2019-09-25 20:00 | 15.74 | 0 | 0 | 0 | 0 | 0 | 0 | 0 | 0 | 0 | 0 | 0 | 0 | 0 | 0 | 0 | 0
6429 | 6429 | 2019-09-25 21:00 | 14.99 | 0 | 0 | 0 | 0 | 0 | 0 | 0 | 0 | 0 | 0 | 0 | 0 | 0 | 0 | 0 | 0
6430 | 6430 | 2019-09-25 22:00 | 14.53 | 0 | 0 | 0 | 0 | 0 | 0 | 0 | 0 | 0 | 0 | 0 | 0 | 0 | 0 | 0 | 0
6431 | 6431 | 2019-09-25 23:00 | 14.08 | 0 | 0 | 0 | 0 | 0 | 0 | 0 | 0 | 0 | 0 | 0 | 0 | 0 | 0 | 0 | 0
6432 | 6432 | 2019-09-26 | 13.62 | 0 | 0 | 0 | 0 | 0 | 0 | 0 | 0 | 0 | 0 | 0 | 0 | 0 | 0 | 0 | 0
6433 | 6433 | 2019-09-26 01:00 | 13.22 | 0 | 0 | 0 | 0 | 0 | 0 | 0 | 0 | 0 | 0 | 0 | 0 | 0 | 0 | 0 | 0
6434 | 6434 | 2019-09-26 02:00 | 12.83 | 0 | 0 | 0 | 0 | 0 | 0 | 0 | 0 | 0 | 0 | 0 | 0 | 0 | 0 | 0 | 0
6435 | 6435 | 2019-09-26 03:00 | 12.44 | 0 | 0 | 0 | 0 | 0 | 0 | 0 | 0 | 0 | 0 | 0 | 0 | 0 | 0 | 0 | 0
6436 | 6436 | 2019-09-26 04:00 | 12.43 | 0 | 0 | 0 | 0 | 0 | 0 | 0 | 0 | 0 | 0 | 0 | 0 | 0 | 0 | 0 | 0
6437 | 6437 | 2019-09-26 05:00 | 12.42 | 0 | 0 | 0 | 0 | 0 | 0 | 0 | 0 | 0 | 0 | 0 | 0 | 0 | 0 | 0 | 0
6438 | 6438 | 2019-09-26 06:00 | 12.42 | 0.52 | 37 | 14.0541 | 95.9321 | 0.83 | 58 | 14.3103 | 97.6815 | 0.57 | 41 | 13.9024 | 94.8972 | 0.5 | 36 | 13.8889 | 94.8047
6439 | 6439 | 2019-09-26 07:00 | 15.11 | 2.1 | 148 | 14.1892 | 96.8545 | 2.26 | 159 | 14.2138 | 97.0228 | 2.07 | 146 | 14.1781 | 96.7787 | 1.23 | 88 | 13.9773 | 95.408
6440 | 6440 | 2019-09-26 08:00 | 17.81 | 4.14 | 294 | 14.0816 | 96.1204 | 4.21 | 298 | 14.1275 | 96.4336 | 3.99 | 283 | 14.0989 | 96.2385 | 1.7 | 125 | 13.6 | 92.8328
6441 | 6441 | 2019-09-26 09:00 | 20.51 | 5.89 | 426 | 13.8263 | 94.3774 | 5.92 | 428 | 13.8318 | 94.4149 | 5.83 | 422 | 13.8152 | 94.3015 | 3.94 | 290 | 13.5862 | 92.7386
6442 | 6442 | 2019-09-26 10:00 | 21.71 | 7.27 | 535 | 13.5888 | 92.7562 | 7.28 | 535 | 13.6075 | 92.8838 | 7.37 | 542 | 13.5978 | 92.8177 | 7.02 | 518 | 13.5521 | 92.506
6443 | 6443 | 2019-09-26 11:00 | 22.92 | 7.78 | 579 | 13.437 | 91.7199 | 7.78 | 579 | 13.437 | 91.7199 | 8.06 | 599 | 13.4558 | 91.8482 | 8.03 | 597 | 13.4506 | 91.8129
6444 | 6444 | 2019-09-26 12:00 | 24.12 | 7.44 | 555 | 13.4054 | 91.5045 | 7.44 | 555 | 13.4054 | 91.5045 | 7.69 | 572 | 13.4441 | 91.7683 | 7.64 | 569 | 13.4271 | 91.6523
6445 | 6445 | 2019-09-26 13:00 | 23.93 | 6.78 | 501 | 13.5329 | 92.375 | 6.79 | 502 | 13.5259 | 92.3269 | 6.83 | 505 | 13.5248 | 92.3191 | 6.31 | 468 | 13.4829 | 92.0335
6446 | 6446 | 2019-09-26 14:00 | 23.75 | 5.09 | 371 | 13.7197 | 93.6497 | 5.11 | 373 | 13.6997 | 93.5135 | 5.01 | 366 | 13.6885 | 93.437 | 2.79 | 209 | 13.3493 | 91.1214
6447 | 6447 | 2019-09-26 15:00 | 23.56 | 3 | 218 | 13.7615 | 93.9349 | 3.07 | 223 | 13.7668 | 93.9714 | 2.95 | 215 | 13.7209 | 93.6582 | 1.73 | 129 | 13.4109 | 91.5417
6448 | 6448 | 2019-09-26 16:00 | 22.01 | 1.29 | 94 | 13.7234 | 93.6751 | 1.43 | 105 | 13.619 | 92.9628 | 1.3 | 95 | 13.6842 | 93.4076 | 0.9 | 67 | 13.4328 | 91.6917
6449 | 6449 | 2019-09-26 17:00 | 20.46 | 0 | 0 | 0 | 0 | 0 | 0 | 0 | 0 | 0 | 0 | 0 | 0 | 0 | 0 | 0 | 0
6450 | 6450 | 2019-09-26 18:00 | 18.91 | 0 | 0 | 0 | 0 | 0 | 0 | 0 | 0 | 0 | 0 | 0 | 0 | 0 | 0 | 0 | 0
6451 | 6451 | 2019-09-26 19:00 | 17.96 | 0 | 0 | 0 | 0 | 0 | 0 | 0 | 0 | 0 | 0 | 0 | 0 | 0 | 0 | 0 | 0
6452 | 6452 | 2019-09-26 20:00 | 17.02 | 0 | 0 | 0 | 0 | 0 | 0 | 0 | 0 | 0 | 0 | 0 | 0 | 0 | 0 | 0 | 0
6453 | 6453 | 2019-09-26 21:00 | 16.07 | 0 | 0 | 0 | 0 | 0 | 0 | 0 | 0 | 0 | 0 | 0 | 0 | 0 | 0 | 0 | 0
6454 | 6454 | 2019-09-26 22:00 | 15.46 | 0 | 0 | 0 | 0 | 0 | 0 | 0 | 0 | 0 | 0 | 0 | 0 | 0 | 0 | 0 | 0
6455 | 6455 | 2019-09-26 23:00 | 14.84 | 0 | 0 | 0 | 0 | 0 | 0 | 0 | 0 | 0 | 0 | 0 | 0 | 0 | 0 | 0 | 0
6456 | 6456 | 2019-09-27 | 14.23 | 0 | 0 | 0 | 0 | 0 | 0 | 0 | 0 | 0 | 0 | 0 | 0 | 0 | 0 | 0 | 0
6457 | 6457 | 2019-09-27 01:00 | 13.9 | 0 | 0 | 0 | 0 | 0 | 0 | 0 | 0 | 0 | 0 | 0 | 0 | 0 | 0 | 0 | 0
6458 | 6458 | 2019-09-27 02:00 | 13.58 | 0 | 0 | 0 | 0 | 0 | 0 | 0 | 0 | 0 | 0 | 0 | 0 | 0 | 0 | 0 | 0
6459 | 6459 | 2019-09-27 03:00 | 13.26 | 0 | 0 | 0 | 0 | 0 | 0 | 0 | 0 | 0 | 0 | 0 | 0 | 0 | 0 | 0 | 0
6460 | 6460 | 2019-09-27 04:00 | 12.86 | 0 | 0 | 0 | 0 | 0 | 0 | 0 | 0 | 0 | 0 | 0 | 0 | 0 | 0 | 0 | 0
6461 | 6461 | 2019-09-27 05:00 | 12.47 | 0 | 0 | 0 | 0 | 0 | 0 | 0 | 0 | 0 | 0 | 0 | 0 | 0 | 0 | 0 | 0
6462 | 6462 | 2019-09-27 06:00 | 12.08 | 0.5 | 36 | 13.8889 | 94.8047 | 0.79 | 56 | 14.1071 | 96.2945 | 0.55 | 39 | 14.1026 | 96.2632 | 0.49 | 35 | 14 | 95.5631
6463 | 6463 | 2019-09-27 07:00 | 13.66 | 2.04 | 143 | 14.2657 | 97.377 | 2.2 | 154 | 14.2857 | 97.5134 | 2.02 | 142 | 14.2254 | 97.1014 | 1.26 | 90 | 14 | 95.5631
6464 | 6464 | 2019-09-27 08:00 | 15.25 | 4.06 | 287 | 14.1463 | 96.5621 | 4.13 | 292 | 14.1438 | 96.545 | 3.92 | 278 | 14.1007 | 96.2506 | 1.75 | 128 | 13.6719 | 93.3234
6465 | 6465 | 2019-09-27 09:00 | 16.84 | 5.85 | 422 | 13.8626 | 94.625 | 5.87 | 423 | 13.8771 | 94.724 | 5.78 | 417 | 13.8609 | 94.6137 | 3.9 | 286 | 13.6364 | 93.081
6466 | 6466 | 2019-09-27 10:00 | 17.78 | 6.96 | 511 | 13.6204 | 92.9717 | 6.97 | 511 | 13.6399 | 93.1053 | 7.07 | 519 | 13.6224 | 92.9853 | 6.76 | 497 | 13.6016 | 92.8438
6467 | 6467 | 2019-09-27 11:00 | 18.73 | 4.45 | 323 | 13.7771 | 94.0416 | 4.46 | 323 | 13.808 | 94.2529 | 4.63 | 335 | 13.8209 | 94.3406 | 4.62 | 334 | 13.8323 | 94.4187
6468 | 6468 | 2019-09-27 12:00 | 19.67 | 6.18 | 455 | 13.5824 | 92.7127 | 6.18 | 455 | 13.5824 | 92.7127 | 6.4 | 471 | 13.5881 | 92.7516 | 6.37 | 469 | 13.5821 | 92.7105
6469 | 6469 | 2019-09-27 13:00 | 19.58 | 4.41 | 320 | 13.7812 | 94.07 | 4.42 | 321 | 13.7695 | 93.9896 | 4.54 | 330 | 13.7576 | 93.9084 | 4.41 | 321 | 13.7383 | 93.7769
6470 | 6470 | 2019-09-27 14:00 | 19.5 | 2.84 | 205 | 13.8537 | 94.5642 | 2.86 | 206 | 13.8835 | 94.7679 | 2.94 | 212 | 13.8679 | 94.6616 | 2.7 | 195 | 13.8462 | 94.513
6471 | 6471 | 2019-09-27 15:00 | 19.41 | 1.49 | 108 | 13.7963 | 94.1727 | 1.52 | 110 | 13.8182 | 94.3221 | 1.56 | 113 | 13.8053 | 94.2342 | 1.52 | 110 | 13.8182 | 94.3221
6472 | 6472 | 2019-09-27 16:00 | 18.33 | 1.2 | 87 | 13.7931 | 94.1509 | 1.34 | 96 | 13.9583 | 95.2787 | 1.23 | 89 | 13.8202 | 94.336 | 0.96 | 70 | 13.7143 | 93.6129
6473 | 6473 | 2019-09-27 17:00 | 17.25 | 0 | 0 | 0 | 0 | 0 | 0 | 0 | 0 | 0 | 0 | 0 | 0 | 0 | 0 | 0 | 0
6474 | 6474 | 2019-09-27 18:00 | 16.18 | 0 | 0 | 0 | 0 | 0 | 0 | 0 | 0 | 0 | 0 | 0 | 0 | 0 | 0 | 0 | 0
6475 | 6475 | 2019-09-27 19:00 | 15.68 | 0 | 0 | 0 | 0 | 0 | 0 | 0 | 0 | 0 | 0 | 0 | 0 | 0 | 0 | 0 | 0
6476 | 6476 | 2019-09-27 20:00 | 15.18 | 0 | 0 | 0 | 0 | 0 | 0 | 0 | 0 | 0 | 0 | 0 | 0 | 0 | 0 | 0 | 0
6477 | 6477 | 2019-09-27 21:00 | 14.68 | 0 | 0 | 0 | 0 | 0 | 0 | 0 | 0 | 0 | 0 | 0 | 0 | 0 | 0 | 0 | 0
6478 | 6478 | 2019-09-27 22:00 | 14.17 | 0 | 0 | 0 | 0 | 0 | 0 | 0 | 0 | 0 | 0 | 0 | 0 | 0 | 0 | 0 | 0
6479 | 6479 | 2019-09-27 23:00 | 13.67 | 0 | 0 | 0 | 0 | 0 | 0 | 0 | 0 | 0 | 0 | 0 | 0 | 0 | 0 | 0 | 0
6480 | 6480 | 2019-09-28 | 13.16 | 0 | 0 | 0 | 0 | 0 | 0 | 0 | 0 | 0 | 0 | 0 | 0 | 0 | 0 | 0 | 0
6481 | 6481 | 2019-09-28 01:00 | 12.58 | 0 | 0 | 0 | 0 | 0 | 0 | 0 | 0 | 0 | 0 | 0 | 0 | 0 | 0 | 0 | 0
6482 | 6482 | 2019-09-28 02:00 | 12 | 0 | 0 | 0 | 0 | 0 | 0 | 0 | 0 | 0 | 0 | 0 | 0 | 0 | 0 | 0 | 0
6483 | 6483 | 2019-09-28 03:00 | 11.43 | 0 | 0 | 0 | 0 | 0 | 0 | 0 | 0 | 0 | 0 | 0 | 0 | 0 | 0 | 0 | 0
6484 | 6484 | 2019-09-28 04:00 | 11.18 | 0 | 0 | 0 | 0 | 0 | 0 | 0 | 0 | 0 | 0 | 0 | 0 | 0 | 0 | 0 | 0
6485 | 6485 | 2019-09-28 05:00 | 10.93 | 0 | 0 | 0 | 0 | 0 | 0 | 0 | 0 | 0 | 0 | 0 | 0 | 0 | 0 | 0 | 0
6486 | 6486 | 2019-09-28 06:00 | 10.68 | 0.47 | 34 | 13.8235 | 94.3586 | 0.75 | 53 | 14.1509 | 96.5935 | 0.52 | 37 | 14.0541 | 95.9321 | 0.47 | 33 | 14.2424 | 97.2179
6487 | 6487 | 2019-09-28 07:00 | 12.94 | 1.92 | 135 | 14.2222 | 97.08 | 2.08 | 145 | 14.3448 | 97.9169 | 1.94 | 136 | 14.2647 | 97.37 | 1.35 | 96 | 14.0625 | 95.9898
6488 | 6488 | 2019-09-28 08:00 | 15.2 | 4.04 | 286 | 14.1259 | 96.4223 | 4.1 | 290 | 14.1379 | 96.5046 | 3.89 | 276 | 14.0942 | 96.2062 | 1.68 | 123 | 13.6585 | 93.2323
6489 | 6489 | 2019-09-28 09:00 | 17.46 | 5.73 | 416 | 13.774 | 94.0207 | 5.75 | 417 | 13.789 | 94.1227 | 5.67 | 412 | 13.7621 | 93.9395 | 3.84 | 284 | 13.5211 | 92.2944
6490 | 6490 | 2019-09-28 10:00 | 18.35 | 7.01 | 519 | 13.5067 | 92.1962 | 7.02 | 519 | 13.526 | 92.3277 | 7.12 | 526 | 13.5361 | 92.3967 | 6.77 | 502 | 13.4861 | 92.055
6491 | 6491 | 2019-09-28 11:00 | 19.25 | 7.51 | 561 | 13.3868 | 91.3775 | 7.51 | 561 | 13.3868 | 91.3775 | 7.77 | 580 | 13.3966 | 91.444 | 7.74 | 577 | 13.4142 | 91.5646
6492 | 6492 | 2019-09-28 12:00 | 20.14 | 7.19 | 537 | 13.3892 | 91.3939 | 7.2 | 537 | 13.4078 | 91.521 | 7.43 | 553 | 13.4358 | 91.712 | 7.37 | 549 | 13.4244 | 91.6342
6493 | 6493 | 2019-09-28 13:00 | 20.3 | 6.48 | 478 | 13.5565 | 92.5357 | 6.49 | 479 | 13.5491 | 92.4851 | 6.55 | 482 | 13.5892 | 92.7591 | 6.03 | 446 | 13.5202 | 92.2879
6494 | 6494 | 2019-09-28 14:00 | 20.47 | 5 | 363 | 13.7741 | 94.0212 | 5.03 | 365 | 13.7808 | 94.067 | 4.91 | 357 | 13.7535 | 93.8806 | 2.58 | 193 | 13.3679 | 91.2483
6495 | 6495 | 2019-09-28 15:00 | 20.63 | 3.08 | 222 | 13.8739 | 94.7022 | 3.15 | 227 | 13.8767 | 94.7212 | 2.98 | 215 | 13.8605 | 94.6107 | 1.46 | 108 | 13.5185 | 92.2766
6496 | 6496 | 2019-09-28 16:00 | 18.83 | 1.24 | 90 | 13.7778 | 94.0463 | 1.39 | 100 | 13.9 | 94.8805 | 1.23 | 89 | 13.8202 | 94.336 | 0.73 | 54 | 13.5185 | 92.2766
6497 | 6497 | 2019-09-28 17:00 | 17.03 | 0 | 0 | 0 | 0 | 0 | 0 | 0 | 0 | 0 | 0 | 0 | 0 | 0 | 0 | 0 | 0
6498 | 6498 | 2019-09-28 18:00 | 15.23 | 0 | 0 | 0 | 0 | 0 | 0 | 0 | 0 | 0 | 0 | 0 | 0 | 0 | 0 | 0 | 0
6499 | 6499 | 2019-09-28 19:00 | 14.54 | 0 | 0 | 0 | 0 | 0 | 0 | 0 | 0 | 0 | 0 | 0 | 0 | 0 | 0 | 0 | 0
6500 | 6500 | 2019-09-28 20:00 | 13.86 | 0 | 0 | 0 | 0 | 0 | 0 | 0 | 0 | 0 | 0 | 0 | 0 | 0 | 0 | 0 | 0
6501 | 6501 | 2019-09-28 21:00 | 13.17 | 0 | 0 | 0 | 0 | 0 | 0 | 0 | 0 | 0 | 0 | 0 | 0 | 0 | 0 | 0 | 0
6502 | 6502 | 2019-09-28 22:00 | 13.24 | 0 | 0 | 0 | 0 | 0 | 0 | 0 | 0 | 0 | 0 | 0 | 0 | 0 | 0 | 0 | 0
6503 | 6503 | 2019-09-28 23:00 | 13.3 | 0 | 0 | 0 | 0 | 0 | 0 | 0 | 0 | 0 | 0 | 0 | 0 | 0 | 0 | 0 | 0
6504 | 6504 | 2019-09-29 | 13.37 | 0 | 0 | 0 | 0 | 0 | 0 | 0 | 0 | 0 | 0 | 0 | 0 | 0 | 0 | 0 | 0
6505 | 6505 | 2019-09-29 01:00 | 13.53 | 0 | 0 | 0 | 0 | 0 | 0 | 0 | 0 | 0 | 0 | 0 | 0 | 0 | 0 | 0 | 0
6506 | 6506 | 2019-09-29 02:00 | 13.69 | 0 | 0 | 0 | 0 | 0 | 0 | 0 | 0 | 0 | 0 | 0 | 0 | 0 | 0 | 0 | 0
6507 | 6507 | 2019-09-29 03:00 | 13.85 | 0 | 0 | 0 | 0 | 0 | 0 | 0 | 0 | 0 | 0 | 0 | 0 | 0 | 0 | 0 | 0
6508 | 6508 | 2019-09-29 04:00 | 14.06 | 0 | 0 | 0 | 0 | 0 | 0 | 0 | 0 | 0 | 0 | 0 | 0 | 0 | 0 | 0 | 0
6509 | 6509 | 2019-09-29 05:00 | 14.27 | 0 | 0 | 0 | 0 | 0 | 0 | 0 | 0 | 0 | 0 | 0 | 0 | 0 | 0 | 0 | 0
6510 | 6510 | 2019-09-29 06:00 | 14.49 | 0.42 | 31 | 13.5484 | 92.4805 | 0.67 | 48 | 13.9583 | 95.2787 | 0.48 | 34 | 14.1176 | 96.3662 | 0.44 | 32 | 13.75 | 93.8567
6511 | 6511 | 2019-09-29 07:00 | 16.03 | 1.55 | 110 | 14.0909 | 96.1837 | 1.67 | 119 | 14.0336 | 95.7926 | 1.61 | 115 | 14 | 95.5631 | 1.41 | 101 | 13.9604 | 95.2928
6512 | 6512 | 2019-09-29 08:00 | 17.57 | 3.48 | 246 | 14.1463 | 96.5621 | 3.54 | 250 | 14.16 | 96.6553 | 3.47 | 245 | 14.1633 | 96.6776 | 2.23 | 161 | 13.8509 | 94.5456
6513 | 6513 | 2019-09-29 09:00 | 19.11 | 4.72 | 336 | 14.0476 | 95.8882 | 4.74 | 337 | 14.0653 | 96.0088 | 4.78 | 340 | 14.0588 | 95.9647 | 3.86 | 277 | 13.935 | 95.1196
6514 | 6514 | 2019-09-29 10:00 | 19.98 | 5.99 | 430 | 13.9302 | 95.0869 | 5.99 | 431 | 13.8979 | 94.8663 | 6.13 | 440 | 13.9318 | 95.0977 | 5.93 | 426 | 13.9202 | 95.0183
6515 | 6515 | 2019-09-29 11:00 | 20.86 | 7 | 508 | 13.7795 | 94.0582 | 7.01 | 509 | 13.7721 | 94.0075 | 7.25 | 526 | 13.7833 | 94.0838 | 7.22 | 524 | 13.7786 | 94.0521
6516 | 6516 | 2019-09-29 12:00 | 21.74 | 6.95 | 506 | 13.7352 | 93.7555 | 6.95 | 506 | 13.7352 | 93.7555 | 7.17 | 522 | 13.7356 | 93.7586 | 7.12 | 518 | 13.7452 | 93.8237
6517 | 6517 | 2019-09-29 13:00 | 21.6 | 5.04 | 364 | 13.8462 | 94.513 | 5.05 | 364 | 13.8736 | 94.7005 | 5.17 | 373 | 13.8606 | 94.6115 | 4.94 | 357 | 13.8375 | 94.4542
6518 | 6518 | 2019-09-29 14:00 | 21.46 | 4.97 | 357 | 13.9216 | 95.0278 | 5 | 359 | 13.9276 | 95.0688 | 4.89 | 351 | 13.9316 | 95.0964 | 2.52 | 186 | 13.5484 | 92.4805
6519 | 6519 | 2019-09-29 15:00 | 21.32 | 2.72 | 196 | 13.8776 | 94.7273 | 2.79 | 201 | 13.8806 | 94.7481 | 2.71 | 195 | 13.8974 | 94.863 | 1.76 | 129 | 13.6434 | 93.1291
6520 | 6520 | 2019-09-29 16:00 | 20.39 | 0.85 | 62 | 13.7097 | 93.5814 | 0.95 | 70 | 13.5714 | 92.6377 | 0.9 | 66 | 13.6364 | 93.081 | 0.83 | 61 | 13.6066 | 92.8775
6521 | 6521 | 2019-09-29 17:00 | 19.47 | 0 | 0 | 0 | 0 | 0 | 0 | 0 | 0 | 0 | 0 | 0 | 0 | 0 | 0 | 0 | 0
6522 | 6522 | 2019-09-29 18:00 | 18.55 | 0 | 0 | 0 | 0 | 0 | 0 | 0 | 0 | 0 | 0 | 0 | 0 | 0 | 0 | 0 | 0
6523 | 6523 | 2019-09-29 19:00 | 18.12 | 0 | 0 | 0 | 0 | 0 | 0 | 0 | 0 | 0 | 0 | 0 | 0 | 0 | 0 | 0 | 0
6524 | 6524 | 2019-09-29 20:00 | 17.68 | 0 | 0 | 0 | 0 | 0 | 0 | 0 | 0 | 0 | 0 | 0 | 0 | 0 | 0 | 0 | 0
6525 | 6525 | 2019-09-29 21:00 | 17.25 | 0 | 0 | 0 | 0 | 0 | 0 | 0 | 0 | 0 | 0 | 0 | 0 | 0 | 0 | 0 | 0
6526 | 6526 | 2019-09-29 22:00 | 17.01 | 0 | 0 | 0 | 0 | 0 | 0 | 0 | 0 | 0 | 0 | 0 | 0 | 0 | 0 | 0 | 0
6527 | 6527 | 2019-09-29 23:00 | 16.77 | 0 | 0 | 0 | 0 | 0 | 0 | 0 | 0 | 0 | 0 | 0 | 0 | 0 | 0 | 0 | 0
6528 | 6528 | 2019-09-30 | 16.53 | 0 | 0 | 0 | 0 | 0 | 0 | 0 | 0 | 0 | 0 | 0 | 0 | 0 | 0 | 0 | 0
6529 | 6529 | 2019-09-30 01:00 | 16.07 | 0 | 0 | 0 | 0 | 0 | 0 | 0 | 0 | 0 | 0 | 0 | 0 | 0 | 0 | 0 | 0
6530 | 6530 | 2019-09-30 02:00 | 15.61 | 0 | 0 | 0 | 0 | 0 | 0 | 0 | 0 | 0 | 0 | 0 | 0 | 0 | 0 | 0 | 0
6531 | 6531 | 2019-09-30 03:00 | 15.15 | 0 | 0 | 0 | 0 | 0 | 0 | 0 | 0 | 0 | 0 | 0 | 0 | 0 | 0 | 0 | 0
6532 | 6532 | 2019-09-30 04:00 | 15.12 | 0 | 0 | 0 | 0 | 0 | 0 | 0 | 0 | 0 | 0 | 0 | 0 | 0 | 0 | 0 | 0
6533 | 6533 | 2019-09-30 05:00 | 15.09 | 0 | 0 | 0 | 0 | 0 | 0 | 0 | 0 | 0 | 0 | 0 | 0 | 0 | 0 | 0 | 0
6534 | 6534 | 2019-09-30 06:00 | 15.06 | 0.41 | 30 | 13.6667 | 93.2878 | 0.65 | 47 | 13.8298 | 94.4013 | 0.48 | 35 | 13.7143 | 93.6129 | 0.41 | 30 | 13.6667 | 93.2878
6535 | 6535 | 2019-09-30 07:00 | 16.64 | 1.96 | 139 | 14.1007 | 96.2506 | 2.11 | 149 | 14.1611 | 96.6626 | 1.9 | 134 | 14.1791 | 96.7857 | 0.94 | 68 | 13.8235 | 94.3586
6536 | 6536 | 2019-09-30 08:00 | 18.22 | 2.88 | 205 | 14.0488 | 95.8961 | 2.93 | 208 | 14.0865 | 96.1538 | 2.94 | 209 | 14.067 | 96.0204 | 2.33 | 167 | 13.9521 | 95.2361
6537 | 6537 | 2019-09-30 09:00 | 19.81 | 3.89 | 277 | 14.0433 | 95.8588 | 3.9 | 278 | 14.0288 | 95.7596 | 3.99 | 284 | 14.0493 | 95.8996 | 3.52 | 252 | 13.9683 | 95.3464
6538 | 6538 | 2019-09-30 10:00 | 20.74 | 1.89 | 137 | 13.7956 | 94.1681 | 1.89 | 137 | 13.7956 | 94.1681 | 1.97 | 142 | 13.8732 | 94.6979 | 1.97 | 142 | 13.8732 | 94.6979
6539 | 6539 | 2019-09-30 11:00 | 21.67 | 1.37 | 100 | 13.7 | 93.5154 | 1.37 | 100 | 13.7 | 93.5154 | 1.43 | 104 | 13.75 | 93.8567 | 1.43 | 104 | 13.75 | 93.8567
6540 | 6540 | 2019-09-30 12:00 | 22.6 | 1.63 | 119 | 13.6975 | 93.4982 | 1.63 | 119 | 13.6975 | 93.4982 | 1.69 | 124 | 13.629 | 93.0309 | 1.69 | 124 | 13.629 | 93.0309
6541 | 6541 | 2019-09-30 13:00 | 22.37 | 1.82 | 132 | 13.7879 | 94.1152 | 1.82 | 132 | 13.7879 | 94.1152 | 1.89 | 138 | 13.6957 | 93.4857 | 1.89 | 138 | 13.6957 | 93.4857
6542 | 6542 | 2019-09-30 14:00 | 22.14 | 0.87 | 64 | 13.5938 | 92.7901 | 0.87 | 64 | 13.5938 | 92.7901 | 0.91 | 67 | 13.5821 | 92.7105 | 0.91 | 67 | 13.5821 | 92.7105
6543 | 6543 | 2019-09-30 15:00 | 21.91 | 1.45 | 106 | 13.6792 | 93.3737 | 1.49 | 108 | 13.7963 | 94.1727 | 1.53 | 111 | 13.7838 | 94.0873 | 1.47 | 108 | 13.6111 | 92.9086
6544 | 6544 | 2019-09-30 16:00 | 21.02 | 0.61 | 46 | 13.2609 | 90.5179 | 0.69 | 51 | 13.5294 | 92.3509 | 0.65 | 48 | 13.5417 | 92.4346 | 0.64 | 48 | 13.3333 | 91.0125
6545 | 6545 | 2019-09-30 17:00 | 20.14 | 0 | 0 | 0 | 0 | 0 | 0 | 0 | 0 | 0 | 0 | 0 | 0 | 0 | 0 | 0 | 0
6546 | 6546 | 2019-09-30 18:00 | 19.26 | 0 | 0 | 0 | 0 | 0 | 0 | 0 | 0 | 0 | 0 | 0 | 0 | 0 | 0 | 0 | 0
6547 | 6547 | 2019-09-30 19:00 | 18.61 | 0 | 0 | 0 | 0 | 0 | 0 | 0 | 0 | 0 | 0 | 0 | 0 | 0 | 0 | 0 | 0
6548 | 6548 | 2019-09-30 20:00 | 17.97 | 0 | 0 | 0 | 0 | 0 | 0 | 0 | 0 | 0 | 0 | 0 | 0 | 0 | 0 | 0 | 0
6549 | 6549 | 2019-09-30 21:00 | 17.32 | 0 | 0 | 0 | 0 | 0 | 0 | 0 | 0 | 0 | 0 | 0 | 0 | 0 | 0 | 0 | 0
6550 | 6550 | 2019-09-30 22:00 | 16.9 | 0 | 0 | 0 | 0 | 0 | 0 | 0 | 0 | 0 | 0 | 0 | 0 | 0 | 0 | 0 | 0
6551 | 6551 | 2019-09-30 23:00 | 16.48 | 0 | 0 | 0 | 0 | 0 | 0 | 0 | 0 | 0 | 0 | 0 | 0 | 0 | 0 | 0 | 0
6552 | 6552 | 2019-10-01 | 16.06 | 0 | 0 | 0 | 0 | 0 | 0 | 0 | 0 | 0 | 0 | 0 | 0 | 0 | 0 | 0 | 0
6553 | 6553 | 2019-10-01 01:00 | 15.57 | 0 | 0 | 0 | 0 | 0 | 0 | 0 | 0 | 0 | 0 | 0 | 0 | 0 | 0 | 0 | 0
6554 | 6554 | 2019-10-01 02:00 | 15.08 | 0 | 0 | 0 | 0 | 0 | 0 | 0 | 0 | 0 | 0 | 0 | 0 | 0 | 0 | 0 | 0
6555 | 6555 | 2019-10-01 03:00 | 14.6 | 0 | 0 | 0 | 0 | 0 | 0 | 0 | 0 | 0 | 0 | 0 | 0 | 0 | 0 | 0 | 0
6556 | 6556 | 2019-10-01 04:00 | 14.56 | 0 | 0 | 0 | 0 | 0 | 0 | 0 | 0 | 0 | 0 | 0 | 0 | 0 | 0 | 0 | 0
6557 | 6557 | 2019-10-01 05:00 | 14.52 | 0 | 0 | 0 | 0 | 0 | 0 | 0 | 0 | 0 | 0 | 0 | 0 | 0 | 0 | 0 | 0
6558 | 6558 | 2019-10-01 06:00 | 14.48 | 0.28 | 21 | 13.3333 | 91.0125 | 0.45 | 33 | 13.6364 | 93.081 | 0.34 | 25 | 13.6 | 92.8328 | 0.33 | 24 | 13.75 | 93.8567
6559 | 6559 | 2019-10-01 07:00 | 15.13 | 1.3 | 92 | 14.1304 | 96.4535 | 1.4 | 99 | 14.1414 | 96.5284 | 1.36 | 97 | 14.0206 | 95.7039 | 1.26 | 90 | 14 | 95.5631
6560 | 6560 | 2019-10-01 08:00 | 15.78 | 0.68 | 49 | 13.8776 | 94.7273 | 0.69 | 50 | 13.8 | 94.198 | 0.71 | 52 | 13.6538 | 93.2003 | 0.71 | 52 | 13.6538 | 93.2003
6561 | 6561 | 2019-10-01 09:00 | 16.43 | 2.91 | 206 | 14.1262 | 96.4247 | 2.92 | 207 | 14.1063 | 96.2886 | 3.02 | 214 | 14.1121 | 96.3287 | 2.88 | 204 | 14.1176 | 96.3662
6562 | 6562 | 2019-10-01 10:00 | 16.74 | 3.06 | 217 | 14.1014 | 96.2552 | 3.06 | 217 | 14.1014 | 96.2552 | 3.18 | 225 | 14.1333 | 96.4733 | 3.17 | 224 | 14.1518 | 96.5992
6563 | 6563 | 2019-10-01 11:00 | 17.05 | 7.12 | 514 | 13.8521 | 94.5539 | 7.13 | 514 | 13.8716 | 94.6867 | 7.37 | 531 | 13.8795 | 94.7404 | 7.33 | 528 | 13.8826 | 94.7616
6564 | 6564 | 2019-10-01 12:00 | 17.36 | 5.35 | 382 | 14.0052 | 95.5989 | 5.35 | 382 | 14.0052 | 95.5989 | 5.54 | 395 | 14.0253 | 95.7359 | 5.51 | 393 | 14.0204 | 95.7021
6565 | 6565 | 2019-10-01 13:00 | 17.66 | 6.34 | 455 | 13.9341 | 95.1131 | 6.35 | 456 | 13.9254 | 95.0542 | 6.4 | 459 | 13.9434 | 95.1765 | 5.84 | 421 | 13.8717 | 94.6876
6566 | 6566 | 2019-10-01 14:00 | 17.96 | 4.78 | 340 | 14.0588 | 95.9647 | 4.81 | 342 | 14.0643 | 96.0022 | 4.71 | 336 | 14.0179 | 95.685 | 2.46 | 180 | 13.6667 | 93.2878
6567 | 6567 | 2019-10-01 15:00 | 18.26 | 2.87 | 204 | 14.0686 | 96.0316 | 2.94 | 209 | 14.067 | 96.0204 | 2.79 | 199 | 14.0201 | 95.7003 | 1.43 | 104 | 13.75 | 93.8567
6568 | 6568 | 2019-10-01 16:00 | 17.4 | 0.82 | 60 | 13.6667 | 93.2878 | 0.93 | 67 | 13.8806 | 94.7481 | 0.87 | 63 | 13.8095 | 94.263 | 0.79 | 58 | 13.6207 | 92.974
6569 | 6569 | 2019-10-01 17:00 | 16.54 | 0 | 0 | 0 | 0 | 0 | 0 | 0 | 0 | 0 | 0 | 0 | 0 | 0 | 0 | 0 | 0
6570 | 6570 | 2019-10-01 18:00 | 15.69 | 0 | 0 | 0 | 0 | 0 | 0 | 0 | 0 | 0 | 0 | 0 | 0 | 0 | 0 | 0 | 0
6571 | 6571 | 2019-10-01 19:00 | 14.87 | 0 | 0 | 0 | 0 | 0 | 0 | 0 | 0 | 0 | 0 | 0 | 0 | 0 | 0 | 0 | 0
6572 | 6572 | 2019-10-01 20:00 | 14.05 | 0 | 0 | 0 | 0 | 0 | 0 | 0 | 0 | 0 | 0 | 0 | 0 | 0 | 0 | 0 | 0
6573 | 6573 | 2019-10-01 21:00 | 13.23 | 0 | 0 | 0 | 0 | 0 | 0 | 0 | 0 | 0 | 0 | 0 | 0 | 0 | 0 | 0 | 0
6574 | 6574 | 2019-10-01 22:00 | 13.4 | 0 | 0 | 0 | 0 | 0 | 0 | 0 | 0 | 0 | 0 | 0 | 0 | 0 | 0 | 0 | 0
6575 | 6575 | 2019-10-01 23:00 | 13.58 | 0 | 0 | 0 | 0 | 0 | 0 | 0 | 0 | 0 | 0 | 0 | 0 | 0 | 0 | 0 | 0
6576 | 6576 | 2019-10-02 | 13.75 | 0 | 0 | 0 | 0 | 0 | 0 | 0 | 0 | 0 | 0 | 0 | 0 | 0 | 0 | 0 | 0
6577 | 6577 | 2019-10-02 01:00 | 13.6 | 0 | 0 | 0 | 0 | 0 | 0 | 0 | 0 | 0 | 0 | 0 | 0 | 0 | 0 | 0 | 0
6578 | 6578 | 2019-10-02 02:00 | 13.45 | 0 | 0 | 0 | 0 | 0 | 0 | 0 | 0 | 0 | 0 | 0 | 0 | 0 | 0 | 0 | 0
6579 | 6579 | 2019-10-02 03:00 | 13.31 | 0 | 0 | 0 | 0 | 0 | 0 | 0 | 0 | 0 | 0 | 0 | 0 | 0 | 0 | 0 | 0
6580 | 6580 | 2019-10-02 04:00 | 13.38 | 0 | 0 | 0 | 0 | 0 | 0 | 0 | 0 | 0 | 0 | 0 | 0 | 0 | 0 | 0 | 0
6581 | 6581 | 2019-10-02 05:00 | 13.46 | 0 | 0 | 0 | 0 | 0 | 0 | 0 | 0 | 0 | 0 | 0 | 0 | 0 | 0 | 0 | 0
6582 | 6582 | 2019-10-02 06:00 | 13.54 | 0.22 | 16 | 13.75 | 93.8567 | 0.35 | 26 | 13.4615 | 91.8876 | 0.28 | 20 | 14 | 95.5631 | 0.28 | 20 | 14 | 95.5631
6583 | 6583 | 2019-10-02 07:00 | 13.89 | 1.35 | 96 | 14.0625 | 95.9898 | 1.46 | 103 | 14.1748 | 96.756 | 1.42 | 100 | 14.2 | 96.9283 | 1.29 | 92 | 14.0217 | 95.7115
6584 | 6584 | 2019-10-02 08:00 | 14.23 | 2.75 | 194 | 14.1753 | 96.7594 | 2.79 | 197 | 14.1624 | 96.6719 | 2.82 | 198 | 14.2424 | 97.2179 | 2.31 | 164 | 14.0854 | 96.1458
6585 | 6585 | 2019-10-02 09:00 | 14.57 | 5.41 | 385 | 14.0519 | 95.9177 | 5.43 | 386 | 14.0674 | 96.0229 | 5.4 | 384 | 14.0625 | 95.9898 | 3.82 | 275 | 13.8909 | 94.8185
6586 | 6586 | 2019-10-02 10:00 | 15.02 | 4.32 | 307 | 14.0717 | 96.0523 | 4.33 | 307 | 14.1042 | 96.2746 | 4.47 | 317 | 14.1009 | 96.2522 | 4.4 | 312 | 14.1026 | 96.2632
6587 | 6587 | 2019-10-02 11:00 | 15.46 | 4.19 | 298 | 14.0604 | 95.9754 | 4.2 | 298 | 14.094 | 96.2045 | 4.36 | 309 | 14.11 | 96.3142 | 4.35 | 309 | 14.0777 | 96.0933
6588 | 6588 | 2019-10-02 12:00 | 15.9 | 3.71 | 264 | 14.053 | 95.9251 | 3.71 | 264 | 14.053 | 95.9251 | 3.86 | 274 | 14.0876 | 96.161 | 3.85 | 273 | 14.1026 | 96.2632
6589 | 6589 | 2019-10-02 13:00 | 15.43 | 3.02 | 214 | 14.1121 | 96.3287 | 3.03 | 214 | 14.1589 | 96.6476 | 3.14 | 222 | 14.1441 | 96.5471 | 3.11 | 220 | 14.1364 | 96.4939
6590 | 6590 | 2019-10-02 14:00 | 14.96 | 3.68 | 259 | 14.2085 | 96.9863 | 3.7 | 260 | 14.2308 | 97.1384 | 3.74 | 264 | 14.1667 | 96.7008 | 2.86 | 204 | 14.0196 | 95.697
6591 | 6591 | 2019-10-02 15:00 | 14.49 | 3.07 | 214 | 14.3458 | 97.9235 | 3.15 | 220 | 14.3182 | 97.735 | 2.89 | 203 | 14.2365 | 97.1772 | 0.98 | 72 | 13.6111 | 92.9086
6592 | 6592 | 2019-10-02 16:00 | 14.03 | 0.58 | 42 | 13.8095 | 94.263 | 0.66 | 47 | 14.0426 | 95.8536 | 0.62 | 45 | 13.7778 | 94.0463 | 0.61 | 44 | 13.8636 | 94.6323
6593 | 6593 | 2019-10-02 17:00 | 13.56 | 0 | 0 | 0 | 0 | 0 | 0 | 0 | 0 | 0 | 0 | 0 | 0 | 0 | 0 | 0 | 0
6594 | 6594 | 2019-10-02 18:00 | 13.1 | 0 | 0 | 0 | 0 | 0 | 0 | 0 | 0 | 0 | 0 | 0 | 0 | 0 | 0 | 0 | 0
6595 | 6595 | 2019-10-02 19:00 | 12.87 | 0 | 0 | 0 | 0 | 0 | 0 | 0 | 0 | 0 | 0 | 0 | 0 | 0 | 0 | 0 | 0
6596 | 6596 | 2019-10-02 20:00 | 12.64 | 0 | 0 | 0 | 0 | 0 | 0 | 0 | 0 | 0 | 0 | 0 | 0 | 0 | 0 | 0 | 0
6597 | 6597 | 2019-10-02 21:00 | 12.41 | 0 | 0 | 0 | 0 | 0 | 0 | 0 | 0 | 0 | 0 | 0 | 0 | 0 | 0 | 0 | 0
6598 | 6598 | 2019-10-02 22:00 | 12.27 | 0 | 0 | 0 | 0 | 0 | 0 | 0 | 0 | 0 | 0 | 0 | 0 | 0 | 0 | 0 | 0
6599 | 6599 | 2019-10-02 23:00 | 12.14 | 0 | 0 | 0 | 0 | 0 | 0 | 0 | 0 | 0 | 0 | 0 | 0 | 0 | 0 | 0 | 0
6600 | 6600 | 2019-10-03 | 12 | 0 | 0 | 0 | 0 | 0 | 0 | 0 | 0 | 0 | 0 | 0 | 0 | 0 | 0 | 0 | 0
6601 | 6601 | 2019-10-03 01:00 | 12.04 | 0 | 0 | 0 | 0 | 0 | 0 | 0 | 0 | 0 | 0 | 0 | 0 | 0 | 0 | 0 | 0
6602 | 6602 | 2019-10-03 02:00 | 12.07 | 0 | 0 | 0 | 0 | 0 | 0 | 0 | 0 | 0 | 0 | 0 | 0 | 0 | 0 | 0 | 0
6603 | 6603 | 2019-10-03 03:00 | 12.11 | 0 | 0 | 0 | 0 | 0 | 0 | 0 | 0 | 0 | 0 | 0 | 0 | 0 | 0 | 0 | 0
6604 | 6604 | 2019-10-03 04:00 | 11.79 | 0 | 0 | 0 | 0 | 0 | 0 | 0 | 0 | 0 | 0 | 0 | 0 | 0 | 0 | 0 | 0
6605 | 6605 | 2019-10-03 05:00 | 11.48 | 0 | 0 | 0 | 0 | 0 | 0 | 0 | 0 | 0 | 0 | 0 | 0 | 0 | 0 | 0 | 0
6606 | 6606 | 2019-10-03 06:00 | 11.17 | 0.31 | 22 | 14.0909 | 96.1837 | 0.49 | 35 | 14 | 95.5631 | 0.41 | 29 | 14.1379 | 96.5046 | 0.37 | 27 | 13.7037 | 93.5406
6607 | 6607 | 2019-10-03 07:00 | 11.72 | 1.58 | 110 | 14.3636 | 98.0453 | 1.7 | 118 | 14.4068 | 98.3398 | 1.63 | 113 | 14.4248 | 98.4627 | 1.34 | 94 | 14.2553 | 97.3059
6608 | 6608 | 2019-10-03 08:00 | 12.27 | 1.91 | 133 | 14.3609 | 98.0266 | 1.94 | 135 | 14.3704 | 98.0913 | 2 | 139 | 14.3885 | 98.2149 | 1.92 | 134 | 14.3284 | 97.8045
6609 | 6609 | 2019-10-03 09:00 | 12.82 | 0.54 | 38 | 14.2105 | 97.0002 | 0.54 | 39 | 13.8462 | 94.513 | 0.56 | 40 | 14 | 95.5631 | 0.56 | 40 | 14 | 95.5631
6610 | 6610 | 2019-10-03 10:00 | 13.45 | 3.54 | 246 | 14.3902 | 98.2269 | 3.55 | 247 | 14.3725 | 98.1056 | 3.68 | 255 | 14.4314 | 98.5077 | 3.65 | 253 | 14.4269 | 98.477
6611 | 6611 | 2019-10-03 11:00 | 14.08 | 3.92 | 274 | 14.3066 | 97.6558 | 3.92 | 274 | 14.3066 | 97.6558 | 4.08 | 284 | 14.3662 | 98.0628 | 4.07 | 284 | 14.331 | 97.8224
6612 | 6612 | 2019-10-03 12:00 | 14.7 | 6.49 | 457 | 14.2013 | 96.9373 | 6.49 | 457 | 14.2013 | 96.9373 | 6.7 | 471 | 14.2251 | 97.0993 | 6.64 | 467 | 14.2184 | 97.054
6613 | 6613 | 2019-10-03 13:00 | 14.65 | 0.74 | 53 | 13.9623 | 95.3056 | 0.75 | 54 | 13.8889 | 94.8047 | 0.78 | 56 | 13.9286 | 95.0756 | 0.78 | 56 | 13.9286 | 95.0756
6614 | 6614 | 2019-10-03 14:00 | 14.6 | 0.41 | 30 | 13.6667 | 93.2878 | 0.41 | 30 | 13.6667 | 93.2878 | 0.43 | 31 | 13.871 | 94.6824 | 0.43 | 31 | 13.871 | 94.6824
6615 | 6615 | 2019-10-03 15:00 | 14.55 | 1.63 | 115 | 14.1739 | 96.7503 | 1.68 | 118 | 14.2373 | 97.1829 | 1.71 | 121 | 14.1322 | 96.4657 | 1.6 | 113 | 14.1593 | 96.6505
6616 | 6616 | 2019-10-03 16:00 | 13.94 | 0.6 | 43 | 13.9535 | 95.2457 | 0.69 | 49 | 14.0816 | 96.1204 | 0.64 | 46 | 13.913 | 94.9696 | 0.62 | 45 | 13.7778 | 94.0463
6617 | 6617 | 2019-10-03 17:00 | 13.32 | 0 | 0 | 0 | 0 | 0 | 0 | 0 | 0 | 0 | 0 | 0 | 0 | 0 | 0 | 0 | 0
6618 | 6618 | 2019-10-03 18:00 | 12.71 | 0 | 0 | 0 | 0 | 0 | 0 | 0 | 0 | 0 | 0 | 0 | 0 | 0 | 0 | 0 | 0
6619 | 6619 | 2019-10-03 19:00 | 12.3 | 0 | 0 | 0 | 0 | 0 | 0 | 0 | 0 | 0 | 0 | 0 | 0 | 0 | 0 | 0 | 0
6620 | 6620 | 2019-10-03 20:00 | 11.89 | 0 | 0 | 0 | 0 | 0 | 0 | 0 | 0 | 0 | 0 | 0 | 0 | 0 | 0 | 0 | 0
6621 | 6621 | 2019-10-03 21:00 | 11.49 | 0 | 0 | 0 | 0 | 0 | 0 | 0 | 0 | 0 | 0 | 0 | 0 | 0 | 0 | 0 | 0
6622 | 6622 | 2019-10-03 22:00 | 11.5 | 0 | 0 | 0 | 0 | 0 | 0 | 0 | 0 | 0 | 0 | 0 | 0 | 0 | 0 | 0 | 0
6623 | 6623 | 2019-10-03 23:00 | 11.51 | 0 | 0 | 0 | 0 | 0 | 0 | 0 | 0 | 0 | 0 | 0 | 0 | 0 | 0 | 0 | 0
6624 | 6624 | 2019-10-04 | 11.51 | 0 | 0 | 0 | 0 | 0 | 0 | 0 | 0 | 0 | 0 | 0 | 0 | 0 | 0 | 0 | 0
6625 | 6625 | 2019-10-04 01:00 | 11.36 | 0 | 0 | 0 | 0 | 0 | 0 | 0 | 0 | 0 | 0 | 0 | 0 | 0 | 0 | 0 | 0
6626 | 6626 | 2019-10-04 02:00 | 11.22 | 0 | 0 | 0 | 0 | 0 | 0 | 0 | 0 | 0 | 0 | 0 | 0 | 0 | 0 | 0 | 0
6627 | 6627 | 2019-10-04 03:00 | 11.07 | 0 | 0 | 0 | 0 | 0 | 0 | 0 | 0 | 0 | 0 | 0 | 0 | 0 | 0 | 0 | 0
6628 | 6628 | 2019-10-04 04:00 | 11.06 | 0 | 0 | 0 | 0 | 0 | 0 | 0 | 0 | 0 | 0 | 0 | 0 | 0 | 0 | 0 | 0
6629 | 6629 | 2019-10-04 05:00 | 11.05 | 0 | 0 | 0 | 0 | 0 | 0 | 0 | 0 | 0 | 0 | 0 | 0 | 0 | 0 | 0 | 0
6630 | 6630 | 2019-10-04 06:00 | 11.04 | 0.28 | 20 | 14 | 95.5631 | 0.44 | 31 | 14.1935 | 96.8843 | 0.4 | 28 | 14.2857 | 97.5134 | 0.34 | 25 | 13.6 | 92.8328
6631 | 6631 | 2019-10-04 07:00 | 11.78 | 1.84 | 128 | 14.375 | 98.1229 | 1.99 | 138 | 14.4203 | 98.432 | 1.79 | 125 | 14.32 | 97.7474 | 0.93 | 66 | 14.0909 | 96.1837
6632 | 6632 | 2019-10-04 08:00 | 12.52 | 3.89 | 269 | 14.461 | 98.7097 | 3.96 | 274 | 14.4526 | 98.6523 | 3.74 | 260 | 14.3846 | 98.1885 | 1.52 | 109 | 13.945 | 95.1874
6633 | 6633 | 2019-10-04 09:00 | 13.26 | 5.5 | 385 | 14.2857 | 97.5134 | 5.53 | 387 | 14.2894 | 97.5386 | 5.47 | 383 | 14.282 | 97.4879 | 3.72 | 264 | 14.0909 | 96.1837
6634 | 6634 | 2019-10-04 10:00 | 13.65 | 6.95 | 492 | 14.126 | 96.4233 | 6.96 | 493 | 14.1176 | 96.3662 | 7.05 | 499 | 14.1283 | 96.4386 | 6.65 | 472 | 14.089 | 96.1705
6635 | 6635 | 2019-10-04 11:00 | 14.04 | 6.68 | 474 | 14.0928 | 96.1968 | 6.68 | 474 | 14.0928 | 96.1968 | 6.91 | 490 | 14.102 | 96.2597 | 6.87 | 487 | 14.1068 | 96.292
6636 | 6636 | 2019-10-04 12:00 | 14.43 | 5.13 | 362 | 14.1713 | 96.7322 | 5.14 | 362 | 14.1989 | 96.9208 | 5.32 | 375 | 14.1867 | 96.8373 | 5.29 | 372 | 14.2204 | 97.0678
6637 | 6637 | 2019-10-04 13:00 | 14.52 | 4.42 | 311 | 14.2122 | 97.0117 | 4.42 | 311 | 14.2122 | 97.0117 | 4.55 | 320 | 14.2188 | 97.0563 | 4.35 | 307 | 14.1694 | 96.7193
6638 | 6638 | 2019-10-04 14:00 | 14.6 | 3.21 | 225 | 14.2667 | 97.3834 | 3.23 | 227 | 14.2291 | 97.1268 | 3.3 | 231 | 14.2857 | 97.5134 | 2.71 | 191 | 14.1885 | 96.8497
6639 | 6639 | 2019-10-04 15:00 | 14.68 | 1.45 | 103 | 14.0777 | 96.0933 | 1.49 | 106 | 14.0566 | 95.9495 | 1.53 | 108 | 14.1667 | 96.7008 | 1.46 | 103 | 14.1748 | 96.756
6640 | 6640 | 2019-10-04 16:00 | 14.13 | 0.61 | 44 | 13.8636 | 94.6323 | 0.69 | 50 | 13.8 | 94.198 | 0.65 | 47 | 13.8298 | 94.4013 | 0.62 | 45 | 13.7778 | 94.0463
6641 | 6641 | 2019-10-04 17:00 | 13.57 | 0 | 0 | 0 | 0 | 0 | 0 | 0 | 0 | 0 | 0 | 0 | 0 | 0 | 0 | 0 | 0
6642 | 6642 | 2019-10-04 18:00 | 13.02 | 0 | 0 | 0 | 0 | 0 | 0 | 0 | 0 | 0 | 0 | 0 | 0 | 0 | 0 | 0 | 0
6643 | 6643 | 2019-10-04 19:00 | 12.46 | 0 | 0 | 0 | 0 | 0 | 0 | 0 | 0 | 0 | 0 | 0 | 0 | 0 | 0 | 0 | 0
6644 | 6644 | 2019-10-04 20:00 | 11.91 | 0 | 0 | 0 | 0 | 0 | 0 | 0 | 0 | 0 | 0 | 0 | 0 | 0 | 0 | 0 | 0
6645 | 6645 | 2019-10-04 21:00 | 11.36 | 0 | 0 | 0 | 0 | 0 | 0 | 0 | 0 | 0 | 0 | 0 | 0 | 0 | 0 | 0 | 0
6646 | 6646 | 2019-10-04 22:00 | 11.2 | 0 | 0 | 0 | 0 | 0 | 0 | 0 | 0 | 0 | 0 | 0 | 0 | 0 | 0 | 0 | 0
6647 | 6647 | 2019-10-04 23:00 | 11.04 | 0 | 0 | 0 | 0 | 0 | 0 | 0 | 0 | 0 | 0 | 0 | 0 | 0 | 0 | 0 | 0
6648 | 6648 | 2019-10-05 | 10.87 | 0 | 0 | 0 | 0 | 0 | 0 | 0 | 0 | 0 | 0 | 0 | 0 | 0 | 0 | 0 | 0
6649 | 6649 | 2019-10-05 01:00 | 10.18 | 0 | 0 | 0 | 0 | 0 | 0 | 0 | 0 | 0 | 0 | 0 | 0 | 0 | 0 | 0 | 0
6650 | 6650 | 2019-10-05 02:00 | 9.49 | 0 | 0 | 0 | 0 | 0 | 0 | 0 | 0 | 0 | 0 | 0 | 0 | 0 | 0 | 0 | 0
6651 | 6651 | 2019-10-05 03:00 | 8.8 | 0 | 0 | 0 | 0 | 0 | 0 | 0 | 0 | 0 | 0 | 0 | 0 | 0 | 0 | 0 | 0
6652 | 6652 | 2019-10-05 04:00 | 8.95 | 0 | 0 | 0 | 0 | 0 | 0 | 0 | 0 | 0 | 0 | 0 | 0 | 0 | 0 | 0 | 0
6653 | 6653 | 2019-10-05 05:00 | 9.1 | 0 | 0 | 0 | 0 | 0 | 0 | 0 | 0 | 0 | 0 | 0 | 0 | 0 | 0 | 0 | 0
6654 | 6654 | 2019-10-05 06:00 | 9.25 | 0.19 | 14 | 13.5714 | 92.6377 | 0.3 | 22 | 13.6364 | 93.081 | 0.3 | 21 | 14.2857 | 97.5134 | 0.3 | 21 | 14.2857 | 97.5134
6655 | 6655 | 2019-10-05 07:00 | 10.53 | 1.14 | 79 | 14.4304 | 98.5009 | 1.23 | 86 | 14.3023 | 97.6268 | 1.2 | 84 | 14.2857 | 97.5134 | 1.14 | 79 | 14.4304 | 98.5009
6656 | 6656 | 2019-10-05 08:00 | 11.81 | 1.3 | 91 | 14.2857 | 97.5134 | 1.33 | 93 | 14.3011 | 97.6183 | 1.38 | 97 | 14.2268 | 97.1113 | 1.38 | 97 | 14.2268 | 97.1113
6657 | 6657 | 2019-10-05 09:00 | 13.09 | 1.26 | 89 | 14.1573 | 96.6369 | 1.27 | 89 | 14.2697 | 97.4038 | 1.32 | 93 | 14.1935 | 96.8843 | 1.32 | 93 | 14.1935 | 96.8843
6658 | 6658 | 2019-10-05 10:00 | 13.97 | 3.41 | 238 | 14.3277 | 97.8002 | 3.41 | 238 | 14.3277 | 97.8002 | 3.54 | 247 | 14.332 | 97.8292 | 3.51 | 245 | 14.3265 | 97.792
6659 | 6659 | 2019-10-05 11:00 | 14.85 | 4.4 | 309 | 14.2395 | 97.1978 | 4.41 | 310 | 14.2258 | 97.1045 | 4.58 | 321 | 14.2679 | 97.3919 | 4.57 | 320 | 14.2812 | 97.4829
6660 | 6660 | 2019-10-05 12:00 | 15.72 | 4.35 | 307 | 14.1694 | 96.7193 | 4.35 | 307 | 14.1694 | 96.7193 | 4.52 | 318 | 14.2138 | 97.0228 | 4.5 | 317 | 14.1956 | 96.8982
6661 | 6661 | 2019-10-05 13:00 | 15.71 | 4.88 | 344 | 14.186 | 96.8331 | 4.89 | 345 | 14.1739 | 96.7503 | 5 | 352 | 14.2045 | 96.9594 | 4.7 | 332 | 14.1566 | 96.6323
6662 | 6662 | 2019-10-05 14:00 | 15.7 | 4.38 | 308 | 14.2208 | 97.0702 | 4.41 | 310 | 14.2258 | 97.1045 | 4.35 | 306 | 14.2157 | 97.0354 | 2.35 | 170 | 13.8235 | 94.3586
6663 | 6663 | 2019-10-05 15:00 | 15.69 | 2.76 | 193 | 14.3005 | 97.6145 | 2.83 | 198 | 14.2929 | 97.5627 | 2.65 | 186 | 14.2473 | 97.2513 | 1.17 | 85 | 13.7647 | 93.957
6664 | 6664 | 2019-10-05 16:00 | 14.7 | 0.88 | 63 | 13.9683 | 95.3464 | 1.01 | 72 | 14.0278 | 95.7527 | 0.89 | 64 | 13.9062 | 94.9232 | 0.58 | 42 | 13.8095 | 94.263
6665 | 6665 | 2019-10-05 17:00 | 13.72 | 0 | 0 | 0 | 0 | 0 | 0 | 0 | 0 | 0 | 0 | 0 | 0 | 0 | 0 | 0 | 0
6666 | 6666 | 2019-10-05 18:00 | 12.73 | 0 | 0 | 0 | 0 | 0 | 0 | 0 | 0 | 0 | 0 | 0 | 0 | 0 | 0 | 0 | 0
6667 | 6667 | 2019-10-05 19:00 | 12.24 | 0 | 0 | 0 | 0 | 0 | 0 | 0 | 0 | 0 | 0 | 0 | 0 | 0 | 0 | 0 | 0
6668 | 6668 | 2019-10-05 20:00 | 11.75 | 0 | 0 | 0 | 0 | 0 | 0 | 0 | 0 | 0 | 0 | 0 | 0 | 0 | 0 | 0 | 0
6669 | 6669 | 2019-10-05 21:00 | 11.26 | 0 | 0 | 0 | 0 | 0 | 0 | 0 | 0 | 0 | 0 | 0 | 0 | 0 | 0 | 0 | 0
6670 | 6670 | 2019-10-05 22:00 | 10.9 | 0 | 0 | 0 | 0 | 0 | 0 | 0 | 0 | 0 | 0 | 0 | 0 | 0 | 0 | 0 | 0
6671 | 6671 | 2019-10-05 23:00 | 10.54 | 0 | 0 | 0 | 0 | 0 | 0 | 0 | 0 | 0 | 0 | 0 | 0 | 0 | 0 | 0 | 0
6672 | 6672 | 2019-10-06 | 10.17 | 0 | 0 | 0 | 0 | 0 | 0 | 0 | 0 | 0 | 0 | 0 | 0 | 0 | 0 | 0 | 0
6673 | 6673 | 2019-10-06 01:00 | 9.52 | 0 | 0 | 0 | 0 | 0 | 0 | 0 | 0 | 0 | 0 | 0 | 0 | 0 | 0 | 0 | 0
6674 | 6674 | 2019-10-06 02:00 | 8.88 | 0 | 0 | 0 | 0 | 0 | 0 | 0 | 0 | 0 | 0 | 0 | 0 | 0 | 0 | 0 | 0
6675 | 6675 | 2019-10-06 03:00 | 8.23 | 0 | 0 | 0 | 0 | 0 | 0 | 0 | 0 | 0 | 0 | 0 | 0 | 0 | 0 | 0 | 0
6676 | 6676 | 2019-10-06 04:00 | 7.78 | 0 | 0 | 0 | 0 | 0 | 0 | 0 | 0 | 0 | 0 | 0 | 0 | 0 | 0 | 0 | 0
6677 | 6677 | 2019-10-06 05:00 | 7.34 | 0 | 0 | 0 | 0 | 0 | 0 | 0 | 0 | 0 | 0 | 0 | 0 | 0 | 0 | 0 | 0
6678 | 6678 | 2019-10-06 06:00 | 6.9 | 0.23 | 17 | 13.5294 | 92.3509 | 0.37 | 26 | 14.2308 | 97.1384 | 0.42 | 29 | 14.4828 | 98.8584 | 0.35 | 25 | 14 | 95.5631
6679 | 6679 | 2019-10-06 07:00 | 8.1 | 1.79 | 122 | 14.6721 | 100.1511 | 1.93 | 132 | 14.6212 | 99.8035 | 1.75 | 120 | 14.5833 | 99.5449 | 0.93 | 65 | 14.3077 | 97.6634
6680 | 6680 | 2019-10-06 08:00 | 9.3 | 3.93 | 268 | 14.6642 | 100.0968 | 3.99 | 272 | 14.6691 | 100.1305 | 3.74 | 255 | 14.6667 | 100.1138 | 1.28 | 91 | 14.0659 | 96.0132
6681 | 6681 | 2019-10-06 09:00 | 10.5 | 5.84 | 402 | 14.5274 | 99.1629 | 5.87 | 404 | 14.5297 | 99.1789 | 5.74 | 395 | 14.5316 | 99.1921 | 3.4 | 239 | 14.2259 | 97.1054
6682 | 6682 | 2019-10-06 10:00 | 11.3 | 7.13 | 497 | 14.3461 | 97.9254 | 7.14 | 497 | 14.3662 | 98.0628 | 7.21 | 502 | 14.3625 | 98.0379 | 6.73 | 470 | 14.3191 | 97.7416
6683 | 6683 | 2019-10-06 11:00 | 12.1 | 6.36 | 444 | 14.3243 | 97.777 | 6.36 | 444 | 14.3243 | 97.777 | 6.58 | 458 | 14.3668 | 98.067 | 6.53 | 455 | 14.3516 | 97.9635
6684 | 6684 | 2019-10-06 12:00 | 12.9 | 7.51 | 528 | 14.2235 | 97.0886 | 7.51 | 528 | 14.2235 | 97.0886 | 7.7 | 541 | 14.2329 | 97.1529 | 7.56 | 532 | 14.2105 | 97.0002
6685 | 6685 | 2019-10-06 13:00 | 12.83 | 6.58 | 460 | 14.3043 | 97.6406 | 6.59 | 461 | 14.295 | 97.5769 | 6.59 | 460 | 14.3261 | 97.789 | 5.72 | 402 | 14.2289 | 97.1253
6686 | 6686 | 2019-10-06 14:00 | 12.75 | 4.91 | 340 | 14.4412 | 98.5746 | 4.94 | 342 | 14.4444 | 98.5969 | 4.75 | 329 | 14.4377 | 98.5508 | 1.46 | 106 | 13.7736 | 94.0176
6687 | 6687 | 2019-10-06 15:00 | 12.67 | 2.73 | 189 | 14.4444 | 98.5969 | 2.8 | 194 | 14.433 | 98.5187 | 2.62 | 182 | 14.3956 | 98.2635 | 1.16 | 83 | 13.9759 | 95.3987
6688 | 6688 | 2019-10-06 16:00 | 11.81 | 0.84 | 59 | 14.2373 | 97.1829 | 0.95 | 67 | 14.1791 | 96.7857 | 0.84 | 60 | 14 | 95.5631 | 0.57 | 41 | 13.9024 | 94.8972
6689 | 6689 | 2019-10-06 17:00 | 10.96 | 0 | 0 | 0 | 0 | 0 | 0 | 0 | 0 | 0 | 0 | 0 | 0 | 0 | 0 | 0 | 0
6690 | 6690 | 2019-10-06 18:00 | 10.1 | 0 | 0 | 0 | 0 | 0 | 0 | 0 | 0 | 0 | 0 | 0 | 0 | 0 | 0 | 0 | 0
6691 | 6691 | 2019-10-06 19:00 | 9.48 | 0 | 0 | 0 | 0 | 0 | 0 | 0 | 0 | 0 | 0 | 0 | 0 | 0 | 0 | 0 | 0
6692 | 6692 | 2019-10-06 20:00 | 8.86 | 0 | 0 | 0 | 0 | 0 | 0 | 0 | 0 | 0 | 0 | 0 | 0 | 0 | 0 | 0 | 0
6693 | 6693 | 2019-10-06 21:00 | 8.24 | 0 | 0 | 0 | 0 | 0 | 0 | 0 | 0 | 0 | 0 | 0 | 0 | 0 | 0 | 0 | 0
6694 | 6694 | 2019-10-06 22:00 | 7.86 | 0 | 0 | 0 | 0 | 0 | 0 | 0 | 0 | 0 | 0 | 0 | 0 | 0 | 0 | 0 | 0
6695 | 6695 | 2019-10-06 23:00 | 7.49 | 0 | 0 | 0 | 0 | 0 | 0 | 0 | 0 | 0 | 0 | 0 | 0 | 0 | 0 | 0 | 0
6696 | 6696 | 2019-10-07 | 7.11 | 0 | 0 | 0 | 0 | 0 | 0 | 0 | 0 | 0 | 0 | 0 | 0 | 0 | 0 | 0 | 0
6697 | 6697 | 2019-10-07 01:00 | 6.79 | 0 | 0 | 0 | 0 | 0 | 0 | 0 | 0 | 0 | 0 | 0 | 0 | 0 | 0 | 0 | 0
6698 | 6698 | 2019-10-07 02:00 | 6.48 | 0 | 0 | 0 | 0 | 0 | 0 | 0 | 0 | 0 | 0 | 0 | 0 | 0 | 0 | 0 | 0
6699 | 6699 | 2019-10-07 03:00 | 6.16 | 0 | 0 | 0 | 0 | 0 | 0 | 0 | 0 | 0 | 0 | 0 | 0 | 0 | 0 | 0 | 0
6700 | 6700 | 2019-10-07 04:00 | 6.27 | 0 | 0 | 0 | 0 | 0 | 0 | 0 | 0 | 0 | 0 | 0 | 0 | 0 | 0 | 0 | 0
6701 | 6701 | 2019-10-07 05:00 | 6.38 | 0 | 0 | 0 | 0 | 0 | 0 | 0 | 0 | 0 | 0 | 0 | 0 | 0 | 0 | 0 | 0
6702 | 6702 | 2019-10-07 06:00 | 6.49 | 0.21 | 15 | 14 | 95.5631 | 0.33 | 23 | 14.3478 | 97.9374 | 0.43 | 30 | 14.3333 | 97.8385 | 0.41 | 29 | 14.1379 | 96.5046
6703 | 6703 | 2019-10-07 07:00 | 7.6 | 1.67 | 114 | 14.6491 | 99.994 | 1.8 | 123 | 14.6341 | 99.8918 | 1.67 | 114 | 14.6491 | 99.994 | 1.1 | 76 | 14.4737 | 98.7965
6704 | 6704 | 2019-10-07 08:00 | 8.7 | 2.01 | 138 | 14.5652 | 99.4213 | 2.04 | 140 | 14.5714 | 99.4637 | 2.1 | 144 | 14.5833 | 99.5449 | 1.96 | 135 | 14.5185 | 99.1025
6705 | 6705 | 2019-10-07 09:00 | 9.8 | 5.06 | 348 | 14.5402 | 99.2507 | 5.09 | 350 | 14.5429 | 99.2686 | 5.08 | 349 | 14.5559 | 99.3575 | 3.67 | 256 | 14.3359 | 97.8562
6706 | 6706 | 2019-10-07 10:00 | 10.49 | 4.24 | 292 | 14.5205 | 99.1164 | 4.25 | 293 | 14.5051 | 99.0111 | 4.39 | 302 | 14.5364 | 99.2247 | 4.3 | 297 | 14.4781 | 98.8267
6707 | 6707 | 2019-10-07 11:00 | 11.18 | 1.64 | 114 | 14.386 | 98.1977 | 1.64 | 114 | 14.386 | 98.1977 | 1.71 | 119 | 14.3697 | 98.087 | 1.71 | 119 | 14.3697 | 98.087
6708 | 6708 | 2019-10-07 12:00 | 11.86 | 1.5 | 105 | 14.2857 | 97.5134 | 1.5 | 105 | 14.2857 | 97.5134 | 1.56 | 109 | 14.3119 | 97.6923 | 1.56 | 109 | 14.3119 | 97.6923
6709 | 6709 | 2019-10-07 13:00 | 11.88 | 3.52 | 244 | 14.4262 | 98.4726 | 3.53 | 244 | 14.4672 | 98.7523 | 3.65 | 252 | 14.4841 | 98.8678 | 3.55 | 246 | 14.4309 | 98.5044
6710 | 6710 | 2019-10-07 14:00 | 11.89 | 1.56 | 109 | 14.3119 | 97.6923 | 1.57 | 110 | 14.2727 | 97.4248 | 1.64 | 115 | 14.2609 | 97.3438 | 1.63 | 114 | 14.2982 | 97.5989
6711 | 6711 | 2019-10-07 15:00 | 11.9 | 1.67 | 116 | 14.3966 | 98.27 | 1.72 | 120 | 14.3333 | 97.8385 | 1.74 | 121 | 14.3802 | 98.1581 | 1.57 | 109 | 14.4037 | 98.3186
6712 | 6712 | 2019-10-07 16:00 | 11.61 | 0.6 | 42 | 14.2857 | 97.5134 | 0.68 | 48 | 14.1667 | 96.7008 | 0.63 | 45 | 14 | 95.5631 | 0.58 | 41 | 14.1463 | 96.5621
6713 | 6713 | 2019-10-07 17:00 | 11.33 | 0 | 0 | 0 | 0 | 0 | 0 | 0 | 0 | 0 | 0 | 0 | 0 | 0 | 0 | 0 | 0
6714 | 6714 | 2019-10-07 18:00 | 11.04 | 0 | 0 | 0 | 0 | 0 | 0 | 0 | 0 | 0 | 0 | 0 | 0 | 0 | 0 | 0 | 0
6715 | 6715 | 2019-10-07 19:00 | 10.93 | 0 | 0 | 0 | 0 | 0 | 0 | 0 | 0 | 0 | 0 | 0 | 0 | 0 | 0 | 0 | 0
6716 | 6716 | 2019-10-07 20:00 | 10.83 | 0 | 0 | 0 | 0 | 0 | 0 | 0 | 0 | 0 | 0 | 0 | 0 | 0 | 0 | 0 | 0
6717 | 6717 | 2019-10-07 21:00 | 10.73 | 0 | 0 | 0 | 0 | 0 | 0 | 0 | 0 | 0 | 0 | 0 | 0 | 0 | 0 | 0 | 0
6718 | 6718 | 2019-10-07 22:00 | 10.74 | 0 | 0 | 0 | 0 | 0 | 0 | 0 | 0 | 0 | 0 | 0 | 0 | 0 | 0 | 0 | 0
6719 | 6719 | 2019-10-07 23:00 | 10.75 | 0 | 0 | 0 | 0 | 0 | 0 | 0 | 0 | 0 | 0 | 0 | 0 | 0 | 0 | 0 | 0
6720 | 6720 | 2019-10-08 | 10.75 | 0 | 0 | 0 | 0 | 0 | 0 | 0 | 0 | 0 | 0 | 0 | 0 | 0 | 0 | 0 | 0
6721 | 6721 | 2019-10-08 01:00 | 10.39 | 0 | 0 | 0 | 0 | 0 | 0 | 0 | 0 | 0 | 0 | 0 | 0 | 0 | 0 | 0 | 0
6722 | 6722 | 2019-10-08 02:00 | 10.03 | 0 | 0 | 0 | 0 | 0 | 0 | 0 | 0 | 0 | 0 | 0 | 0 | 0 | 0 | 0 | 0
6723 | 6723 | 2019-10-08 03:00 | 9.67 | 0 | 0 | 0 | 0 | 0 | 0 | 0 | 0 | 0 | 0 | 0 | 0 | 0 | 0 | 0 | 0
6724 | 6724 | 2019-10-08 04:00 | 9.76 | 0 | 0 | 0 | 0 | 0 | 0 | 0 | 0 | 0 | 0 | 0 | 0 | 0 | 0 | 0 | 0
6725 | 6725 | 2019-10-08 05:00 | 9.86 | 0 | 0 | 0 | 0 | 0 | 0 | 0 | 0 | 0 | 0 | 0 | 0 | 0 | 0 | 0 | 0
6726 | 6726 | 2019-10-08 06:00 | 9.96 | 0.13 | 9 | 14.4444 | 98.5969 | 0.21 | 15 | 14 | 95.5631 | 0.32 | 23 | 13.913 | 94.9696 | 0.31 | 22 | 14.0909 | 96.1837
6727 | 6727 | 2019-10-08 07:00 | 10.59 | 0.99 | 70 | 14.1429 | 96.5383 | 1.07 | 75 | 14.2667 | 97.3834 | 1.05 | 74 | 14.1892 | 96.8545 | 1.01 | 71 | 14.2254 | 97.1014
6728 | 6728 | 2019-10-08 08:00 | 11.21 | 1.14 | 80 | 14.25 | 97.2696 | 1.16 | 81 | 14.321 | 97.7542 | 1.21 | 85 | 14.2353 | 97.1692 | 1.21 | 85 | 14.2353 | 97.1692
6729 | 6729 | 2019-10-08 09:00 | 11.83 | 1.21 | 85 | 14.2353 | 97.1692 | 1.22 | 86 | 14.186 | 96.8331 | 1.27 | 89 | 14.2697 | 97.4038 | 1.27 | 89 | 14.2697 | 97.4038
6730 | 6730 | 2019-10-08 10:00 | 12.21 | 1.69 | 118 | 14.322 | 97.7613 | 1.69 | 118 | 14.322 | 97.7613 | 1.76 | 123 | 14.3089 | 97.672 | 1.76 | 123 | 14.3089 | 97.672
6731 | 6731 | 2019-10-08 11:00 | 12.59 | 1.99 | 139 | 14.3165 | 97.7239 | 1.99 | 139 | 14.3165 | 97.7239 | 2.08 | 145 | 14.3448 | 97.9169 | 2.08 | 145 | 14.3448 | 97.9169
6732 | 6732 | 2019-10-08 12:00 | 12.97 | 1.07 | 76 | 14.0789 | 96.102 | 1.07 | 76 | 14.0789 | 96.102 | 1.11 | 79 | 14.0506 | 95.9088 | 1.11 | 79 | 14.0506 | 95.9088
6733 | 6733 | 2019-10-08 13:00 | 13.21 | 1.63 | 114 | 14.2982 | 97.5989 | 1.63 | 115 | 14.1739 | 96.7503 | 1.7 | 120 | 14.1667 | 96.7008 | 1.7 | 120 | 14.1667 | 96.7008
6734 | 6734 | 2019-10-08 14:00 | 13.45 | 2.07 | 145 | 14.2759 | 97.4462 | 2.08 | 146 | 14.2466 | 97.2462 | 2.16 | 152 | 14.2105 | 97.0002 | 2.05 | 144 | 14.2361 | 97.1748
6735 | 6735 | 2019-10-08 15:00 | 13.69 | 2.29 | 160 | 14.3125 | 97.6962 | 2.35 | 165 | 14.2424 | 97.2179 | 2.28 | 160 | 14.25 | 97.2696 | 1.47 | 105 | 14 | 95.5631
6736 | 6736 | 2019-10-08 16:00 | 12.64 | 0.59 | 43 | 13.7209 | 93.6582 | 0.68 | 49 | 13.8776 | 94.7273 | 0.62 | 44 | 14.0909 | 96.1837 | 0.56 | 41 | 13.6585 | 93.2323
6737 | 6737 | 2019-10-08 17:00 | 11.58 | 0 | 0 | 0 | 0 | 0 | 0 | 0 | 0 | 0 | 0 | 0 | 0 | 0 | 0 | 0 | 0
6738 | 6738 | 2019-10-08 18:00 | 10.53 | 0 | 0 | 0 | 0 | 0 | 0 | 0 | 0 | 0 | 0 | 0 | 0 | 0 | 0 | 0 | 0
6739 | 6739 | 2019-10-08 19:00 | 9.95 | 0 | 0 | 0 | 0 | 0 | 0 | 0 | 0 | 0 | 0 | 0 | 0 | 0 | 0 | 0 | 0
6740 | 6740 | 2019-10-08 20:00 | 9.38 | 0 | 0 | 0 | 0 | 0 | 0 | 0 | 0 | 0 | 0 | 0 | 0 | 0 | 0 | 0 | 0
6741 | 6741 | 2019-10-08 21:00 | 8.81 | 0 | 0 | 0 | 0 | 0 | 0 | 0 | 0 | 0 | 0 | 0 | 0 | 0 | 0 | 0 | 0
6742 | 6742 | 2019-10-08 22:00 | 8.71 | 0 | 0 | 0 | 0 | 0 | 0 | 0 | 0 | 0 | 0 | 0 | 0 | 0 | 0 | 0 | 0
6743 | 6743 | 2019-10-08 23:00 | 8.61 | 0 | 0 | 0 | 0 | 0 | 0 | 0 | 0 | 0 | 0 | 0 | 0 | 0 | 0 | 0 | 0
6744 | 6744 | 2019-10-09 | 8.5 | 0 | 0 | 0 | 0 | 0 | 0 | 0 | 0 | 0 | 0 | 0 | 0 | 0 | 0 | 0 | 0
6745 | 6745 | 2019-10-09 01:00 | 8.54 | 0 | 0 | 0 | 0 | 0 | 0 | 0 | 0 | 0 | 0 | 0 | 0 | 0 | 0 | 0 | 0
6746 | 6746 | 2019-10-09 02:00 | 8.59 | 0 | 0 | 0 | 0 | 0 | 0 | 0 | 0 | 0 | 0 | 0 | 0 | 0 | 0 | 0 | 0
6747 | 6747 | 2019-10-09 03:00 | 8.63 | 0 | 0 | 0 | 0 | 0 | 0 | 0 | 0 | 0 | 0 | 0 | 0 | 0 | 0 | 0 | 0
6748 | 6748 | 2019-10-09 04:00 | 8.68 | 0 | 0 | 0 | 0 | 0 | 0 | 0 | 0 | 0 | 0 | 0 | 0 | 0 | 0 | 0 | 0
6749 | 6749 | 2019-10-09 05:00 | 8.73 | 0 | 0 | 0 | 0 | 0 | 0 | 0 | 0 | 0 | 0 | 0 | 0 | 0 | 0 | 0 | 0
6750 | 6750 | 2019-10-09 06:00 | 8.78 | 0.17 | 12 | 14.1667 | 96.7008 | 0.27 | 19 | 14.2105 | 97.0002 | 0.52 | 37 | 14.0541 | 95.9321 | 0.49 | 34 | 14.4118 | 98.3738
6751 | 6751 | 2019-10-09 07:00 | 9.48 | 1.61 | 111 | 14.5045 | 99.0069 | 1.74 | 120 | 14.5 | 98.9761 | 1.59 | 110 | 14.4545 | 98.6658 | 0.96 | 67 | 14.3284 | 97.8045
6752 | 6752 | 2019-10-09 08:00 | 10.17 | 2.64 | 182 | 14.5055 | 99.0136 | 2.68 | 185 | 14.4865 | 98.8839 | 2.7 | 186 | 14.5161 | 99.0862 | 2.13 | 148 | 14.3919 | 98.2382
6753 | 6753 | 2019-10-09 09:00 | 10.86 | 3.48 | 241 | 14.4398 | 98.5654 | 3.5 | 242 | 14.4628 | 98.7223 | 3.59 | 248 | 14.4758 | 98.811 | 3.18 | 221 | 14.3891 | 98.2194
6754 | 6754 | 2019-10-09 10:00 | 11.11 | 6.89 | 484 | 14.2355 | 97.1709 | 6.9 | 485 | 14.2268 | 97.1113 | 6.96 | 489 | 14.2331 | 97.1545 | 6.44 | 454 | 14.185 | 96.8261
6755 | 6755 | 2019-10-09 11:00 | 11.36 | 4.59 | 320 | 14.3438 | 97.9096 | 4.59 | 320 | 14.3438 | 97.9096 | 4.77 | 332 | 14.3675 | 98.0715 | 4.75 | 330 | 14.3939 | 98.2521
6756 | 6756 | 2019-10-09 12:00 | 11.6 | 4.92 | 343 | 14.344 | 97.9114 | 4.92 | 344 | 14.3023 | 97.6268 | 5.1 | 355 | 14.3662 | 98.0628 | 5.05 | 352 | 14.3466 | 97.9289
6757 | 6757 | 2019-10-09 13:00 | 11.92 | 4.92 | 343 | 14.344 | 97.9114 | 4.93 | 344 | 14.3314 | 97.8252 | 5.02 | 350 | 14.3429 | 97.9035 | 4.64 | 324 | 14.321 | 97.7542
6758 | 6758 | 2019-10-09 14:00 | 12.24 | 4.39 | 305 | 14.3934 | 98.2488 | 4.42 | 307 | 14.3974 | 98.2757 | 4.31 | 300 | 14.3667 | 98.066 | 1.74 | 125 | 13.92 | 95.0171
6759 | 6759 | 2019-10-09 15:00 | 12.56 | 2.25 | 157 | 14.3312 | 97.824 | 2.31 | 161 | 14.3478 | 97.9374 | 2.24 | 156 | 14.359 | 98.0135 | 1.44 | 102 | 14.1176 | 96.3662
6760 | 6760 | 2019-10-09 16:00 | 11.5 | 0.68 | 48 | 14.1667 | 96.7008 | 0.78 | 55 | 14.1818 | 96.8042 | 0.69 | 49 | 14.0816 | 96.1204 | 0.47 | 34 | 13.8235 | 94.3586
6761 | 6761 | 2019-10-09 17:00 | 10.45 | 0 | 0 | 0 | 0 | 0 | 0 | 0 | 0 | 0 | 0 | 0 | 0 | 0 | 0 | 0 | 0
6762 | 6762 | 2019-10-09 18:00 | 9.39 | 0 | 0 | 0 | 0 | 0 | 0 | 0 | 0 | 0 | 0 | 0 | 0 | 0 | 0 | 0 | 0
6763 | 6763 | 2019-10-09 19:00 | 8.68 | 0 | 0 | 0 | 0 | 0 | 0 | 0 | 0 | 0 | 0 | 0 | 0 | 0 | 0 | 0 | 0
6764 | 6764 | 2019-10-09 20:00 | 7.98 | 0 | 0 | 0 | 0 | 0 | 0 | 0 | 0 | 0 | 0 | 0 | 0 | 0 | 0 | 0 | 0
6765 | 6765 | 2019-10-09 21:00 | 7.28 | 0 | 0 | 0 | 0 | 0 | 0 | 0 | 0 | 0 | 0 | 0 | 0 | 0 | 0 | 0 | 0
6766 | 6766 | 2019-10-09 22:00 | 6.8 | 0 | 0 | 0 | 0 | 0 | 0 | 0 | 0 | 0 | 0 | 0 | 0 | 0 | 0 | 0 | 0
6767 | 6767 | 2019-10-09 23:00 | 6.33 | 0 | 0 | 0 | 0 | 0 | 0 | 0 | 0 | 0 | 0 | 0 | 0 | 0 | 0 | 0 | 0
6768 | 6768 | 2019-10-10 | 5.85 | 0 | 0 | 0 | 0 | 0 | 0 | 0 | 0 | 0 | 0 | 0 | 0 | 0 | 0 | 0 | 0
6769 | 6769 | 2019-10-10 01:00 | 6.1 | 0 | 0 | 0 | 0 | 0 | 0 | 0 | 0 | 0 | 0 | 0 | 0 | 0 | 0 | 0 | 0
6770 | 6770 | 2019-10-10 02:00 | 6.34 | 0 | 0 | 0 | 0 | 0 | 0 | 0 | 0 | 0 | 0 | 0 | 0 | 0 | 0 | 0 | 0
6771 | 6771 | 2019-10-10 03:00 | 6.59 | 0 | 0 | 0 | 0 | 0 | 0 | 0 | 0 | 0 | 0 | 0 | 0 | 0 | 0 | 0 | 0
6772 | 6772 | 2019-10-10 04:00 | 6.73 | 0 | 0 | 0 | 0 | 0 | 0 | 0 | 0 | 0 | 0 | 0 | 0 | 0 | 0 | 0 | 0
6773 | 6773 | 2019-10-10 05:00 | 6.88 | 0 | 0 | 0 | 0 | 0 | 0 | 0 | 0 | 0 | 0 | 0 | 0 | 0 | 0 | 0 | 0
6774 | 6774 | 2019-10-10 06:00 | 7.03 | 0.15 | 11 | 13.6364 | 93.081 | 0.24 | 17 | 14.1176 | 96.3662 | 0.59 | 41 | 14.3902 | 98.2269 | 0.53 | 37 | 14.3243 | 97.777
6775 | 6775 | 2019-10-10 07:00 | 7.9 | 1.58 | 109 | 14.4954 | 98.9448 | 1.71 | 117 | 14.6154 | 99.7637 | 1.55 | 107 | 14.486 | 98.8804 | 0.88 | 62 | 14.1935 | 96.8843
6776 | 6776 | 2019-10-10 08:00 | 8.77 | 3.62 | 248 | 14.5968 | 99.6367 | 3.68 | 252 | 14.6032 | 99.6804 | 3.47 | 238 | 14.5798 | 99.521 | 1.3 | 93 | 13.9785 | 95.4163
6777 | 6777 | 2019-10-10 09:00 | 9.63 | 5.43 | 377 | 14.4032 | 98.3152 | 5.46 | 379 | 14.4063 | 98.3367 | 5.36 | 372 | 14.4086 | 98.3522 | 3.19 | 226 | 14.115 | 96.3484
6778 | 6778 | 2019-10-10 10:00 | 10.3 | 6.87 | 484 | 14.1942 | 96.8888 | 6.88 | 485 | 14.1856 | 96.8298 | 6.93 | 488 | 14.2008 | 96.9339 | 6.37 | 450 | 14.1556 | 96.625
6779 | 6779 | 2019-10-10 11:00 | 10.97 | 5.75 | 404 | 14.2327 | 97.1514 | 5.75 | 404 | 14.2327 | 97.1514 | 5.95 | 417 | 14.2686 | 97.3965 | 5.9 | 414 | 14.2512 | 97.2779
6780 | 6780 | 2019-10-10 12:00 | 11.64 | 5.27 | 370 | 14.2432 | 97.2235 | 5.27 | 370 | 14.2432 | 97.2235 | 5.45 | 382 | 14.267 | 97.3858 | 5.38 | 377 | 14.2706 | 97.4099
6781 | 6781 | 2019-10-10 13:00 | 11.66 | 3.49 | 243 | 14.3621 | 98.0351 | 3.49 | 243 | 14.3621 | 98.0351 | 3.61 | 251 | 14.3825 | 98.1739 | 3.49 | 243 | 14.3621 | 98.0351
6782 | 6782 | 2019-10-10 14:00 | 11.67 | 1.87 | 131 | 14.2748 | 97.439 | 1.88 | 132 | 14.2424 | 97.2179 | 1.96 | 137 | 14.3066 | 97.6558 | 1.89 | 132 | 14.3182 | 97.735
6783 | 6783 | 2019-10-10 15:00 | 11.68 | 1.78 | 124 | 14.3548 | 97.9852 | 1.84 | 128 | 14.375 | 98.1229 | 1.83 | 128 | 14.2969 | 97.5896 | 1.5 | 105 | 14.2857 | 97.5134
6784 | 6784 | 2019-10-10 16:00 | 10.59 | 0.53 | 38 | 13.9474 | 95.2039 | 0.61 | 43 | 14.186 | 96.8331 | 0.54 | 39 | 13.8462 | 94.513 | 0.42 | 30 | 14 | 95.5631
6785 | 6785 | 2019-10-10 17:00 | 9.5 | 0 | 0 | 0 | 0 | 0 | 0 | 0 | 0 | 0 | 0 | 0 | 0 | 0 | 0 | 0 | 0
6786 | 6786 | 2019-10-10 18:00 | 8.41 | 0 | 0 | 0 | 0 | 0 | 0 | 0 | 0 | 0 | 0 | 0 | 0 | 0 | 0 | 0 | 0
6787 | 6787 | 2019-10-10 19:00 | 8.07 | 0 | 0 | 0 | 0 | 0 | 0 | 0 | 0 | 0 | 0 | 0 | 0 | 0 | 0 | 0 | 0
6788 | 6788 | 2019-10-10 20:00 | 7.73 | 0 | 0 | 0 | 0 | 0 | 0 | 0 | 0 | 0 | 0 | 0 | 0 | 0 | 0 | 0 | 0
6789 | 6789 | 2019-10-10 21:00 | 7.4 | 0 | 0 | 0 | 0 | 0 | 0 | 0 | 0 | 0 | 0 | 0 | 0 | 0 | 0 | 0 | 0
6790 | 6790 | 2019-10-10 22:00 | 7.25 | 0 | 0 | 0 | 0 | 0 | 0 | 0 | 0 | 0 | 0 | 0 | 0 | 0 | 0 | 0 | 0
6791 | 6791 | 2019-10-10 23:00 | 7.11 | 0 | 0 | 0 | 0 | 0 | 0 | 0 | 0 | 0 | 0 | 0 | 0 | 0 | 0 | 0 | 0
6792 | 6792 | 2019-10-11 | 6.96 | 0 | 0 | 0 | 0 | 0 | 0 | 0 | 0 | 0 | 0 | 0 | 0 | 0 | 0 | 0 | 0
6793 | 6793 | 2019-10-11 01:00 | 6.85 | 0 | 0 | 0 | 0 | 0 | 0 | 0 | 0 | 0 | 0 | 0 | 0 | 0 | 0 | 0 | 0
6794 | 6794 | 2019-10-11 02:00 | 6.75 | 0 | 0 | 0 | 0 | 0 | 0 | 0 | 0 | 0 | 0 | 0 | 0 | 0 | 0 | 0 | 0
6795 | 6795 | 2019-10-11 03:00 | 6.64 | 0 | 0 | 0 | 0 | 0 | 0 | 0 | 0 | 0 | 0 | 0 | 0 | 0 | 0 | 0 | 0
6796 | 6796 | 2019-10-11 04:00 | 6.3 | 0 | 0 | 0 | 0 | 0 | 0 | 0 | 0 | 0 | 0 | 0 | 0 | 0 | 0 | 0 | 0
6797 | 6797 | 2019-10-11 05:00 | 5.96 | 0 | 0 | 0 | 0 | 0 | 0 | 0 | 0 | 0 | 0 | 0 | 0 | 0 | 0 | 0 | 0
6798 | 6798 | 2019-10-11 06:00 | 5.62 | 0 | 0 | 0 | 0 | 0 | 0 | 0 | 0 | 0 | 0 | 0 | 0 | 0 | 0 | 0 | 0
6799 | 6799 | 2019-10-11 07:00 | 7.21 | 0.82 | 57 | 14.386 | 98.1977 | 0.89 | 62 | 14.3548 | 97.9852 | 0.87 | 60 | 14.5 | 98.9761 | 0.85 | 59 | 14.4068 | 98.3398
6800 | 6800 | 2019-10-11 08:00 | 8.79 | 3.18 | 219 | 14.5205 | 99.1164 | 3.23 | 222 | 14.5495 | 99.3143 | 3.15 | 217 | 14.5161 | 99.0862 | 1.87 | 131 | 14.2748 | 97.439
6801 | 6801 | 2019-10-11 09:00 | 10.37 | 3.76 | 262 | 14.3511 | 97.96 | 3.78 | 263 | 14.3726 | 98.1066 | 3.86 | 268 | 14.403 | 98.3139 | 3.24 | 227 | 14.2731 | 97.4275
6802 | 6802 | 2019-10-11 10:00 | 10.8 | 6.52 | 463 | 14.0821 | 96.1234 | 6.52 | 463 | 14.0821 | 96.1234 | 6.6 | 468 | 14.1026 | 96.2632 | 6.1 | 434 | 14.0553 | 95.9406
6803 | 6803 | 2019-10-11 11:00 | 11.22 | 7 | 502 | 13.9442 | 95.1824 | 7 | 502 | 13.9442 | 95.1824 | 7.2 | 516 | 13.9535 | 95.2457 | 7.08 | 507 | 13.9645 | 95.3208
6804 | 6804 | 2019-10-11 12:00 | 11.64 | 6.77 | 486 | 13.93 | 95.0856 | 6.78 | 486 | 13.9506 | 95.2261 | 6.94 | 497 | 13.9638 | 95.3159 | 6.76 | 485 | 13.9381 | 95.1409
6805 | 6805 | 2019-10-11 13:00 | 11.4 | 5.92 | 419 | 14.1289 | 96.4429 | 5.94 | 420 | 14.1429 | 96.5383 | 5.94 | 420 | 14.1429 | 96.5383 | 5.05 | 359 | 14.0669 | 96.0195
6806 | 6806 | 2019-10-11 14:00 | 11.16 | 4.14 | 288 | 14.375 | 98.1229 | 4.17 | 290 | 14.3793 | 98.1523 | 4.08 | 285 | 14.3158 | 97.7187 | 1.8 | 129 | 13.9535 | 95.2457
6807 | 6807 | 2019-10-11 15:00 | 10.91 | 2.27 | 157 | 14.4586 | 98.6935 | 2.34 | 162 | 14.4444 | 98.5969 | 2.22 | 154 | 14.4156 | 98.3999 | 1.22 | 86 | 14.186 | 96.8331
6808 | 6808 | 2019-10-11 16:00 | 9.68 | 0.44 | 31 | 14.1935 | 96.8843 | 0.51 | 36 | 14.1667 | 96.7008 | 0.46 | 33 | 13.9394 | 95.1494 | 0.42 | 30 | 14 | 95.5631
6809 | 6809 | 2019-10-11 17:00 | 8.45 | 0 | 0 | 0 | 0 | 0 | 0 | 0 | 0 | 0 | 0 | 0 | 0 | 0 | 0 | 0 | 0
6810 | 6810 | 2019-10-11 18:00 | 7.22 | 0 | 0 | 0 | 0 | 0 | 0 | 0 | 0 | 0 | 0 | 0 | 0 | 0 | 0 | 0 | 0
6811 | 6811 | 2019-10-11 19:00 | 6.58 | 0 | 0 | 0 | 0 | 0 | 0 | 0 | 0 | 0 | 0 | 0 | 0 | 0 | 0 | 0 | 0
6812 | 6812 | 2019-10-11 20:00 | 5.95 | 0 | 0 | 0 | 0 | 0 | 0 | 0 | 0 | 0 | 0 | 0 | 0 | 0 | 0 | 0 | 0
6813 | 6813 | 2019-10-11 21:00 | 5.32 | 0 | 0 | 0 | 0 | 0 | 0 | 0 | 0 | 0 | 0 | 0 | 0 | 0 | 0 | 0 | 0
6814 | 6814 | 2019-10-11 22:00 | 4.73 | 0 | 0 | 0 | 0 | 0 | 0 | 0 | 0 | 0 | 0 | 0 | 0 | 0 | 0 | 0 | 0
6815 | 6815 | 2019-10-11 23:00 | 4.15 | 0 | 0 | 0 | 0 | 0 | 0 | 0 | 0 | 0 | 0 | 0 | 0 | 0 | 0 | 0 | 0
6816 | 6816 | 2019-10-12 | 3.56 | 0 | 0 | 0 | 0 | 0 | 0 | 0 | 0 | 0 | 0 | 0 | 0 | 0 | 0 | 0 | 0
6817 | 6817 | 2019-10-12 01:00 | 3.6 | 0 | 0 | 0 | 0 | 0 | 0 | 0 | 0 | 0 | 0 | 0 | 0 | 0 | 0 | 0 | 0
6818 | 6818 | 2019-10-12 02:00 | 3.64 | 0 | 0 | 0 | 0 | 0 | 0 | 0 | 0 | 0 | 0 | 0 | 0 | 0 | 0 | 0 | 0
6819 | 6819 | 2019-10-12 03:00 | 3.68 | 0 | 0 | 0 | 0 | 0 | 0 | 0 | 0 | 0 | 0 | 0 | 0 | 0 | 0 | 0 | 0
6820 | 6820 | 2019-10-12 04:00 | 3.38 | 0 | 0 | 0 | 0 | 0 | 0 | 0 | 0 | 0 | 0 | 0 | 0 | 0 | 0 | 0 | 0
6821 | 6821 | 2019-10-12 05:00 | 3.09 | 0 | 0 | 0 | 0 | 0 | 0 | 0 | 0 | 0 | 0 | 0 | 0 | 0 | 0 | 0 | 0
6822 | 6822 | 2019-10-12 06:00 | 2.79 | 0 | 0 | 0 | 0 | 0 | 0 | 0 | 0 | 0 | 0 | 0 | 0 | 0 | 0 | 0 | 0
6823 | 6823 | 2019-10-12 07:00 | 4.95 | 1.08 | 74 | 14.5946 | 99.6218 | 1.17 | 80 | 14.625 | 99.8294 | 1.13 | 77 | 14.6753 | 100.1729 | 1.03 | 71 | 14.507 | 99.0242
6824 | 6824 | 2019-10-12 08:00 | 7.11 | 2.32 | 158 | 14.6835 | 100.229 | 2.36 | 161 | 14.6584 | 100.0572 | 2.39 | 163 | 14.6626 | 100.0858 | 2.02 | 139 | 14.5324 | 99.1971
6825 | 6825 | 2019-10-12 09:00 | 9.27 | 3.86 | 266 | 14.5113 | 99.0531 | 3.88 | 268 | 14.4776 | 98.8233 | 3.95 | 272 | 14.5221 | 99.1267 | 3.25 | 226 | 14.3805 | 98.1606
6826 | 6826 | 2019-10-12 10:00 | 10.16 | 4.9 | 341 | 14.3695 | 98.0853 | 4.9 | 341 | 14.3695 | 98.0853 | 5.04 | 350 | 14.4 | 98.2935 | 4.84 | 337 | 14.362 | 98.0343
6827 | 6827 | 2019-10-12 11:00 | 11.05 | 4.09 | 285 | 14.3509 | 97.9582 | 4.1 | 285 | 14.386 | 98.1977 | 4.26 | 296 | 14.3919 | 98.2382 | 4.24 | 295 | 14.3729 | 98.1084
6828 | 6828 | 2019-10-12 12:00 | 11.94 | 1.1 | 77 | 14.2857 | 97.5134 | 1.1 | 77 | 14.2857 | 97.5134 | 1.15 | 81 | 14.1975 | 96.9115 | 1.15 | 81 | 14.1975 | 96.9115
6829 | 6829 | 2019-10-12 13:00 | 11.78 | 1.48 | 104 | 14.2308 | 97.1384 | 1.48 | 104 | 14.2308 | 97.1384 | 1.55 | 109 | 14.2202 | 97.0661 | 1.55 | 109 | 14.2202 | 97.0661
6830 | 6830 | 2019-10-12 14:00 | 11.62 | 1.57 | 110 | 14.2727 | 97.4248 | 1.59 | 111 | 14.3243 | 97.777 | 1.66 | 116 | 14.3103 | 97.6815 | 1.63 | 114 | 14.2982 | 97.5989
6831 | 6831 | 2019-10-12 15:00 | 11.46 | 1.67 | 117 | 14.2735 | 97.4301 | 1.72 | 120 | 14.3333 | 97.8385 | 1.72 | 120 | 14.3333 | 97.8385 | 1.43 | 100 | 14.3 | 97.6109
6832 | 6832 | 2019-10-12 16:00 | 10.76 | 0.43 | 31 | 13.871 | 94.6824 | 0.5 | 35 | 14.2857 | 97.5134 | 0.45 | 32 | 14.0625 | 95.9898 | 0.4 | 29 | 13.7931 | 94.1509
6833 | 6833 | 2019-10-12 17:00 | 10.06 | 0 | 0 | 0 | 0 | 0 | 0 | 0 | 0 | 0 | 0 | 0 | 0 | 0 | 0 | 0 | 0
6834 | 6834 | 2019-10-12 18:00 | 9.36 | 0 | 0 | 0 | 0 | 0 | 0 | 0 | 0 | 0 | 0 | 0 | 0 | 0 | 0 | 0 | 0
6835 | 6835 | 2019-10-12 19:00 | 8.96 | 0 | 0 | 0 | 0 | 0 | 0 | 0 | 0 | 0 | 0 | 0 | 0 | 0 | 0 | 0 | 0
6836 | 6836 | 2019-10-12 20:00 | 8.57 | 0 | 0 | 0 | 0 | 0 | 0 | 0 | 0 | 0 | 0 | 0 | 0 | 0 | 0 | 0 | 0
6837 | 6837 | 2019-10-12 21:00 | 8.18 | 0 | 0 | 0 | 0 | 0 | 0 | 0 | 0 | 0 | 0 | 0 | 0 | 0 | 0 | 0 | 0
6838 | 6838 | 2019-10-12 22:00 | 7.76 | 0 | 0 | 0 | 0 | 0 | 0 | 0 | 0 | 0 | 0 | 0 | 0 | 0 | 0 | 0 | 0
6839 | 6839 | 2019-10-12 23:00 | 7.34 | 0 | 0 | 0 | 0 | 0 | 0 | 0 | 0 | 0 | 0 | 0 | 0 | 0 | 0 | 0 | 0
6840 | 6840 | 2019-10-13 | 6.92 | 0 | 0 | 0 | 0 | 0 | 0 | 0 | 0 | 0 | 0 | 0 | 0 | 0 | 0 | 0 | 0
6841 | 6841 | 2019-10-13 01:00 | 6.85 | 0 | 0 | 0 | 0 | 0 | 0 | 0 | 0 | 0 | 0 | 0 | 0 | 0 | 0 | 0 | 0
6842 | 6842 | 2019-10-13 02:00 | 6.77 | 0 | 0 | 0 | 0 | 0 | 0 | 0 | 0 | 0 | 0 | 0 | 0 | 0 | 0 | 0 | 0
6843 | 6843 | 2019-10-13 03:00 | 6.7 | 0 | 0 | 0 | 0 | 0 | 0 | 0 | 0 | 0 | 0 | 0 | 0 | 0 | 0 | 0 | 0
6844 | 6844 | 2019-10-13 04:00 | 6.8 | 0 | 0 | 0 | 0 | 0 | 0 | 0 | 0 | 0 | 0 | 0 | 0 | 0 | 0 | 0 | 0
6845 | 6845 | 2019-10-13 05:00 | 6.91 | 0 | 0 | 0 | 0 | 0 | 0 | 0 | 0 | 0 | 0 | 0 | 0 | 0 | 0 | 0 | 0
6846 | 6846 | 2019-10-13 06:00 | 7.02 | 0 | 0 | 0 | 0 | 0 | 0 | 0 | 0 | 0 | 0 | 0 | 0 | 0 | 0 | 0 | 0
6847 | 6847 | 2019-10-13 07:00 | 7.81 | 1 | 69 | 14.4928 | 98.9266 | 1.08 | 75 | 14.4 | 98.2935 | 1.05 | 73 | 14.3836 | 98.1813 | 0.97 | 67 | 14.4776 | 98.8233
6848 | 6848 | 2019-10-13 08:00 | 8.6 | 1.72 | 119 | 14.4538 | 98.6606 | 1.75 | 121 | 14.4628 | 98.7223 | 1.81 | 125 | 14.48 | 98.8396 | 1.71 | 118 | 14.4915 | 98.9183
6849 | 6849 | 2019-10-13 09:00 | 9.38 | 1.03 | 72 | 14.3056 | 97.6488 | 1.04 | 72 | 14.4444 | 98.5969 | 1.09 | 76 | 14.3421 | 97.8983 | 1.09 | 76 | 14.3421 | 97.8983
6850 | 6850 | 2019-10-13 10:00 | 9.72 | 2.82 | 195 | 14.4615 | 98.7136 | 2.83 | 195 | 14.5128 | 99.0636 | 2.95 | 203 | 14.532 | 99.1947 | 2.93 | 201 | 14.5771 | 99.5025
6851 | 6851 | 2019-10-13 11:00 | 10.06 | 0.94 | 66 | 14.2424 | 97.2179 | 0.94 | 66 | 14.2424 | 97.2179 | 0.98 | 69 | 14.2029 | 96.9481 | 0.98 | 69 | 14.2029 | 96.9481
6852 | 6852 | 2019-10-13 12:00 | 10.4 | 0.86 | 60 | 14.3333 | 97.8385 | 0.86 | 61 | 14.0984 | 96.2345 | 0.9 | 63 | 14.2857 | 97.5134 | 0.9 | 63 | 14.2857 | 97.5134
6853 | 6853 | 2019-10-13 13:00 | 10.8 | 0.65 | 46 | 14.1304 | 96.4535 | 0.66 | 46 | 14.3478 | 97.9374 | 0.69 | 49 | 14.0816 | 96.1204 | 0.69 | 49 | 14.0816 | 96.1204
6854 | 6854 | 2019-10-13 14:00 | 11.19 | 0.83 | 59 | 14.0678 | 96.0259 | 0.84 | 59 | 14.2373 | 97.1829 | 0.88 | 62 | 14.1935 | 96.8843 | 0.88 | 62 | 14.1935 | 96.8843
6855 | 6855 | 2019-10-13 15:00 | 11.58 | 1.15 | 81 | 14.1975 | 96.9115 | 1.19 | 84 | 14.1667 | 96.7008 | 1.22 | 86 | 14.186 | 96.8331 | 1.17 | 82 | 14.2683 | 97.3945
6856 | 6856 | 2019-10-13 16:00 | 10.94 | 0.34 | 24 | 14.1667 | 96.7008 | 0.39 | 28 | 13.9286 | 95.0756 | 0.35 | 25 | 14 | 95.5631 | 0.34 | 24 | 14.1667 | 96.7008
6857 | 6857 | 2019-10-13 17:00 | 10.3 | 0 | 0 | 0 | 0 | 0 | 0 | 0 | 0 | 0 | 0 | 0 | 0 | 0 | 0 | 0 | 0
6858 | 6858 | 2019-10-13 18:00 | 9.66 | 0 | 0 | 0 | 0 | 0 | 0 | 0 | 0 | 0 | 0 | 0 | 0 | 0 | 0 | 0 | 0
6859 | 6859 | 2019-10-13 19:00 | 9.21 | 0 | 0 | 0 | 0 | 0 | 0 | 0 | 0 | 0 | 0 | 0 | 0 | 0 | 0 | 0 | 0
6860 | 6860 | 2019-10-13 20:00 | 8.77 | 0 | 0 | 0 | 0 | 0 | 0 | 0 | 0 | 0 | 0 | 0 | 0 | 0 | 0 | 0 | 0
6861 | 6861 | 2019-10-13 21:00 | 8.33 | 0 | 0 | 0 | 0 | 0 | 0 | 0 | 0 | 0 | 0 | 0 | 0 | 0 | 0 | 0 | 0
6862 | 6862 | 2019-10-13 22:00 | 8.04 | 0 | 0 | 0 | 0 | 0 | 0 | 0 | 0 | 0 | 0 | 0 | 0 | 0 | 0 | 0 | 0
6863 | 6863 | 2019-10-13 23:00 | 7.75 | 0 | 0 | 0 | 0 | 0 | 0 | 0 | 0 | 0 | 0 | 0 | 0 | 0 | 0 | 0 | 0
6864 | 6864 | 2019-10-14 | 7.45 | 0 | 0 | 0 | 0 | 0 | 0 | 0 | 0 | 0 | 0 | 0 | 0 | 0 | 0 | 0 | 0
6865 | 6865 | 2019-10-14 01:00 | 6.96 | 0 | 0 | 0 | 0 | 0 | 0 | 0 | 0 | 0 | 0 | 0 | 0 | 0 | 0 | 0 | 0
6866 | 6866 | 2019-10-14 02:00 | 6.46 | 0 | 0 | 0 | 0 | 0 | 0 | 0 | 0 | 0 | 0 | 0 | 0 | 0 | 0 | 0 | 0
6867 | 6867 | 2019-10-14 03:00 | 5.97 | 0 | 0 | 0 | 0 | 0 | 0 | 0 | 0 | 0 | 0 | 0 | 0 | 0 | 0 | 0 | 0
6868 | 6868 | 2019-10-14 04:00 | 5.99 | 0 | 0 | 0 | 0 | 0 | 0 | 0 | 0 | 0 | 0 | 0 | 0 | 0 | 0 | 0 | 0
6869 | 6869 | 2019-10-14 05:00 | 6.02 | 0 | 0 | 0 | 0 | 0 | 0 | 0 | 0 | 0 | 0 | 0 | 0 | 0 | 0 | 0 | 0
6870 | 6870 | 2019-10-14 06:00 | 6.04 | 0 | 0 | 0 | 0 | 0 | 0 | 0 | 0 | 0 | 0 | 0 | 0 | 0 | 0 | 0 | 0
6871 | 6871 | 2019-10-14 07:00 | 6.99 | 1.17 | 80 | 14.625 | 99.8294 | 1.27 | 87 | 14.5977 | 99.643 | 1.21 | 83 | 14.5783 | 99.5107 | 1.02 | 70 | 14.5714 | 99.4637
6872 | 6872 | 2019-10-14 08:00 | 7.94 | 3.34 | 226 | 14.7788 | 100.8789 | 3.4 | 230 | 14.7826 | 100.9052 | 3.24 | 219 | 14.7945 | 100.9865 | 1.42 | 99 | 14.3434 | 97.9074
6873 | 6873 | 2019-10-14 09:00 | 8.89 | 5.08 | 346 | 14.6821 | 100.219 | 5.11 | 347 | 14.7262 | 100.5203 | 5.04 | 343 | 14.6939 | 100.2995 | 3.1 | 215 | 14.4186 | 98.4205
6874 | 6874 | 2019-10-14 10:00 | 9.97 | 3.76 | 257 | 14.6304 | 99.8659 | 3.77 | 258 | 14.6124 | 99.7434 | 3.9 | 267 | 14.6067 | 99.7047 | 3.82 | 261 | 14.636 | 99.9045
6875 | 6875 | 2019-10-14 11:00 | 11.05 | 3.22 | 222 | 14.5045 | 99.0069 | 3.22 | 222 | 14.5045 | 99.0069 | 3.36 | 231 | 14.5455 | 99.2864 | 3.35 | 230 | 14.5652 | 99.4213
6876 | 6876 | 2019-10-14 12:00 | 12.13 | 3.96 | 273 | 14.5055 | 99.0136 | 3.96 | 274 | 14.4526 | 98.6523 | 4.08 | 281 | 14.5196 | 99.1097 | 3.99 | 275 | 14.5091 | 99.0382
6877 | 6877 | 2019-10-14 13:00 | 12.36 | 3.37 | 233 | 14.4635 | 98.7271 | 3.37 | 234 | 14.4017 | 98.3052 | 3.49 | 241 | 14.4813 | 98.8487 | 3.34 | 232 | 14.3966 | 98.27
6878 | 6878 | 2019-10-14 14:00 | 12.59 | 2.82 | 195 | 14.4615 | 98.7136 | 2.84 | 197 | 14.4162 | 98.4044 | 2.89 | 201 | 14.3781 | 98.1441 | 2.25 | 157 | 14.3312 | 97.824
6879 | 6879 | 2019-10-14 15:00 | 12.81 | 1.74 | 121 | 14.3802 | 98.1581 | 1.79 | 125 | 14.32 | 97.7474 | 1.77 | 123 | 14.3902 | 98.2269 | 1.34 | 94 | 14.2553 | 97.3059
6880 | 6880 | 2019-10-14 16:00 | 11.94 | 0.18 | 13 | 13.8462 | 94.513 | 0.2 | 15 | 13.3333 | 91.0125 | 0.19 | 14 | 13.5714 | 92.6377 | 0.19 | 14 | 13.5714 | 92.6377
6881 | 6881 | 2019-10-14 17:00 | 11.06 | 0 | 0 | 0 | 0 | 0 | 0 | 0 | 0 | 0 | 0 | 0 | 0 | 0 | 0 | 0 | 0
6882 | 6882 | 2019-10-14 18:00 | 10.19 | 0 | 0 | 0 | 0 | 0 | 0 | 0 | 0 | 0 | 0 | 0 | 0 | 0 | 0 | 0 | 0
6883 | 6883 | 2019-10-14 19:00 | 9.79 | 0 | 0 | 0 | 0 | 0 | 0 | 0 | 0 | 0 | 0 | 0 | 0 | 0 | 0 | 0 | 0
6884 | 6884 | 2019-10-14 20:00 | 9.39 | 0 | 0 | 0 | 0 | 0 | 0 | 0 | 0 | 0 | 0 | 0 | 0 | 0 | 0 | 0 | 0
6885 | 6885 | 2019-10-14 21:00 | 8.99 | 0 | 0 | 0 | 0 | 0 | 0 | 0 | 0 | 0 | 0 | 0 | 0 | 0 | 0 | 0 | 0
6886 | 6886 | 2019-10-14 22:00 | 8.91 | 0 | 0 | 0 | 0 | 0 | 0 | 0 | 0 | 0 | 0 | 0 | 0 | 0 | 0 | 0 | 0
6887 | 6887 | 2019-10-14 23:00 | 8.83 | 0 | 0 | 0 | 0 | 0 | 0 | 0 | 0 | 0 | 0 | 0 | 0 | 0 | 0 | 0 | 0
6888 | 6888 | 2019-10-15 | 8.74 | 0 | 0 | 0 | 0 | 0 | 0 | 0 | 0 | 0 | 0 | 0 | 0 | 0 | 0 | 0 | 0
6889 | 6889 | 2019-10-15 01:00 | 8.22 | 0 | 0 | 0 | 0 | 0 | 0 | 0 | 0 | 0 | 0 | 0 | 0 | 0 | 0 | 0 | 0
6890 | 6890 | 2019-10-15 02:00 | 7.71 | 0 | 0 | 0 | 0 | 0 | 0 | 0 | 0 | 0 | 0 | 0 | 0 | 0 | 0 | 0 | 0
6891 | 6891 | 2019-10-15 03:00 | 7.19 | 0 | 0 | 0 | 0 | 0 | 0 | 0 | 0 | 0 | 0 | 0 | 0 | 0 | 0 | 0 | 0
6892 | 6892 | 2019-10-15 04:00 | 7.08 | 0 | 0 | 0 | 0 | 0 | 0 | 0 | 0 | 0 | 0 | 0 | 0 | 0 | 0 | 0 | 0
6893 | 6893 | 2019-10-15 05:00 | 6.97 | 0 | 0 | 0 | 0 | 0 | 0 | 0 | 0 | 0 | 0 | 0 | 0 | 0 | 0 | 0 | 0
6894 | 6894 | 2019-10-15 06:00 | 6.86 | 0 | 0 | 0 | 0 | 0 | 0 | 0 | 0 | 0 | 0 | 0 | 0 | 0 | 0 | 0 | 0
6895 | 6895 | 2019-10-15 07:00 | 7.73 | 0.8 | 56 | 14.2857 | 97.5134 | 0.87 | 60 | 14.5 | 98.9761 | 0.85 | 59 | 14.4068 | 98.3398 | 0.81 | 56 | 14.4643 | 98.7323
6896 | 6896 | 2019-10-15 08:00 | 8.59 | 2.28 | 157 | 14.5223 | 99.1283 | 2.33 | 159 | 14.6541 | 100.0279 | 2.35 | 161 | 14.5963 | 99.6333 | 1.93 | 133 | 14.5113 | 99.0531
6897 | 6897 | 2019-10-15 09:00 | 9.45 | 4.59 | 315 | 14.5714 | 99.4637 | 4.61 | 317 | 14.5426 | 99.2668 | 4.61 | 317 | 14.5426 | 99.2668 | 3.18 | 222 | 14.3243 | 97.777
6898 | 6898 | 2019-10-15 10:00 | 10.95 | 4.5 | 312 | 14.4231 | 98.451 | 4.5 | 312 | 14.4231 | 98.451 | 4.64 | 321 | 14.4548 | 98.6678 | 4.46 | 309 | 14.4337 | 98.5233
6899 | 6899 | 2019-10-15 11:00 | 12.45 | 5.84 | 409 | 14.2787 | 97.4657 | 5.84 | 410 | 14.2439 | 97.228 | 6.03 | 422 | 14.2891 | 97.5365 | 5.93 | 416 | 14.2548 | 97.3024
6900 | 6900 | 2019-10-15 12:00 | 13.94 | 3.63 | 254 | 14.2913 | 97.5518 | 3.64 | 255 | 14.2745 | 97.4369 | 3.78 | 264 | 14.3182 | 97.735 | 3.75 | 262 | 14.313 | 97.6995
6901 | 6901 | 2019-10-15 13:00 | 14.19 | 3.05 | 214 | 14.2523 | 97.2856 | 3.06 | 215 | 14.2326 | 97.1506 | 3.17 | 222 | 14.2793 | 97.4695 | 3.06 | 215 | 14.2326 | 97.1506
6902 | 6902 | 2019-10-15 14:00 | 14.44 | 3.18 | 223 | 14.2601 | 97.3385 | 3.2 | 225 | 14.2222 | 97.08 | 3.22 | 226 | 14.2478 | 97.2545 | 2.11 | 151 | 13.9735 | 95.3823
6903 | 6903 | 2019-10-15 15:00 | 14.68 | 1.92 | 136 | 14.1176 | 96.3662 | 1.99 | 140 | 14.2143 | 97.0258 | 1.9 | 134 | 14.1791 | 96.7857 | 1.12 | 81 | 13.8272 | 94.3833
6904 | 6904 | 2019-10-15 16:00 | 13.91 | 0.32 | 23 | 13.913 | 94.9696 | 0.37 | 27 | 13.7037 | 93.5406 | 0.33 | 24 | 13.75 | 93.8567 | 0.3 | 22 | 13.6364 | 93.081
6905 | 6905 | 2019-10-15 17:00 | 13.14 | 0 | 0 | 0 | 0 | 0 | 0 | 0 | 0 | 0 | 0 | 0 | 0 | 0 | 0 | 0 | 0
6906 | 6906 | 2019-10-15 18:00 | 12.37 | 0 | 0 | 0 | 0 | 0 | 0 | 0 | 0 | 0 | 0 | 0 | 0 | 0 | 0 | 0 | 0
6907 | 6907 | 2019-10-15 19:00 | 11.99 | 0 | 0 | 0 | 0 | 0 | 0 | 0 | 0 | 0 | 0 | 0 | 0 | 0 | 0 | 0 | 0
6908 | 6908 | 2019-10-15 20:00 | 11.61 | 0 | 0 | 0 | 0 | 0 | 0 | 0 | 0 | 0 | 0 | 0 | 0 | 0 | 0 | 0 | 0
6909 | 6909 | 2019-10-15 21:00 | 11.24 | 0 | 0 | 0 | 0 | 0 | 0 | 0 | 0 | 0 | 0 | 0 | 0 | 0 | 0 | 0 | 0
6910 | 6910 | 2019-10-15 22:00 | 11.2 | 0 | 0 | 0 | 0 | 0 | 0 | 0 | 0 | 0 | 0 | 0 | 0 | 0 | 0 | 0 | 0
6911 | 6911 | 2019-10-15 23:00 | 11.17 | 0 | 0 | 0 | 0 | 0 | 0 | 0 | 0 | 0 | 0 | 0 | 0 | 0 | 0 | 0 | 0
6912 | 6912 | 2019-10-16 | 11.13 | 0 | 0 | 0 | 0 | 0 | 0 | 0 | 0 | 0 | 0 | 0 | 0 | 0 | 0 | 0 | 0
6913 | 6913 | 2019-10-16 01:00 | 11.64 | 0 | 0 | 0 | 0 | 0 | 0 | 0 | 0 | 0 | 0 | 0 | 0 | 0 | 0 | 0 | 0
6914 | 6914 | 2019-10-16 02:00 | 12.16 | 0 | 0 | 0 | 0 | 0 | 0 | 0 | 0 | 0 | 0 | 0 | 0 | 0 | 0 | 0 | 0
6915 | 6915 | 2019-10-16 03:00 | 12.67 | 0 | 0 | 0 | 0 | 0 | 0 | 0 | 0 | 0 | 0 | 0 | 0 | 0 | 0 | 0 | 0
6916 | 6916 | 2019-10-16 04:00 | 12.63 | 0 | 0 | 0 | 0 | 0 | 0 | 0 | 0 | 0 | 0 | 0 | 0 | 0 | 0 | 0 | 0
6917 | 6917 | 2019-10-16 05:00 | 12.6 | 0 | 0 | 0 | 0 | 0 | 0 | 0 | 0 | 0 | 0 | 0 | 0 | 0 | 0 | 0 | 0
6918 | 6918 | 2019-10-16 06:00 | 12.57 | 0 | 0 | 0 | 0 | 0 | 0 | 0 | 0 | 0 | 0 | 0 | 0 | 0 | 0 | 0 | 0
6919 | 6919 | 2019-10-16 07:00 | 12.67 | 0.13 | 9 | 14.4444 | 98.5969 | 0.14 | 10 | 14 | 95.5631 | 0.13 | 10 | 13 | 88.7372 | 0.13 | 10 | 13 | 88.7372
6920 | 6920 | 2019-10-16 08:00 | 12.77 | 0.69 | 49 | 14.0816 | 96.1204 | 0.7 | 50 | 14 | 95.5631 | 0.73 | 52 | 14.0385 | 95.8257 | 0.73 | 52 | 14.0385 | 95.8257
6921 | 6921 | 2019-10-16 09:00 | 12.87 | 0.99 | 70 | 14.1429 | 96.5383 | 1 | 71 | 14.0845 | 96.14 | 1.04 | 74 | 14.0541 | 95.9321 | 1.04 | 74 | 14.0541 | 95.9321
6922 | 6922 | 2019-10-16 10:00 | 13.03 | 1.11 | 78 | 14.2308 | 97.1384 | 1.11 | 78 | 14.2308 | 97.1384 | 1.16 | 82 | 14.1463 | 96.5621 | 1.16 | 82 | 14.1463 | 96.5621
6923 | 6923 | 2019-10-16 11:00 | 13.18 | 1.08 | 76 | 14.2105 | 97.0002 | 1.08 | 76 | 14.2105 | 97.0002 | 1.13 | 80 | 14.125 | 96.4164 | 1.13 | 80 | 14.125 | 96.4164
6924 | 6924 | 2019-10-16 12:00 | 13.33 | 2.75 | 192 | 14.3229 | 97.7673 | 2.75 | 192 | 14.3229 | 97.7673 | 2.87 | 200 | 14.35 | 97.9522 | 2.86 | 200 | 14.3 | 97.6109
6925 | 6925 | 2019-10-16 13:00 | 13.63 | 3.62 | 252 | 14.3651 | 98.0551 | 3.62 | 253 | 14.3083 | 97.6676 | 3.66 | 256 | 14.2969 | 97.5896 | 3.17 | 223 | 14.2152 | 97.0324
6926 | 6926 | 2019-10-16 14:00 | 13.92 | 2.47 | 173 | 14.2775 | 97.457 | 2.49 | 174 | 14.3103 | 97.6815 | 2.47 | 173 | 14.2775 | 97.457 | 1.39 | 100 | 13.9 | 94.8805
6927 | 6927 | 2019-10-16 15:00 | 14.21 | 1.42 | 100 | 14.2 | 96.9283 | 1.47 | 104 | 14.1346 | 96.482 | 1.42 | 101 | 14.0594 | 95.9686 | 0.96 | 69 | 13.913 | 94.9696
6928 | 6928 | 2019-10-16 16:00 | 13.19 | 0.27 | 20 | 13.5 | 92.1502 | 0.32 | 23 | 13.913 | 94.9696 | 0.28 | 21 | 13.3333 | 91.0125 | 0.24 | 18 | 13.3333 | 91.0125
6929 | 6929 | 2019-10-16 17:00 | 12.16 | 0 | 0 | 0 | 0 | 0 | 0 | 0 | 0 | 0 | 0 | 0 | 0 | 0 | 0 | 0 | 0
6930 | 6930 | 2019-10-16 18:00 | 11.14 | 0 | 0 | 0 | 0 | 0 | 0 | 0 | 0 | 0 | 0 | 0 | 0 | 0 | 0 | 0 | 0
6931 | 6931 | 2019-10-16 19:00 | 10.45 | 0 | 0 | 0 | 0 | 0 | 0 | 0 | 0 | 0 | 0 | 0 | 0 | 0 | 0 | 0 | 0
6932 | 6932 | 2019-10-16 20:00 | 9.76 | 0 | 0 | 0 | 0 | 0 | 0 | 0 | 0 | 0 | 0 | 0 | 0 | 0 | 0 | 0 | 0
6933 | 6933 | 2019-10-16 21:00 | 9.07 | 0 | 0 | 0 | 0 | 0 | 0 | 0 | 0 | 0 | 0 | 0 | 0 | 0 | 0 | 0 | 0
6934 | 6934 | 2019-10-16 22:00 | 8.86 | 0 | 0 | 0 | 0 | 0 | 0 | 0 | 0 | 0 | 0 | 0 | 0 | 0 | 0 | 0 | 0
6935 | 6935 | 2019-10-16 23:00 | 8.65 | 0 | 0 | 0 | 0 | 0 | 0 | 0 | 0 | 0 | 0 | 0 | 0 | 0 | 0 | 0 | 0
6936 | 6936 | 2019-10-17 | 8.43 | 0 | 0 | 0 | 0 | 0 | 0 | 0 | 0 | 0 | 0 | 0 | 0 | 0 | 0 | 0 | 0
6937 | 6937 | 2019-10-17 01:00 | 7.86 | 0 | 0 | 0 | 0 | 0 | 0 | 0 | 0 | 0 | 0 | 0 | 0 | 0 | 0 | 0 | 0
6938 | 6938 | 2019-10-17 02:00 | 7.28 | 0 | 0 | 0 | 0 | 0 | 0 | 0 | 0 | 0 | 0 | 0 | 0 | 0 | 0 | 0 | 0
6939 | 6939 | 2019-10-17 03:00 | 6.71 | 0 | 0 | 0 | 0 | 0 | 0 | 0 | 0 | 0 | 0 | 0 | 0 | 0 | 0 | 0 | 0
6940 | 6940 | 2019-10-17 04:00 | 6.52 | 0 | 0 | 0 | 0 | 0 | 0 | 0 | 0 | 0 | 0 | 0 | 0 | 0 | 0 | 0 | 0
6941 | 6941 | 2019-10-17 05:00 | 6.33 | 0 | 0 | 0 | 0 | 0 | 0 | 0 | 0 | 0 | 0 | 0 | 0 | 0 | 0 | 0 | 0
6942 | 6942 | 2019-10-17 06:00 | 6.14 | 0 | 0 | 0 | 0 | 0 | 0 | 0 | 0 | 0 | 0 | 0 | 0 | 0 | 0 | 0 | 0
6943 | 6943 | 2019-10-17 07:00 | 8.59 | 0.87 | 60 | 14.5 | 98.9761 | 0.94 | 65 | 14.4615 | 98.7136 | 0.88 | 62 | 14.1935 | 96.8843 | 0.7 | 49 | 14.2857 | 97.5134
6944 | 6944 | 2019-10-17 08:00 | 11.04 | 2.02 | 140 | 14.4286 | 98.4885 | 2.06 | 143 | 14.4056 | 98.3317 | 2.02 | 140 | 14.4286 | 98.4885 | 1.25 | 88 | 14.2045 | 96.9594
6945 | 6945 | 2019-10-17 09:00 | 13.48 | 3 | 210 | 14.2857 | 97.5134 | 3.02 | 211 | 14.3128 | 97.6983 | 3.02 | 211 | 14.3128 | 97.6983 | 2.11 | 150 | 14.0667 | 96.0182
6946 | 6946 | 2019-10-17 10:00 | 15.1 | 3.49 | 246 | 14.187 | 96.8395 | 3.49 | 246 | 14.187 | 96.8395 | 3.56 | 251 | 14.1833 | 96.8141 | 3.33 | 235 | 14.1702 | 96.725
6947 | 6947 | 2019-10-17 11:00 | 16.71 | 3.86 | 274 | 14.0876 | 96.161 | 3.86 | 274 | 14.0876 | 96.161 | 3.98 | 282 | 14.1135 | 96.3377 | 3.9 | 277 | 14.0794 | 96.1053
6948 | 6948 | 2019-10-17 12:00 | 18.32 | 3.62 | 259 | 13.9768 | 95.405 | 3.62 | 259 | 13.9768 | 95.405 | 3.72 | 266 | 13.985 | 95.4605 | 3.62 | 258 | 14.031 | 95.7748
6949 | 6949 | 2019-10-17 13:00 | 18.29 | 3.31 | 236 | 14.0254 | 95.7367 | 3.32 | 237 | 14.0084 | 95.6207 | 3.36 | 240 | 14 | 95.5631 | 2.93 | 210 | 13.9524 | 95.2381
6950 | 6950 | 2019-10-17 14:00 | 18.26 | 2.33 | 166 | 14.0361 | 95.8099 | 2.35 | 168 | 13.9881 | 95.4819 | 2.34 | 167 | 14.012 | 95.6449 | 1.35 | 99 | 13.6364 | 93.081
6951 | 6951 | 2019-10-17 15:00 | 18.23 | 1.34 | 97 | 13.8144 | 94.2965 | 1.39 | 100 | 13.9 | 94.8805 | 1.35 | 97 | 13.9175 | 95.0002 | 0.93 | 68 | 13.6765 | 93.3547
6952 | 6952 | 2019-10-17 16:00 | 16.47 | 0.25 | 18 | 13.8889 | 94.8047 | 0.29 | 21 | 13.8095 | 94.263 | 0.26 | 19 | 13.6842 | 93.4076 | 0.22 | 17 | 12.9412 | 88.3357
6953 | 6953 | 2019-10-17 17:00 | 14.7 | 0 | 0 | 0 | 0 | 0 | 0 | 0 | 0 | 0 | 0 | 0 | 0 | 0 | 0 | 0 | 0
6954 | 6954 | 2019-10-17 18:00 | 12.94 | 0 | 0 | 0 | 0 | 0 | 0 | 0 | 0 | 0 | 0 | 0 | 0 | 0 | 0 | 0 | 0
6955 | 6955 | 2019-10-17 19:00 | 12.37 | 0 | 0 | 0 | 0 | 0 | 0 | 0 | 0 | 0 | 0 | 0 | 0 | 0 | 0 | 0 | 0
6956 | 6956 | 2019-10-17 20:00 | 11.8 | 0 | 0 | 0 | 0 | 0 | 0 | 0 | 0 | 0 | 0 | 0 | 0 | 0 | 0 | 0 | 0
6957 | 6957 | 2019-10-17 21:00 | 11.24 | 0 | 0 | 0 | 0 | 0 | 0 | 0 | 0 | 0 | 0 | 0 | 0 | 0 | 0 | 0 | 0
6958 | 6958 | 2019-10-17 22:00 | 10.88 | 0 | 0 | 0 | 0 | 0 | 0 | 0 | 0 | 0 | 0 | 0 | 0 | 0 | 0 | 0 | 0
6959 | 6959 | 2019-10-17 23:00 | 10.52 | 0 | 0 | 0 | 0 | 0 | 0 | 0 | 0 | 0 | 0 | 0 | 0 | 0 | 0 | 0 | 0
6960 | 6960 | 2019-10-18 | 10.15 | 0 | 0 | 0 | 0 | 0 | 0 | 0 | 0 | 0 | 0 | 0 | 0 | 0 | 0 | 0 | 0
6961 | 6961 | 2019-10-18 01:00 | 10.6 | 0 | 0 | 0 | 0 | 0 | 0 | 0 | 0 | 0 | 0 | 0 | 0 | 0 | 0 | 0 | 0
6962 | 6962 | 2019-10-18 02:00 | 11.06 | 0 | 0 | 0 | 0 | 0 | 0 | 0 | 0 | 0 | 0 | 0 | 0 | 0 | 0 | 0 | 0
6963 | 6963 | 2019-10-18 03:00 | 11.51 | 0 | 0 | 0 | 0 | 0 | 0 | 0 | 0 | 0 | 0 | 0 | 0 | 0 | 0 | 0 | 0
6964 | 6964 | 2019-10-18 04:00 | 11.42 | 0 | 0 | 0 | 0 | 0 | 0 | 0 | 0 | 0 | 0 | 0 | 0 | 0 | 0 | 0 | 0
6965 | 6965 | 2019-10-18 05:00 | 11.34 | 0 | 0 | 0 | 0 | 0 | 0 | 0 | 0 | 0 | 0 | 0 | 0 | 0 | 0 | 0 | 0
6966 | 6966 | 2019-10-18 06:00 | 11.25 | 0 | 0 | 0 | 0 | 0 | 0 | 0 | 0 | 0 | 0 | 0 | 0 | 0 | 0 | 0 | 0
6967 | 6967 | 2019-10-18 07:00 | 12.35 | 0.78 | 55 | 14.1818 | 96.8042 | 0.85 | 60 | 14.1667 | 96.7008 | 0.8 | 57 | 14.0351 | 95.8026 | 0.66 | 47 | 14.0426 | 95.8536
6968 | 6968 | 2019-10-18 08:00 | 13.44 | 1.85 | 130 | 14.2308 | 97.1384 | 1.88 | 132 | 14.2424 | 97.2179 | 1.85 | 130 | 14.2308 | 97.1384 | 1.21 | 86 | 14.0698 | 96.0394
6969 | 6969 | 2019-10-18 09:00 | 14.53 | 2.59 | 182 | 14.2308 | 97.1384 | 2.61 | 183 | 14.2623 | 97.3536 | 2.63 | 184 | 14.2935 | 97.5664 | 1.92 | 136 | 14.1176 | 96.3662
6970 | 6970 | 2019-10-18 10:00 | 15.32 | 3.25 | 230 | 14.1304 | 96.4535 | 3.26 | 230 | 14.1739 | 96.7503 | 3.33 | 235 | 14.1702 | 96.725 | 3.12 | 220 | 14.1818 | 96.8042
6971 | 6971 | 2019-10-18 11:00 | 16.11 | 3.82 | 271 | 14.0959 | 96.218 | 3.82 | 271 | 14.0959 | 96.218 | 3.94 | 279 | 14.1219 | 96.395 | 3.86 | 273 | 14.1392 | 96.5133
6972 | 6972 | 2019-10-18 12:00 | 16.9 | 3.36 | 239 | 14.0586 | 95.963 | 3.37 | 239 | 14.1004 | 96.2486 | 3.47 | 246 | 14.1057 | 96.2846 | 3.38 | 240 | 14.0833 | 96.132
6973 | 6973 | 2019-10-18 13:00 | 16.43 | 2.51 | 178 | 14.1011 | 96.2534 | 2.52 | 179 | 14.0782 | 96.097 | 2.62 | 186 | 14.086 | 96.1503 | 2.56 | 182 | 14.0659 | 96.0132
6974 | 6974 | 2019-10-18 14:00 | 15.95 | 0.66 | 48 | 13.75 | 93.8567 | 0.67 | 49 | 13.6735 | 93.3343 | 0.7 | 51 | 13.7255 | 93.6894 | 0.7 | 51 | 13.7255 | 93.6894
6975 | 6975 | 2019-10-18 15:00 | 15.47 | 0.99 | 71 | 13.9437 | 95.1786 | 1.03 | 74 | 13.9189 | 95.0097 | 1.05 | 75 | 14 | 95.5631 | 1 | 72 | 13.8889 | 94.8047
6976 | 6976 | 2019-10-18 16:00 | 14.22 | 0.23 | 17 | 13.5294 | 92.3509 | 0.27 | 20 | 13.5 | 92.1502 | 0.25 | 18 | 13.8889 | 94.8047 | 0.21 | 16 | 13.125 | 89.5904
6977 | 6977 | 2019-10-18 17:00 | 12.96 | 0 | 0 | 0 | 0 | 0 | 0 | 0 | 0 | 0 | 0 | 0 | 0 | 0 | 0 | 0 | 0
6978 | 6978 | 2019-10-18 18:00 | 11.71 | 0 | 0 | 0 | 0 | 0 | 0 | 0 | 0 | 0 | 0 | 0 | 0 | 0 | 0 | 0 | 0
6979 | 6979 | 2019-10-18 19:00 | 11.12 | 0 | 0 | 0 | 0 | 0 | 0 | 0 | 0 | 0 | 0 | 0 | 0 | 0 | 0 | 0 | 0
6980 | 6980 | 2019-10-18 20:00 | 10.54 | 0 | 0 | 0 | 0 | 0 | 0 | 0 | 0 | 0 | 0 | 0 | 0 | 0 | 0 | 0 | 0
6981 | 6981 | 2019-10-18 21:00 | 9.96 | 0 | 0 | 0 | 0 | 0 | 0 | 0 | 0 | 0 | 0 | 0 | 0 | 0 | 0 | 0 | 0
6982 | 6982 | 2019-10-18 22:00 | 9.93 | 0 | 0 | 0 | 0 | 0 | 0 | 0 | 0 | 0 | 0 | 0 | 0 | 0 | 0 | 0 | 0
6983 | 6983 | 2019-10-18 23:00 | 9.9 | 0 | 0 | 0 | 0 | 0 | 0 | 0 | 0 | 0 | 0 | 0 | 0 | 0 | 0 | 0 | 0
6984 | 6984 | 2019-10-19 | 9.86 | 0 | 0 | 0 | 0 | 0 | 0 | 0 | 0 | 0 | 0 | 0 | 0 | 0 | 0 | 0 | 0
6985 | 6985 | 2019-10-19 01:00 | 9.44 | 0 | 0 | 0 | 0 | 0 | 0 | 0 | 0 | 0 | 0 | 0 | 0 | 0 | 0 | 0 | 0
6986 | 6986 | 2019-10-19 02:00 | 9.02 | 0 | 0 | 0 | 0 | 0 | 0 | 0 | 0 | 0 | 0 | 0 | 0 | 0 | 0 | 0 | 0
6987 | 6987 | 2019-10-19 03:00 | 8.6 | 0 | 0 | 0 | 0 | 0 | 0 | 0 | 0 | 0 | 0 | 0 | 0 | 0 | 0 | 0 | 0
6988 | 6988 | 2019-10-19 04:00 | 8.2 | 0 | 0 | 0 | 0 | 0 | 0 | 0 | 0 | 0 | 0 | 0 | 0 | 0 | 0 | 0 | 0
6989 | 6989 | 2019-10-19 05:00 | 7.81 | 0 | 0 | 0 | 0 | 0 | 0 | 0 | 0 | 0 | 0 | 0 | 0 | 0 | 0 | 0 | 0
6990 | 6990 | 2019-10-19 06:00 | 7.41 | 0 | 0 | 0 | 0 | 0 | 0 | 0 | 0 | 0 | 0 | 0 | 0 | 0 | 0 | 0 | 0
6991 | 6991 | 2019-10-19 07:00 | 9.37 | 1.15 | 80 | 14.375 | 98.1229 | 1.24 | 86 | 14.4186 | 98.4205 | 1.14 | 79 | 14.4304 | 98.5009 | 0.72 | 51 | 14.1176 | 96.3662
6992 | 6992 | 2019-10-19 08:00 | 11.33 | 2.86 | 198 | 14.4444 | 98.5969 | 2.91 | 201 | 14.4776 | 98.8233 | 2.81 | 194 | 14.4845 | 98.8706 | 1.45 | 103 | 14.0777 | 96.0933
6993 | 6993 | 2019-10-19 09:00 | 13.28 | 4.11 | 287 | 14.3206 | 97.7512 | 4.13 | 288 | 14.3403 | 97.8859 | 4.14 | 289 | 14.3253 | 97.7833 | 2.88 | 204 | 14.1176 | 96.3662
6994 | 6994 | 2019-10-19 10:00 | 14.09 | 3.33 | 233 | 14.2918 | 97.5553 | 3.34 | 234 | 14.2735 | 97.4301 | 3.46 | 242 | 14.2975 | 97.594 | 3.38 | 237 | 14.2616 | 97.3488
6995 | 6995 | 2019-10-19 11:00 | 14.89 | 1.94 | 137 | 14.1606 | 96.6593 | 1.94 | 137 | 14.1606 | 96.6593 | 2.03 | 143 | 14.1958 | 96.8997 | 2.03 | 143 | 14.1958 | 96.8997
6996 | 6996 | 2019-10-19 12:00 | 15.69 | 1.5 | 106 | 14.1509 | 96.5935 | 1.5 | 107 | 14.0187 | 95.6907 | 1.57 | 111 | 14.1441 | 96.5471 | 1.57 | 111 | 14.1441 | 96.5471
6997 | 6997 | 2019-10-19 13:00 | 15.02 | 0.86 | 61 | 14.0984 | 96.2345 | 0.86 | 62 | 13.871 | 94.6824 | 0.9 | 64 | 14.0625 | 95.9898 | 0.9 | 64 | 14.0625 | 95.9898
6998 | 6998 | 2019-10-19 14:00 | 14.35 | 0.54 | 39 | 13.8462 | 94.513 | 0.55 | 40 | 13.75 | 93.8567 | 0.58 | 42 | 13.8095 | 94.263 | 0.58 | 42 | 13.8095 | 94.263
6999 | 6999 | 2019-10-19 15:00 | 13.67 | 0.16 | 12 | 13.3333 | 91.0125 | 0.17 | 12 | 14.1667 | 96.7008 | 0.17 | 13 | 13.0769 | 89.2623 | 0.17 | 13 | 13.0769 | 89.2623
7000 | 7000 | 2019-10-19 16:00 | 12.95 | 0.18 | 14 | 12.8571 | 87.7621 | 0.22 | 16 | 13.75 | 93.8567 | 0.21 | 15 | 14 | 95.5631 | 0.19 | 14 | 13.5714 | 92.6377
7001 | 7001 | 2019-10-19 17:00 | 12.24 | 0 | 0 | 0 | 0 | 0 | 0 | 0 | 0 | 0 | 0 | 0 | 0 | 0 | 0 | 0 | 0
7002 | 7002 | 2019-10-19 18:00 | 11.52 | 0 | 0 | 0 | 0 | 0 | 0 | 0 | 0 | 0 | 0 | 0 | 0 | 0 | 0 | 0 | 0
7003 | 7003 | 2019-10-19 19:00 | 10.94 | 0 | 0 | 0 | 0 | 0 | 0 | 0 | 0 | 0 | 0 | 0 | 0 | 0 | 0 | 0 | 0
7004 | 7004 | 2019-10-19 20:00 | 10.36 | 0 | 0 | 0 | 0 | 0 | 0 | 0 | 0 | 0 | 0 | 0 | 0 | 0 | 0 | 0 | 0
7005 | 7005 | 2019-10-19 21:00 | 9.79 | 0 | 0 | 0 | 0 | 0 | 0 | 0 | 0 | 0 | 0 | 0 | 0 | 0 | 0 | 0 | 0
7006 | 7006 | 2019-10-19 22:00 | 9.38 | 0 | 0 | 0 | 0 | 0 | 0 | 0 | 0 | 0 | 0 | 0 | 0 | 0 | 0 | 0 | 0
7007 | 7007 | 2019-10-19 23:00 | 8.97 | 0 | 0 | 0 | 0 | 0 | 0 | 0 | 0 | 0 | 0 | 0 | 0 | 0 | 0 | 0 | 0
7008 | 7008 | 2019-10-20 | 8.55 | 0 | 0 | 0 | 0 | 0 | 0 | 0 | 0 | 0 | 0 | 0 | 0 | 0 | 0 | 0 | 0
7009 | 7009 | 2019-10-20 01:00 | 8.31 | 0 | 0 | 0 | 0 | 0 | 0 | 0 | 0 | 0 | 0 | 0 | 0 | 0 | 0 | 0 | 0
7010 | 7010 | 2019-10-20 02:00 | 8.06 | 0 | 0 | 0 | 0 | 0 | 0 | 0 | 0 | 0 | 0 | 0 | 0 | 0 | 0 | 0 | 0
7011 | 7011 | 2019-10-20 03:00 | 7.82 | 0 | 0 | 0 | 0 | 0 | 0 | 0 | 0 | 0 | 0 | 0 | 0 | 0 | 0 | 0 | 0
7012 | 7012 | 2019-10-20 04:00 | 7.67 | 0 | 0 | 0 | 0 | 0 | 0 | 0 | 0 | 0 | 0 | 0 | 0 | 0 | 0 | 0 | 0
7013 | 7013 | 2019-10-20 05:00 | 7.53 | 0 | 0 | 0 | 0 | 0 | 0 | 0 | 0 | 0 | 0 | 0 | 0 | 0 | 0 | 0 | 0
7014 | 7014 | 2019-10-20 06:00 | 7.38 | 0 | 0 | 0 | 0 | 0 | 0 | 0 | 0 | 0 | 0 | 0 | 0 | 0 | 0 | 0 | 0
7015 | 7015 | 2019-10-20 07:00 | 8.12 | 1.11 | 77 | 14.4156 | 98.3999 | 1.21 | 83 | 14.5783 | 99.5107 | 1.1 | 76 | 14.4737 | 98.7965 | 0.69 | 48 | 14.375 | 98.1229
7016 | 7016 | 2019-10-20 08:00 | 8.85 | 0.75 | 53 | 14.1509 | 96.5935 | 0.77 | 54 | 14.2593 | 97.3328 | 0.8 | 56 | 14.2857 | 97.5134 | 0.8 | 56 | 14.2857 | 97.5134
7017 | 7017 | 2019-10-20 09:00 | 9.58 | 0.74 | 52 | 14.2308 | 97.1384 | 0.74 | 52 | 14.2308 | 97.1384 | 0.78 | 54 | 14.4444 | 98.5969 | 0.78 | 54 | 14.4444 | 98.5969
7018 | 7018 | 2019-10-20 10:00 | 9.81 | 1.07 | 75 | 14.2667 | 97.3834 | 1.07 | 75 | 14.2667 | 97.3834 | 1.12 | 78 | 14.359 | 98.0135 | 1.12 | 78 | 14.359 | 98.0135
7019 | 7019 | 2019-10-20 11:00 | 10.04 | 1.5 | 104 | 14.4231 | 98.451 | 1.5 | 104 | 14.4231 | 98.451 | 1.57 | 109 | 14.4037 | 98.3186 | 1.57 | 109 | 14.4037 | 98.3186
7020 | 7020 | 2019-10-20 12:00 | 10.26 | 1.06 | 74 | 14.3243 | 97.777 | 1.06 | 74 | 14.3243 | 97.777 | 1.11 | 77 | 14.4156 | 98.3999 | 1.11 | 77 | 14.4156 | 98.3999
7021 | 7021 | 2019-10-20 13:00 | 10.47 | 1.08 | 76 | 14.2105 | 97.0002 | 1.08 | 76 | 14.2105 | 97.0002 | 1.14 | 79 | 14.4304 | 98.5009 | 1.14 | 79 | 14.4304 | 98.5009
7022 | 7022 | 2019-10-20 14:00 | 10.68 | 1.37 | 95 | 14.4211 | 98.4372 | 1.38 | 96 | 14.375 | 98.1229 | 1.44 | 100 | 14.4 | 98.2935 | 1.42 | 99 | 14.3434 | 97.9074
7023 | 7023 | 2019-10-20 15:00 | 10.89 | 1.05 | 74 | 14.1892 | 96.8545 | 1.09 | 76 | 14.3421 | 97.8983 | 1.1 | 77 | 14.2857 | 97.5134 | 1.02 | 71 | 14.3662 | 98.0628
7024 | 7024 | 2019-10-20 16:00 | 10.29 | 0.17 | 13 | 13.0769 | 89.2623 | 0.21 | 15 | 14 | 95.5631 | 0.2 | 15 | 13.3333 | 91.0125 | 0.18 | 13 | 13.8462 | 94.513
7025 | 7025 | 2019-10-20 17:00 | 9.69 | 0 | 0 | 0 | 0 | 0 | 0 | 0 | 0 | 0 | 0 | 0 | 0 | 0 | 0 | 0 | 0
7026 | 7026 | 2019-10-20 18:00 | 9.09 | 0 | 0 | 0 | 0 | 0 | 0 | 0 | 0 | 0 | 0 | 0 | 0 | 0 | 0 | 0 | 0
7027 | 7027 | 2019-10-20 19:00 | 8.69 | 0 | 0 | 0 | 0 | 0 | 0 | 0 | 0 | 0 | 0 | 0 | 0 | 0 | 0 | 0 | 0
7028 | 7028 | 2019-10-20 20:00 | 8.29 | 0 | 0 | 0 | 0 | 0 | 0 | 0 | 0 | 0 | 0 | 0 | 0 | 0 | 0 | 0 | 0
7029 | 7029 | 2019-10-20 21:00 | 7.9 | 0 | 0 | 0 | 0 | 0 | 0 | 0 | 0 | 0 | 0 | 0 | 0 | 0 | 0 | 0 | 0
7030 | 7030 | 2019-10-20 22:00 | 7.76 | 0 | 0 | 0 | 0 | 0 | 0 | 0 | 0 | 0 | 0 | 0 | 0 | 0 | 0 | 0 | 0
7031 | 7031 | 2019-10-20 23:00 | 7.63 | 0 | 0 | 0 | 0 | 0 | 0 | 0 | 0 | 0 | 0 | 0 | 0 | 0 | 0 | 0 | 0
7032 | 7032 | 2019-10-21 | 7.49 | 0 | 0 | 0 | 0 | 0 | 0 | 0 | 0 | 0 | 0 | 0 | 0 | 0 | 0 | 0 | 0
7033 | 7033 | 2019-10-21 01:00 | 7.58 | 0 | 0 | 0 | 0 | 0 | 0 | 0 | 0 | 0 | 0 | 0 | 0 | 0 | 0 | 0 | 0
7034 | 7034 | 2019-10-21 02:00 | 7.67 | 0 | 0 | 0 | 0 | 0 | 0 | 0 | 0 | 0 | 0 | 0 | 0 | 0 | 0 | 0 | 0
7035 | 7035 | 2019-10-21 03:00 | 7.76 | 0 | 0 | 0 | 0 | 0 | 0 | 0 | 0 | 0 | 0 | 0 | 0 | 0 | 0 | 0 | 0
7036 | 7036 | 2019-10-21 04:00 | 7.85 | 0 | 0 | 0 | 0 | 0 | 0 | 0 | 0 | 0 | 0 | 0 | 0 | 0 | 0 | 0 | 0
7037 | 7037 | 2019-10-21 05:00 | 7.95 | 0 | 0 | 0 | 0 | 0 | 0 | 0 | 0 | 0 | 0 | 0 | 0 | 0 | 0 | 0 | 0
7038 | 7038 | 2019-10-21 06:00 | 8.04 | 0 | 0 | 0 | 0 | 0 | 0 | 0 | 0 | 0 | 0 | 0 | 0 | 0 | 0 | 0 | 0
7039 | 7039 | 2019-10-21 07:00 | 8.33 | 0.73 | 51 | 14.3137 | 97.7046 | 0.79 | 55 | 14.3636 | 98.0453 | 0.76 | 53 | 14.3396 | 97.8814 | 0.71 | 50 | 14.2 | 96.9283
7040 | 7040 | 2019-10-21 08:00 | 8.62 | 1.47 | 102 | 14.4118 | 98.3738 | 1.5 | 104 | 14.4231 | 98.451 | 1.55 | 107 | 14.486 | 98.8804 | 1.47 | 102 | 14.4118 | 98.3738
7041 | 7041 | 2019-10-21 09:00 | 8.91 | 1.01 | 70 | 14.4286 | 98.4885 | 1.01 | 71 | 14.2254 | 97.1014 | 1.06 | 74 | 14.3243 | 97.777 | 1.06 | 74 | 14.3243 | 97.777
7042 | 7042 | 2019-10-21 10:00 | 8.99 | 1.06 | 74 | 14.3243 | 97.777 | 1.06 | 74 | 14.3243 | 97.777 | 1.11 | 77 | 14.4156 | 98.3999 | 1.11 | 77 | 14.4156 | 98.3999
7043 | 7043 | 2019-10-21 11:00 | 9.07 | 1.61 | 112 | 14.375 | 98.1229 | 1.62 | 112 | 14.4643 | 98.7323 | 1.69 | 117 | 14.4444 | 98.5969 | 1.69 | 117 | 14.4444 | 98.5969
7044 | 7044 | 2019-10-21 12:00 | 9.14 | 1.42 | 98 | 14.4898 | 98.9065 | 1.42 | 99 | 14.3434 | 97.9074 | 1.49 | 103 | 14.466 | 98.7442 | 1.49 | 103 | 14.466 | 98.7442
7045 | 7045 | 2019-10-21 13:00 | 9.1 | 0.9 | 63 | 14.2857 | 97.5134 | 0.91 | 63 | 14.4444 | 98.5969 | 0.95 | 66 | 14.3939 | 98.2521 | 0.95 | 66 | 14.3939 | 98.2521
7046 | 7046 | 2019-10-21 14:00 | 9.06 | 2.66 | 183 | 14.5355 | 99.2186 | 2.68 | 185 | 14.4865 | 98.8839 | 2.72 | 187 | 14.5455 | 99.2864 | 1.99 | 138 | 14.4203 | 98.432
7047 | 7047 | 2019-10-21 15:00 | 9.01 | 1.5 | 104 | 14.4231 | 98.451 | 1.55 | 107 | 14.486 | 98.8804 | 1.51 | 104 | 14.5192 | 99.1074 | 1.03 | 72 | 14.3056 | 97.6488
7048 | 7048 | 2019-10-21 16:00 | 8.9 | 0.13 | 9 | 14.4444 | 98.5969 | 0.15 | 11 | 13.6364 | 93.081 | 0.16 | 11 | 14.5455 | 99.2864 | 0.16 | 11 | 14.5455 | 99.2864
7049 | 7049 | 2019-10-21 17:00 | 8.8 | 0 | 0 | 0 | 0 | 0 | 0 | 0 | 0 | 0 | 0 | 0 | 0 | 0 | 0 | 0 | 0
7050 | 7050 | 2019-10-21 18:00 | 8.69 | 0 | 0 | 0 | 0 | 0 | 0 | 0 | 0 | 0 | 0 | 0 | 0 | 0 | 0 | 0 | 0
7051 | 7051 | 2019-10-21 19:00 | 8.47 | 0 | 0 | 0 | 0 | 0 | 0 | 0 | 0 | 0 | 0 | 0 | 0 | 0 | 0 | 0 | 0
7052 | 7052 | 2019-10-21 20:00 | 8.26 | 0 | 0 | 0 | 0 | 0 | 0 | 0 | 0 | 0 | 0 | 0 | 0 | 0 | 0 | 0 | 0
7053 | 7053 | 2019-10-21 21:00 | 8.05 | 0 | 0 | 0 | 0 | 0 | 0 | 0 | 0 | 0 | 0 | 0 | 0 | 0 | 0 | 0 | 0
7054 | 7054 | 2019-10-21 22:00 | 7.82 | 0 | 0 | 0 | 0 | 0 | 0 | 0 | 0 | 0 | 0 | 0 | 0 | 0 | 0 | 0 | 0
7055 | 7055 | 2019-10-21 23:00 | 7.59 | 0 | 0 | 0 | 0 | 0 | 0 | 0 | 0 | 0 | 0 | 0 | 0 | 0 | 0 | 0 | 0
7056 | 7056 | 2019-10-22 | 7.36 | 0 | 0 | 0 | 0 | 0 | 0 | 0 | 0 | 0 | 0 | 0 | 0 | 0 | 0 | 0 | 0
7057 | 7057 | 2019-10-22 01:00 | 6.89 | 0 | 0 | 0 | 0 | 0 | 0 | 0 | 0 | 0 | 0 | 0 | 0 | 0 | 0 | 0 | 0
7058 | 7058 | 2019-10-22 02:00 | 6.41 | 0 | 0 | 0 | 0 | 0 | 0 | 0 | 0 | 0 | 0 | 0 | 0 | 0 | 0 | 0 | 0
7059 | 7059 | 2019-10-22 03:00 | 5.94 | 0 | 0 | 0 | 0 | 0 | 0 | 0 | 0 | 0 | 0 | 0 | 0 | 0 | 0 | 0 | 0
7060 | 7060 | 2019-10-22 04:00 | 5.77 | 0 | 0 | 0 | 0 | 0 | 0 | 0 | 0 | 0 | 0 | 0 | 0 | 0 | 0 | 0 | 0
7061 | 7061 | 2019-10-22 05:00 | 5.61 | 0 | 0 | 0 | 0 | 0 | 0 | 0 | 0 | 0 | 0 | 0 | 0 | 0 | 0 | 0 | 0
7062 | 7062 | 2019-10-22 06:00 | 5.45 | 0 | 0 | 0 | 0 | 0 | 0 | 0 | 0 | 0 | 0 | 0 | 0 | 0 | 0 | 0 | 0
7063 | 7063 | 2019-10-22 07:00 | 6.03 | 0.6 | 42 | 14.2857 | 97.5134 | 0.66 | 46 | 14.3478 | 97.9374 | 0.64 | 44 | 14.5455 | 99.2864 | 0.62 | 43 | 14.4186 | 98.4205
7064 | 7064 | 2019-10-22 08:00 | 6.61 | 1.28 | 88 | 14.5455 | 99.2864 | 1.3 | 89 | 14.6067 | 99.7047 | 1.35 | 93 | 14.5161 | 99.0862 | 1.31 | 90 | 14.5556 | 99.3553
7065 | 7065 | 2019-10-22 09:00 | 7.18 | 2.46 | 168 | 14.6429 | 99.9512 | 2.47 | 169 | 14.6154 | 99.7637 | 2.57 | 176 | 14.6023 | 99.6742 | 2.37 | 162 | 14.6296 | 99.861
7066 | 7066 | 2019-10-22 10:00 | 7.81 | 3.59 | 246 | 14.5935 | 99.6143 | 3.6 | 247 | 14.5749 | 99.4874 | 3.73 | 255 | 14.6275 | 99.8461 | 3.6 | 247 | 14.5749 | 99.4874
7067 | 7067 | 2019-10-22 11:00 | 8.44 | 5.07 | 351 | 14.4444 | 98.5969 | 5.08 | 351 | 14.4729 | 98.7914 | 5.24 | 362 | 14.4751 | 98.8064 | 5.13 | 354 | 14.4915 | 98.9183
7068 | 7068 | 2019-10-22 12:00 | 9.06 | 2.11 | 146 | 14.4521 | 98.6488 | 2.12 | 146 | 14.5205 | 99.1164 | 2.22 | 153 | 14.5098 | 99.043 | 2.21 | 152 | 14.5395 | 99.2456
7069 | 7069 | 2019-10-22 13:00 | 9.35 | 1.35 | 94 | 14.3617 | 98.0321 | 1.36 | 94 | 14.4681 | 98.7583 | 1.43 | 99 | 14.4444 | 98.5969 | 1.43 | 99 | 14.4444 | 98.5969
7070 | 7070 | 2019-10-22 14:00 | 9.63 | 1.42 | 99 | 14.3434 | 97.9074 | 1.43 | 100 | 14.3 | 97.6109 | 1.5 | 104 | 14.4231 | 98.451 | 1.45 | 101 | 14.3564 | 97.9961
7071 | 7071 | 2019-10-22 15:00 | 9.91 | 0.67 | 47 | 14.2553 | 97.3059 | 0.69 | 49 | 14.0816 | 96.1204 | 0.71 | 50 | 14.2 | 96.9283 | 0.7 | 49 | 14.2857 | 97.5134
7072 | 7072 | 2019-10-22 16:00 | 9.08 | 0 | 0 | 0 | 0 | 0 | 0 | 0 | 0 | 0 | 0 | 0 | 0 | 0 | 0 | 0 | 0
7073 | 7073 | 2019-10-22 17:00 | 8.24 | 0 | 0 | 0 | 0 | 0 | 0 | 0 | 0 | 0 | 0 | 0 | 0 | 0 | 0 | 0 | 0
7074 | 7074 | 2019-10-22 18:00 | 7.41 | 0 | 0 | 0 | 0 | 0 | 0 | 0 | 0 | 0 | 0 | 0 | 0 | 0 | 0 | 0 | 0
7075 | 7075 | 2019-10-22 19:00 | 7.21 | 0 | 0 | 0 | 0 | 0 | 0 | 0 | 0 | 0 | 0 | 0 | 0 | 0 | 0 | 0 | 0
7076 | 7076 | 2019-10-22 20:00 | 7.02 | 0 | 0 | 0 | 0 | 0 | 0 | 0 | 0 | 0 | 0 | 0 | 0 | 0 | 0 | 0 | 0
7077 | 7077 | 2019-10-22 21:00 | 6.83 | 0 | 0 | 0 | 0 | 0 | 0 | 0 | 0 | 0 | 0 | 0 | 0 | 0 | 0 | 0 | 0
7078 | 7078 | 2019-10-22 22:00 | 6.8 | 0 | 0 | 0 | 0 | 0 | 0 | 0 | 0 | 0 | 0 | 0 | 0 | 0 | 0 | 0 | 0
7079 | 7079 | 2019-10-22 23:00 | 6.77 | 0 | 0 | 0 | 0 | 0 | 0 | 0 | 0 | 0 | 0 | 0 | 0 | 0 | 0 | 0 | 0
7080 | 7080 | 2019-10-23 | 6.74 | 0 | 0 | 0 | 0 | 0 | 0 | 0 | 0 | 0 | 0 | 0 | 0 | 0 | 0 | 0 | 0
7081 | 7081 | 2019-10-23 01:00 | 6.69 | 0 | 0 | 0 | 0 | 0 | 0 | 0 | 0 | 0 | 0 | 0 | 0 | 0 | 0 | 0 | 0
7082 | 7082 | 2019-10-23 02:00 | 6.65 | 0 | 0 | 0 | 0 | 0 | 0 | 0 | 0 | 0 | 0 | 0 | 0 | 0 | 0 | 0 | 0
7083 | 7083 | 2019-10-23 03:00 | 6.6 | 0 | 0 | 0 | 0 | 0 | 0 | 0 | 0 | 0 | 0 | 0 | 0 | 0 | 0 | 0 | 0
7084 | 7084 | 2019-10-23 04:00 | 6.72 | 0 | 0 | 0 | 0 | 0 | 0 | 0 | 0 | 0 | 0 | 0 | 0 | 0 | 0 | 0 | 0
7085 | 7085 | 2019-10-23 05:00 | 6.84 | 0 | 0 | 0 | 0 | 0 | 0 | 0 | 0 | 0 | 0 | 0 | 0 | 0 | 0 | 0 | 0
7086 | 7086 | 2019-10-23 06:00 | 6.96 | 0 | 0 | 0 | 0 | 0 | 0 | 0 | 0 | 0 | 0 | 0 | 0 | 0 | 0 | 0 | 0
7087 | 7087 | 2019-10-23 07:00 | 7.5 | 0.66 | 46 | 14.3478 | 97.9374 | 0.72 | 50 | 14.4 | 98.2935 | 0.69 | 48 | 14.375 | 98.1229 | 0.65 | 45 | 14.4444 | 98.5969
7088 | 7088 | 2019-10-23 08:00 | 8.04 | 1.44 | 99 | 14.5455 | 99.2864 | 1.46 | 101 | 14.4554 | 98.672 | 1.51 | 104 | 14.5192 | 99.1074 | 1.42 | 98 | 14.4898 | 98.9065
7089 | 7089 | 2019-10-23 09:00 | 8.57 | 1.18 | 82 | 14.3902 | 98.2269 | 1.18 | 82 | 14.3902 | 98.2269 | 1.24 | 86 | 14.4186 | 98.4205 | 1.24 | 86 | 14.4186 | 98.4205
7090 | 7090 | 2019-10-23 10:00 | 8.87 | 3.1 | 214 | 14.486 | 98.8804 | 3.11 | 215 | 14.4651 | 98.738 | 3.23 | 223 | 14.4843 | 98.869 | 3.15 | 217 | 14.5161 | 99.0862
7091 | 7091 | 2019-10-23 11:00 | 9.17 | 3.52 | 243 | 14.4856 | 98.8778 | 3.52 | 244 | 14.4262 | 98.4726 | 3.67 | 253 | 14.5059 | 99.0166 | 3.63 | 251 | 14.4622 | 98.7178
7092 | 7092 | 2019-10-23 12:00 | 9.47 | 1.08 | 76 | 14.2105 | 97.0002 | 1.08 | 76 | 14.2105 | 97.0002 | 1.13 | 79 | 14.3038 | 97.6368 | 1.13 | 79 | 14.3038 | 97.6368
7093 | 7093 | 2019-10-23 13:00 | 9.69 | 0.89 | 62 | 14.3548 | 97.9852 | 0.89 | 62 | 14.3548 | 97.9852 | 0.93 | 65 | 14.3077 | 97.6634 | 0.93 | 65 | 14.3077 | 97.6634
7094 | 7094 | 2019-10-23 14:00 | 9.9 | 2.59 | 179 | 14.4693 | 98.7664 | 2.62 | 181 | 14.4751 | 98.8064 | 2.65 | 183 | 14.4809 | 98.8456 | 1.88 | 132 | 14.2424 | 97.2179
7095 | 7095 | 2019-10-23 15:00 | 10.11 | 1.53 | 106 | 14.434 | 98.5253 | 1.59 | 110 | 14.4545 | 98.6658 | 1.5 | 104 | 14.4231 | 98.451 | 0.82 | 58 | 14.1379 | 96.5046
7096 | 7096 | 2019-10-23 16:00 | 9.24 | 0 | 0 | 0 | 0 | 0 | 0 | 0 | 0 | 0 | 0 | 0 | 0 | 0 | 0 | 0 | 0
7097 | 7097 | 2019-10-23 17:00 | 8.38 | 0 | 0 | 0 | 0 | 0 | 0 | 0 | 0 | 0 | 0 | 0 | 0 | 0 | 0 | 0 | 0
7098 | 7098 | 2019-10-23 18:00 | 7.51 | 0 | 0 | 0 | 0 | 0 | 0 | 0 | 0 | 0 | 0 | 0 | 0 | 0 | 0 | 0 | 0
7099 | 7099 | 2019-10-23 19:00 | 7.15 | 0 | 0 | 0 | 0 | 0 | 0 | 0 | 0 | 0 | 0 | 0 | 0 | 0 | 0 | 0 | 0
7100 | 7100 | 2019-10-23 20:00 | 6.79 | 0 | 0 | 0 | 0 | 0 | 0 | 0 | 0 | 0 | 0 | 0 | 0 | 0 | 0 | 0 | 0
7101 | 7101 | 2019-10-23 21:00 | 6.43 | 0 | 0 | 0 | 0 | 0 | 0 | 0 | 0 | 0 | 0 | 0 | 0 | 0 | 0 | 0 | 0
7102 | 7102 | 2019-10-23 22:00 | 6.3 | 0 | 0 | 0 | 0 | 0 | 0 | 0 | 0 | 0 | 0 | 0 | 0 | 0 | 0 | 0 | 0
7103 | 7103 | 2019-10-23 23:00 | 6.17 | 0 | 0 | 0 | 0 | 0 | 0 | 0 | 0 | 0 | 0 | 0 | 0 | 0 | 0 | 0 | 0
7104 | 7104 | 2019-10-24 | 6.03 | 0 | 0 | 0 | 0 | 0 | 0 | 0 | 0 | 0 | 0 | 0 | 0 | 0 | 0 | 0 | 0
7105 | 7105 | 2019-10-24 01:00 | 5.31 | 0 | 0 | 0 | 0 | 0 | 0 | 0 | 0 | 0 | 0 | 0 | 0 | 0 | 0 | 0 | 0
7106 | 7106 | 2019-10-24 02:00 | 4.59 | 0 | 0 | 0 | 0 | 0 | 0 | 0 | 0 | 0 | 0 | 0 | 0 | 0 | 0 | 0 | 0
7107 | 7107 | 2019-10-24 03:00 | 3.87 | 0 | 0 | 0 | 0 | 0 | 0 | 0 | 0 | 0 | 0 | 0 | 0 | 0 | 0 | 0 | 0
7108 | 7108 | 2019-10-24 04:00 | 3.93 | 0 | 0 | 0 | 0 | 0 | 0 | 0 | 0 | 0 | 0 | 0 | 0 | 0 | 0 | 0 | 0
7109 | 7109 | 2019-10-24 05:00 | 4 | 0 | 0 | 0 | 0 | 0 | 0 | 0 | 0 | 0 | 0 | 0 | 0 | 0 | 0 | 0 | 0
7110 | 7110 | 2019-10-24 06:00 | 4.06 | 0 | 0 | 0 | 0 | 0 | 0 | 0 | 0 | 0 | 0 | 0 | 0 | 0 | 0 | 0 | 0
7111 | 7111 | 2019-10-24 07:00 | 5.02 | 0.8 | 55 | 14.5455 | 99.2864 | 0.87 | 60 | 14.5 | 98.9761 | 0.82 | 56 | 14.6429 | 99.9512 | 0.69 | 47 | 14.6809 | 100.2106
7112 | 7112 | 2019-10-24 08:00 | 5.98 | 1.96 | 133 | 14.7368 | 100.5928 | 2 | 136 | 14.7059 | 100.3814 | 2.02 | 137 | 14.7445 | 100.6452 | 1.63 | 112 | 14.5536 | 99.3418
7113 | 7113 | 2019-10-24 09:00 | 6.93 | 2.37 | 162 | 14.6296 | 99.861 | 2.39 | 163 | 14.6626 | 100.0858 | 2.48 | 169 | 14.6746 | 100.1676 | 2.28 | 156 | 14.6154 | 99.7637
7114 | 7114 | 2019-10-24 10:00 | 7.86 | 2.56 | 175 | 14.6286 | 99.8537 | 2.56 | 176 | 14.5455 | 99.2864 | 2.68 | 183 | 14.6448 | 99.9646 | 2.64 | 181 | 14.5856 | 99.5607
7115 | 7115 | 2019-10-24 11:00 | 8.78 | 2.1 | 145 | 14.4828 | 98.8584 | 2.11 | 145 | 14.5517 | 99.3292 | 2.21 | 152 | 14.5395 | 99.2456 | 2.2 | 152 | 14.4737 | 98.7965
7116 | 7116 | 2019-10-24 12:00 | 9.7 | 1.53 | 106 | 14.434 | 98.5253 | 1.54 | 107 | 14.3925 | 98.2425 | 1.61 | 112 | 14.375 | 98.1229 | 1.61 | 112 | 14.375 | 98.1229
7117 | 7117 | 2019-10-24 13:00 | 10.38 | 2.14 | 149 | 14.3624 | 98.037 | 2.15 | 149 | 14.4295 | 98.4951 | 2.25 | 156 | 14.4231 | 98.451 | 2.2 | 153 | 14.3791 | 98.1508
7118 | 7118 | 2019-10-24 14:00 | 11.06 | 1.78 | 124 | 14.3548 | 97.9852 | 1.8 | 125 | 14.4 | 98.2935 | 1.86 | 130 | 14.3077 | 97.6634 | 1.69 | 118 | 14.322 | 97.7613
7119 | 7119 | 2019-10-24 15:00 | 11.73 | 1.13 | 80 | 14.125 | 96.4164 | 1.18 | 83 | 14.2169 | 97.0435 | 1.17 | 82 | 14.2683 | 97.3945 | 0.95 | 67 | 14.1791 | 96.7857
7120 | 7120 | 2019-10-24 16:00 | 10.66 | 0 | 0 | 0 | 0 | 0 | 0 | 0 | 0 | 0 | 0 | 0 | 0 | 0 | 0 | 0 | 0
7121 | 7121 | 2019-10-24 17:00 | 9.59 | 0 | 0 | 0 | 0 | 0 | 0 | 0 | 0 | 0 | 0 | 0 | 0 | 0 | 0 | 0 | 0
7122 | 7122 | 2019-10-24 18:00 | 8.52 | 0 | 0 | 0 | 0 | 0 | 0 | 0 | 0 | 0 | 0 | 0 | 0 | 0 | 0 | 0 | 0
7123 | 7123 | 2019-10-24 19:00 | 8.47 | 0 | 0 | 0 | 0 | 0 | 0 | 0 | 0 | 0 | 0 | 0 | 0 | 0 | 0 | 0 | 0
7124 | 7124 | 2019-10-24 20:00 | 8.42 | 0 | 0 | 0 | 0 | 0 | 0 | 0 | 0 | 0 | 0 | 0 | 0 | 0 | 0 | 0 | 0
7125 | 7125 | 2019-10-24 21:00 | 8.38 | 0 | 0 | 0 | 0 | 0 | 0 | 0 | 0 | 0 | 0 | 0 | 0 | 0 | 0 | 0 | 0
7126 | 7126 | 2019-10-24 22:00 | 8.54 | 0 | 0 | 0 | 0 | 0 | 0 | 0 | 0 | 0 | 0 | 0 | 0 | 0 | 0 | 0 | 0
7127 | 7127 | 2019-10-24 23:00 | 8.71 | 0 | 0 | 0 | 0 | 0 | 0 | 0 | 0 | 0 | 0 | 0 | 0 | 0 | 0 | 0 | 0
7128 | 7128 | 2019-10-25 | 8.87 | 0 | 0 | 0 | 0 | 0 | 0 | 0 | 0 | 0 | 0 | 0 | 0 | 0 | 0 | 0 | 0
7129 | 7129 | 2019-10-25 01:00 | 8.4 | 0 | 0 | 0 | 0 | 0 | 0 | 0 | 0 | 0 | 0 | 0 | 0 | 0 | 0 | 0 | 0
7130 | 7130 | 2019-10-25 02:00 | 7.93 | 0 | 0 | 0 | 0 | 0 | 0 | 0 | 0 | 0 | 0 | 0 | 0 | 0 | 0 | 0 | 0
7131 | 7131 | 2019-10-25 03:00 | 7.46 | 0 | 0 | 0 | 0 | 0 | 0 | 0 | 0 | 0 | 0 | 0 | 0 | 0 | 0 | 0 | 0
7132 | 7132 | 2019-10-25 04:00 | 7.37 | 0 | 0 | 0 | 0 | 0 | 0 | 0 | 0 | 0 | 0 | 0 | 0 | 0 | 0 | 0 | 0
7133 | 7133 | 2019-10-25 05:00 | 7.29 | 0 | 0 | 0 | 0 | 0 | 0 | 0 | 0 | 0 | 0 | 0 | 0 | 0 | 0 | 0 | 0
7134 | 7134 | 2019-10-25 06:00 | 7.21 | 0 | 0 | 0 | 0 | 0 | 0 | 0 | 0 | 0 | 0 | 0 | 0 | 0 | 0 | 0 | 0
7135 | 7135 | 2019-10-25 07:00 | 8.11 | 0.32 | 22 | 14.5455 | 99.2864 | 0.35 | 24 | 14.5833 | 99.5449 | 0.34 | 24 | 14.1667 | 96.7008 | 0.34 | 24 | 14.1667 | 96.7008
7136 | 7136 | 2019-10-25 08:00 | 9.01 | 0.7 | 49 | 14.2857 | 97.5134 | 0.71 | 50 | 14.2 | 96.9283 | 0.74 | 52 | 14.2308 | 97.1384 | 0.74 | 52 | 14.2308 | 97.1384
7137 | 7137 | 2019-10-25 09:00 | 9.91 | 0.86 | 60 | 14.3333 | 97.8385 | 0.87 | 61 | 14.2623 | 97.3536 | 0.91 | 64 | 14.2188 | 97.0563 | 0.91 | 64 | 14.2188 | 97.0563
7138 | 7138 | 2019-10-25 10:00 | 10.55 | 0.72 | 51 | 14.1176 | 96.3662 | 0.72 | 51 | 14.1176 | 96.3662 | 0.76 | 53 | 14.3396 | 97.8814 | 0.76 | 53 | 14.3396 | 97.8814
7139 | 7139 | 2019-10-25 11:00 | 11.19 | 1.38 | 97 | 14.2268 | 97.1113 | 1.38 | 97 | 14.2268 | 97.1113 | 1.45 | 101 | 14.3564 | 97.9961 | 1.45 | 101 | 14.3564 | 97.9961
7140 | 7140 | 2019-10-25 12:00 | 11.82 | 0.56 | 40 | 14 | 95.5631 | 0.56 | 40 | 14 | 95.5631 | 0.59 | 42 | 14.0476 | 95.8882 | 0.59 | 42 | 14.0476 | 95.8882
7141 | 7141 | 2019-10-25 13:00 | 12.4 | 0.55 | 39 | 14.1026 | 96.2632 | 0.55 | 39 | 14.1026 | 96.2632 | 0.58 | 41 | 14.1463 | 96.5621 | 0.58 | 41 | 14.1463 | 96.5621
7142 | 7142 | 2019-10-25 14:00 | 12.97 | 0.26 | 19 | 13.6842 | 93.4076 | 0.26 | 19 | 13.6842 | 93.4076 | 0.28 | 20 | 14 | 95.5631 | 0.28 | 20 | 14 | 95.5631
7143 | 7143 | 2019-10-25 15:00 | 13.54 | 0.33 | 24 | 13.75 | 93.8567 | 0.35 | 25 | 14 | 95.5631 | 0.36 | 26 | 13.8462 | 94.513 | 0.36 | 26 | 13.8462 | 94.513
7144 | 7144 | 2019-10-25 16:00 | 13.47 | 0 | 0 | 0 | 0 | 0 | 0 | 0 | 0 | 0 | 0 | 0 | 0 | 0 | 0 | 0 | 0
7145 | 7145 | 2019-10-25 17:00 | 13.39 | 0 | 0 | 0 | 0 | 0 | 0 | 0 | 0 | 0 | 0 | 0 | 0 | 0 | 0 | 0 | 0
7146 | 7146 | 2019-10-25 18:00 | 13.32 | 0 | 0 | 0 | 0 | 0 | 0 | 0 | 0 | 0 | 0 | 0 | 0 | 0 | 0 | 0 | 0
7147 | 7147 | 2019-10-25 19:00 | 13.19 | 0 | 0 | 0 | 0 | 0 | 0 | 0 | 0 | 0 | 0 | 0 | 0 | 0 | 0 | 0 | 0
7148 | 7148 | 2019-10-25 20:00 | 13.06 | 0 | 0 | 0 | 0 | 0 | 0 | 0 | 0 | 0 | 0 | 0 | 0 | 0 | 0 | 0 | 0
7149 | 7149 | 2019-10-25 21:00 | 12.93 | 0 | 0 | 0 | 0 | 0 | 0 | 0 | 0 | 0 | 0 | 0 | 0 | 0 | 0 | 0 | 0
7150 | 7150 | 2019-10-25 22:00 | 12.88 | 0 | 0 | 0 | 0 | 0 | 0 | 0 | 0 | 0 | 0 | 0 | 0 | 0 | 0 | 0 | 0
7151 | 7151 | 2019-10-25 23:00 | 12.83 | 0 | 0 | 0 | 0 | 0 | 0 | 0 | 0 | 0 | 0 | 0 | 0 | 0 | 0 | 0 | 0
7152 | 7152 | 2019-10-26 | 12.78 | 0 | 0 | 0 | 0 | 0 | 0 | 0 | 0 | 0 | 0 | 0 | 0 | 0 | 0 | 0 | 0
7153 | 7153 | 2019-10-26 01:00 | 12.42 | 0 | 0 | 0 | 0 | 0 | 0 | 0 | 0 | 0 | 0 | 0 | 0 | 0 | 0 | 0 | 0
7154 | 7154 | 2019-10-26 02:00 | 12.05 | 0 | 0 | 0 | 0 | 0 | 0 | 0 | 0 | 0 | 0 | 0 | 0 | 0 | 0 | 0 | 0
7155 | 7155 | 2019-10-26 03:00 | 11.69 | 0 | 0 | 0 | 0 | 0 | 0 | 0 | 0 | 0 | 0 | 0 | 0 | 0 | 0 | 0 | 0
7156 | 7156 | 2019-10-26 04:00 | 11.51 | 0 | 0 | 0 | 0 | 0 | 0 | 0 | 0 | 0 | 0 | 0 | 0 | 0 | 0 | 0 | 0
7157 | 7157 | 2019-10-26 05:00 | 11.33 | 0 | 0 | 0 | 0 | 0 | 0 | 0 | 0 | 0 | 0 | 0 | 0 | 0 | 0 | 0 | 0
7158 | 7158 | 2019-10-26 06:00 | 11.15 | 0 | 0 | 0 | 0 | 0 | 0 | 0 | 0 | 0 | 0 | 0 | 0 | 0 | 0 | 0 | 0
7159 | 7159 | 2019-10-26 07:00 | 11.37 | 0.48 | 34 | 14.1176 | 96.3662 | 0.52 | 37 | 14.0541 | 95.9321 | 0.51 | 36 | 14.1667 | 96.7008 | 0.49 | 35 | 14 | 95.5631
7160 | 7160 | 2019-10-26 08:00 | 11.59 | 0.93 | 66 | 14.0909 | 96.1837 | 0.95 | 67 | 14.1791 | 96.7857 | 0.99 | 70 | 14.1429 | 96.5383 | 0.98 | 69 | 14.2029 | 96.9481
7161 | 7161 | 2019-10-26 09:00 | 11.8 | 1.17 | 83 | 14.0964 | 96.2211 | 1.18 | 83 | 14.2169 | 97.0435 | 1.24 | 87 | 14.2529 | 97.2892 | 1.24 | 87 | 14.2529 | 97.2892
7162 | 7162 | 2019-10-26 10:00 | 12.05 | 1.53 | 107 | 14.2991 | 97.6045 | 1.53 | 108 | 14.1667 | 96.7008 | 1.61 | 113 | 14.2478 | 97.2545 | 1.61 | 113 | 14.2478 | 97.2545
7163 | 7163 | 2019-10-26 11:00 | 12.3 | 1.04 | 74 | 14.0541 | 95.9321 | 1.04 | 74 | 14.0541 | 95.9321 | 1.09 | 77 | 14.1558 | 96.6269 | 1.09 | 77 | 14.1558 | 96.6269
7164 | 7164 | 2019-10-26 12:00 | 12.54 | 0.86 | 61 | 14.0984 | 96.2345 | 0.86 | 61 | 14.0984 | 96.2345 | 0.91 | 64 | 14.2188 | 97.0563 | 0.91 | 64 | 14.2188 | 97.0563
7165 | 7165 | 2019-10-26 13:00 | 12.67 | 0.76 | 54 | 14.0741 | 96.0688 | 0.76 | 54 | 14.0741 | 96.0688 | 0.8 | 57 | 14.0351 | 95.8026 | 0.8 | 57 | 14.0351 | 95.8026
7166 | 7166 | 2019-10-26 14:00 | 12.8 | 0.62 | 45 | 13.7778 | 94.0463 | 0.63 | 45 | 14 | 95.5631 | 0.66 | 47 | 14.0426 | 95.8536 | 0.66 | 47 | 14.0426 | 95.8536
7167 | 7167 | 2019-10-26 15:00 | 12.92 | 0.68 | 49 | 13.8776 | 94.7273 | 0.71 | 50 | 14.2 | 96.9283 | 0.72 | 51 | 14.1176 | 96.3662 | 0.69 | 50 | 13.8 | 94.198
7168 | 7168 | 2019-10-26 16:00 | 11.81 | 0 | 0 | 0 | 0 | 0 | 0 | 0 | 0 | 0 | 0 | 0 | 0 | 0 | 0 | 0 | 0
7169 | 7169 | 2019-10-26 17:00 | 10.71 | 0 | 0 | 0 | 0 | 0 | 0 | 0 | 0 | 0 | 0 | 0 | 0 | 0 | 0 | 0 | 0
7170 | 7170 | 2019-10-26 18:00 | 9.6 | 0 | 0 | 0 | 0 | 0 | 0 | 0 | 0 | 0 | 0 | 0 | 0 | 0 | 0 | 0 | 0
7171 | 7171 | 2019-10-26 19:00 | 8.88 | 0 | 0 | 0 | 0 | 0 | 0 | 0 | 0 | 0 | 0 | 0 | 0 | 0 | 0 | 0 | 0
7172 | 7172 | 2019-10-26 20:00 | 8.17 | 0 | 0 | 0 | 0 | 0 | 0 | 0 | 0 | 0 | 0 | 0 | 0 | 0 | 0 | 0 | 0
7173 | 7173 | 2019-10-26 21:00 | 7.46 | 0 | 0 | 0 | 0 | 0 | 0 | 0 | 0 | 0 | 0 | 0 | 0 | 0 | 0 | 0 | 0
7174 | 7174 | 2019-10-26 22:00 | 7.74 | 0 | 0 | 0 | 0 | 0 | 0 | 0 | 0 | 0 | 0 | 0 | 0 | 0 | 0 | 0 | 0
7175 | 7175 | 2019-10-26 23:00 | 8.02 | 0 | 0 | 0 | 0 | 0 | 0 | 0 | 0 | 0 | 0 | 0 | 0 | 0 | 0 | 0 | 0
7176 | 7176 | 2019-10-27 | 8.29 | 0 | 0 | 0 | 0 | 0 | 0 | 0 | 0 | 0 | 0 | 0 | 0 | 0 | 0 | 0 | 0
7177 | 7177 | 2019-10-27 01:00 | 8.12 | 0 | 0 | 0 | 0 | 0 | 0 | 0 | 0 | 0 | 0 | 0 | 0 | 0 | 0 | 0 | 0
7178 | 7178 | 2019-10-27 02:00 | 7.95 | 0 | 0 | 0 | 0 | 0 | 0 | 0 | 0 | 0 | 0 | 0 | 0 | 0 | 0 | 0 | 0
7179 | 7179 | 2019-10-27 03:00 | 7.78 | 0 | 0 | 0 | 0 | 0 | 0 | 0 | 0 | 0 | 0 | 0 | 0 | 0 | 0 | 0 | 0
7180 | 7180 | 2019-10-27 04:00 | 7.62 | 0 | 0 | 0 | 0 | 0 | 0 | 0 | 0 | 0 | 0 | 0 | 0 | 0 | 0 | 0 | 0
7181 | 7181 | 2019-10-27 05:00 | 7.47 | 0 | 0 | 0 | 0 | 0 | 0 | 0 | 0 | 0 | 0 | 0 | 0 | 0 | 0 | 0 | 0
7182 | 7182 | 2019-10-27 06:00 | 7.31 | 0 | 0 | 0 | 0 | 0 | 0 | 0 | 0 | 0 | 0 | 0 | 0 | 0 | 0 | 0 | 0
7183 | 7183 | 2019-10-27 07:00 | 8.11 | 0.48 | 34 | 14.1176 | 96.3662 | 0.53 | 37 | 14.3243 | 97.777 | 0.51 | 36 | 14.1667 | 96.7008 | 0.49 | 34 | 14.4118 | 98.3738
7184 | 7184 | 2019-10-27 08:00 | 8.91 | 2.15 | 148 | 14.527 | 99.1606 | 2.2 | 151 | 14.5695 | 99.4508 | 2.17 | 149 | 14.5638 | 99.4113 | 1.46 | 102 | 14.3137 | 97.7046
7185 | 7185 | 2019-10-27 09:00 | 9.7 | 2.82 | 195 | 14.4615 | 98.7136 | 2.84 | 196 | 14.4898 | 98.9065 | 2.91 | 201 | 14.4776 | 98.8233 | 2.39 | 166 | 14.3976 | 98.2771
7186 | 7186 | 2019-10-27 10:00 | 10.51 | 4.17 | 291 | 14.3299 | 97.815 | 4.18 | 292 | 14.3151 | 97.7138 | 4.29 | 299 | 14.3478 | 97.9374 | 3.98 | 278 | 14.3165 | 97.7239
7187 | 7187 | 2019-10-27 11:00 | 11.31 | 4.75 | 334 | 14.2216 | 97.0755 | 4.76 | 334 | 14.2515 | 97.2798 | 4.9 | 344 | 14.2442 | 97.2299 | 4.75 | 334 | 14.2216 | 97.0755
7188 | 7188 | 2019-10-27 12:00 | 12.11 | 5.58 | 395 | 14.1266 | 96.4272 | 5.59 | 395 | 14.1519 | 96.6 | 5.67 | 401 | 14.1397 | 96.5164 | 5.26 | 373 | 14.1019 | 96.2585
7189 | 7189 | 2019-10-27 13:00 | 12.45 | 3.62 | 254 | 14.252 | 97.2831 | 3.63 | 255 | 14.2353 | 97.1692 | 3.71 | 260 | 14.2692 | 97.4009 | 3.19 | 224 | 14.2411 | 97.2087
7190 | 7190 | 2019-10-27 14:00 | 12.79 | 1.01 | 72 | 14.0278 | 95.7527 | 1.03 | 73 | 14.1096 | 96.3112 | 1.08 | 76 | 14.2105 | 97.0002 | 1.07 | 75 | 14.2667 | 97.3834
7191 | 7191 | 2019-10-27 15:00 | 13.12 | 0.84 | 60 | 14 | 95.5631 | 0.88 | 62 | 14.1935 | 96.8843 | 0.88 | 63 | 13.9683 | 95.3464 | 0.8 | 57 | 14.0351 | 95.8026
7192 | 7192 | 2019-10-27 16:00 | 11.6 | 0 | 0 | 0 | 0 | 0 | 0 | 0 | 0 | 0 | 0 | 0 | 0 | 0 | 0 | 0 | 0
7193 | 7193 | 2019-10-27 17:00 | 10.08 | 0 | 0 | 0 | 0 | 0 | 0 | 0 | 0 | 0 | 0 | 0 | 0 | 0 | 0 | 0 | 0
7194 | 7194 | 2019-10-27 18:00 | 8.56 | 0 | 0 | 0 | 0 | 0 | 0 | 0 | 0 | 0 | 0 | 0 | 0 | 0 | 0 | 0 | 0
7195 | 7195 | 2019-10-27 19:00 | 7.69 | 0 | 0 | 0 | 0 | 0 | 0 | 0 | 0 | 0 | 0 | 0 | 0 | 0 | 0 | 0 | 0
7196 | 7196 | 2019-10-27 20:00 | 6.83 | 0 | 0 | 0 | 0 | 0 | 0 | 0 | 0 | 0 | 0 | 0 | 0 | 0 | 0 | 0 | 0
7197 | 7197 | 2019-10-27 21:00 | 5.97 | 0 | 0 | 0 | 0 | 0 | 0 | 0 | 0 | 0 | 0 | 0 | 0 | 0 | 0 | 0 | 0
7198 | 7198 | 2019-10-27 22:00 | 6.02 | 0 | 0 | 0 | 0 | 0 | 0 | 0 | 0 | 0 | 0 | 0 | 0 | 0 | 0 | 0 | 0
7199 | 7199 | 2019-10-27 23:00 | 6.07 | 0 | 0 | 0 | 0 | 0 | 0 | 0 | 0 | 0 | 0 | 0 | 0 | 0 | 0 | 0 | 0
7200 | 7200 | 2019-10-28 | 6.11 | 0 | 0 | 0 | 0 | 0 | 0 | 0 | 0 | 0 | 0 | 0 | 0 | 0 | 0 | 0 | 0
7201 | 7201 | 2019-10-28 01:00 | 5.95 | 0 | 0 | 0 | 0 | 0 | 0 | 0 | 0 | 0 | 0 | 0 | 0 | 0 | 0 | 0 | 0
7202 | 7202 | 2019-10-28 02:00 | 5.79 | 0 | 0 | 0 | 0 | 0 | 0 | 0 | 0 | 0 | 0 | 0 | 0 | 0 | 0 | 0 | 0
7203 | 7203 | 2019-10-28 03:00 | 5.63 | 0 | 0 | 0 | 0 | 0 | 0 | 0 | 0 | 0 | 0 | 0 | 0 | 0 | 0 | 0 | 0
7204 | 7204 | 2019-10-28 04:00 | 5.93 | 0 | 0 | 0 | 0 | 0 | 0 | 0 | 0 | 0 | 0 | 0 | 0 | 0 | 0 | 0 | 0
7205 | 7205 | 2019-10-28 05:00 | 6.23 | 0 | 0 | 0 | 0 | 0 | 0 | 0 | 0 | 0 | 0 | 0 | 0 | 0 | 0 | 0 | 0
7206 | 7206 | 2019-10-28 06:00 | 6.53 | 0 | 0 | 0 | 0 | 0 | 0 | 0 | 0 | 0 | 0 | 0 | 0 | 0 | 0 | 0 | 0
7207 | 7207 | 2019-10-28 07:00 | 7.92 | 0.47 | 33 | 14.2424 | 97.2179 | 0.51 | 36 | 14.1667 | 96.7008 | 0.49 | 35 | 14 | 95.5631 | 0.47 | 33 | 14.2424 | 97.2179
7208 | 7208 | 2019-10-28 08:00 | 9.31 | 1.42 | 98 | 14.4898 | 98.9065 | 1.45 | 100 | 14.5 | 98.9761 | 1.49 | 103 | 14.466 | 98.7442 | 1.35 | 94 | 14.3617 | 98.0321
7209 | 7209 | 2019-10-28 09:00 | 10.7 | 1.41 | 99 | 14.2424 | 97.2179 | 1.42 | 99 | 14.3434 | 97.9074 | 1.49 | 104 | 14.3269 | 97.7947 | 1.48 | 103 | 14.3689 | 98.0814
7210 | 7210 | 2019-10-28 10:00 | 11.61 | 1.3 | 91 | 14.2857 | 97.5134 | 1.31 | 92 | 14.2391 | 97.1954 | 1.37 | 96 | 14.2708 | 97.4118 | 1.37 | 96 | 14.2708 | 97.4118
7211 | 7211 | 2019-10-28 11:00 | 12.51 | 0.72 | 52 | 13.8462 | 94.513 | 0.73 | 52 | 14.0385 | 95.8257 | 0.76 | 54 | 14.0741 | 96.0688 | 0.76 | 54 | 14.0741 | 96.0688
7212 | 7212 | 2019-10-28 12:00 | 13.41 | 1.64 | 115 | 14.2609 | 97.3438 | 1.64 | 116 | 14.1379 | 96.5046 | 1.72 | 121 | 14.2149 | 97.0299 | 1.72 | 121 | 14.2149 | 97.0299
7213 | 7213 | 2019-10-28 13:00 | 13.27 | 0.68 | 49 | 13.8776 | 94.7273 | 0.69 | 49 | 14.0816 | 96.1204 | 0.72 | 52 | 13.8462 | 94.513 | 0.72 | 52 | 13.8462 | 94.513
7214 | 7214 | 2019-10-28 14:00 | 13.13 | 0.4 | 29 | 13.7931 | 94.1509 | 0.4 | 29 | 13.7931 | 94.1509 | 0.42 | 30 | 14 | 95.5631 | 0.42 | 30 | 14 | 95.5631
7215 | 7215 | 2019-10-28 15:00 | 12.99 | 1.06 | 75 | 14.1333 | 96.4733 | 1.1 | 78 | 14.1026 | 96.2632 | 1.08 | 76 | 14.2105 | 97.0002 | 0.81 | 58 | 13.9655 | 95.3278
7216 | 7216 | 2019-10-28 16:00 | 12.32 | 0 | 0 | 0 | 0 | 0 | 0 | 0 | 0 | 0 | 0 | 0 | 0 | 0 | 0 | 0 | 0
7217 | 7217 | 2019-10-28 17:00 | 11.64 | 0 | 0 | 0 | 0 | 0 | 0 | 0 | 0 | 0 | 0 | 0 | 0 | 0 | 0 | 0 | 0
7218 | 7218 | 2019-10-28 18:00 | 10.97 | 0 | 0 | 0 | 0 | 0 | 0 | 0 | 0 | 0 | 0 | 0 | 0 | 0 | 0 | 0 | 0
7219 | 7219 | 2019-10-28 19:00 | 10.73 | 0 | 0 | 0 | 0 | 0 | 0 | 0 | 0 | 0 | 0 | 0 | 0 | 0 | 0 | 0 | 0
7220 | 7220 | 2019-10-28 20:00 | 10.49 | 0 | 0 | 0 | 0 | 0 | 0 | 0 | 0 | 0 | 0 | 0 | 0 | 0 | 0 | 0 | 0
7221 | 7221 | 2019-10-28 21:00 | 10.26 | 0 | 0 | 0 | 0 | 0 | 0 | 0 | 0 | 0 | 0 | 0 | 0 | 0 | 0 | 0 | 0
7222 | 7222 | 2019-10-28 22:00 | 10.36 | 0 | 0 | 0 | 0 | 0 | 0 | 0 | 0 | 0 | 0 | 0 | 0 | 0 | 0 | 0 | 0
7223 | 7223 | 2019-10-28 23:00 | 10.46 | 0 | 0 | 0 | 0 | 0 | 0 | 0 | 0 | 0 | 0 | 0 | 0 | 0 | 0 | 0 | 0
7224 | 7224 | 2019-10-29 | 10.55 | 0 | 0 | 0 | 0 | 0 | 0 | 0 | 0 | 0 | 0 | 0 | 0 | 0 | 0 | 0 | 0
7225 | 7225 | 2019-10-29 01:00 | 9.93 | 0 | 0 | 0 | 0 | 0 | 0 | 0 | 0 | 0 | 0 | 0 | 0 | 0 | 0 | 0 | 0
7226 | 7226 | 2019-10-29 02:00 | 9.32 | 0 | 0 | 0 | 0 | 0 | 0 | 0 | 0 | 0 | 0 | 0 | 0 | 0 | 0 | 0 | 0
7227 | 7227 | 2019-10-29 03:00 | 8.7 | 0 | 0 | 0 | 0 | 0 | 0 | 0 | 0 | 0 | 0 | 0 | 0 | 0 | 0 | 0 | 0
7228 | 7228 | 2019-10-29 04:00 | 8.63 | 0 | 0 | 0 | 0 | 0 | 0 | 0 | 0 | 0 | 0 | 0 | 0 | 0 | 0 | 0 | 0
7229 | 7229 | 2019-10-29 05:00 | 8.57 | 0 | 0 | 0 | 0 | 0 | 0 | 0 | 0 | 0 | 0 | 0 | 0 | 0 | 0 | 0 | 0
7230 | 7230 | 2019-10-29 06:00 | 8.51 | 0 | 0 | 0 | 0 | 0 | 0 | 0 | 0 | 0 | 0 | 0 | 0 | 0 | 0 | 0 | 0
7231 | 7231 | 2019-10-29 07:00 | 9.41 | 0.15 | 11 | 13.6364 | 93.081 | 0.17 | 12 | 14.1667 | 96.7008 | 0.16 | 12 | 13.3333 | 91.0125 | 0.16 | 12 | 13.3333 | 91.0125
7232 | 7232 | 2019-10-29 08:00 | 10.31 | 1.4 | 97 | 14.433 | 98.5187 | 1.43 | 99 | 14.4444 | 98.5969 | 1.47 | 102 | 14.4118 | 98.3738 | 1.32 | 92 | 14.3478 | 97.9374
7233 | 7233 | 2019-10-29 09:00 | 11.2 | 0.7 | 50 | 14 | 95.5631 | 0.71 | 50 | 14.2 | 96.9283 | 0.75 | 53 | 14.1509 | 96.5935 | 0.75 | 53 | 14.1509 | 96.5935
7234 | 7234 | 2019-10-29 10:00 | 11.96 | 0.4 | 29 | 13.7931 | 94.1509 | 0.4 | 29 | 13.7931 | 94.1509 | 0.42 | 30 | 14 | 95.5631 | 0.42 | 30 | 14 | 95.5631
7235 | 7235 | 2019-10-29 11:00 | 12.72 | 0.8 | 57 | 14.0351 | 95.8026 | 0.8 | 57 | 14.0351 | 95.8026 | 0.84 | 60 | 14 | 95.5631 | 0.84 | 60 | 14 | 95.5631
7236 | 7236 | 2019-10-29 12:00 | 13.48 | 0.61 | 44 | 13.8636 | 94.6323 | 0.61 | 44 | 13.8636 | 94.6323 | 0.64 | 46 | 13.913 | 94.9696 | 0.64 | 46 | 13.913 | 94.9696
7237 | 7237 | 2019-10-29 13:00 | 13.49 | 0.35 | 25 | 14 | 95.5631 | 0.35 | 25 | 14 | 95.5631 | 0.37 | 26 | 14.2308 | 97.1384 | 0.37 | 26 | 14.2308 | 97.1384
7238 | 7238 | 2019-10-29 14:00 | 13.5 | 0.4 | 29 | 13.7931 | 94.1509 | 0.4 | 29 | 13.7931 | 94.1509 | 0.42 | 30 | 14 | 95.5631 | 0.42 | 30 | 14 | 95.5631
7239 | 7239 | 2019-10-29 15:00 | 13.5 | 0.15 | 11 | 13.6364 | 93.081 | 0.16 | 11 | 14.5455 | 99.2864 | 0.16 | 12 | 13.3333 | 91.0125 | 0.16 | 12 | 13.3333 | 91.0125
7240 | 7240 | 2019-10-29 16:00 | 13.19 | 0 | 0 | 0 | 0 | 0 | 0 | 0 | 0 | 0 | 0 | 0 | 0 | 0 | 0 | 0 | 0
7241 | 7241 | 2019-10-29 17:00 | 12.88 | 0 | 0 | 0 | 0 | 0 | 0 | 0 | 0 | 0 | 0 | 0 | 0 | 0 | 0 | 0 | 0
7242 | 7242 | 2019-10-29 18:00 | 12.57 | 0 | 0 | 0 | 0 | 0 | 0 | 0 | 0 | 0 | 0 | 0 | 0 | 0 | 0 | 0 | 0
7243 | 7243 | 2019-10-29 19:00 | 12.45 | 0 | 0 | 0 | 0 | 0 | 0 | 0 | 0 | 0 | 0 | 0 | 0 | 0 | 0 | 0 | 0
7244 | 7244 | 2019-10-29 20:00 | 12.33 | 0 | 0 | 0 | 0 | 0 | 0 | 0 | 0 | 0 | 0 | 0 | 0 | 0 | 0 | 0 | 0
7245 | 7245 | 2019-10-29 21:00 | 12.21 | 0 | 0 | 0 | 0 | 0 | 0 | 0 | 0 | 0 | 0 | 0 | 0 | 0 | 0 | 0 | 0
7246 | 7246 | 2019-10-29 22:00 | 12.2 | 0 | 0 | 0 | 0 | 0 | 0 | 0 | 0 | 0 | 0 | 0 | 0 | 0 | 0 | 0 | 0
7247 | 7247 | 2019-10-29 23:00 | 12.2 | 0 | 0 | 0 | 0 | 0 | 0 | 0 | 0 | 0 | 0 | 0 | 0 | 0 | 0 | 0 | 0
7248 | 7248 | 2019-10-30 | 12.19 | 0 | 0 | 0 | 0 | 0 | 0 | 0 | 0 | 0 | 0 | 0 | 0 | 0 | 0 | 0 | 0
7249 | 7249 | 2019-10-30 01:00 | 11.81 | 0 | 0 | 0 | 0 | 0 | 0 | 0 | 0 | 0 | 0 | 0 | 0 | 0 | 0 | 0 | 0
7250 | 7250 | 2019-10-30 02:00 | 11.42 | 0 | 0 | 0 | 0 | 0 | 0 | 0 | 0 | 0 | 0 | 0 | 0 | 0 | 0 | 0 | 0
7251 | 7251 | 2019-10-30 03:00 | 11.04 | 0 | 0 | 0 | 0 | 0 | 0 | 0 | 0 | 0 | 0 | 0 | 0 | 0 | 0 | 0 | 0
7252 | 7252 | 2019-10-30 04:00 | 10.92 | 0 | 0 | 0 | 0 | 0 | 0 | 0 | 0 | 0 | 0 | 0 | 0 | 0 | 0 | 0 | 0
7253 | 7253 | 2019-10-30 05:00 | 10.8 | 0 | 0 | 0 | 0 | 0 | 0 | 0 | 0 | 0 | 0 | 0 | 0 | 0 | 0 | 0 | 0
7254 | 7254 | 2019-10-30 06:00 | 10.68 | 0 | 0 | 0 | 0 | 0 | 0 | 0 | 0 | 0 | 0 | 0 | 0 | 0 | 0 | 0 | 0
7255 | 7255 | 2019-10-30 07:00 | 11.31 | 0.6 | 43 | 13.9535 | 95.2457 | 0.66 | 47 | 14.0426 | 95.8536 | 0.62 | 44 | 14.0909 | 96.1837 | 0.49 | 35 | 14 | 95.5631
7256 | 7256 | 2019-10-30 08:00 | 11.93 | 2.26 | 157 | 14.3949 | 98.2587 | 2.31 | 160 | 14.4375 | 98.5495 | 2.21 | 154 | 14.3506 | 97.9567 | 1.08 | 77 | 14.026 | 95.7404
7257 | 7257 | 2019-10-30 09:00 | 12.55 | 3.91 | 273 | 14.3223 | 97.7634 | 3.94 | 274 | 14.3796 | 98.154 | 3.87 | 270 | 14.3333 | 97.8385 | 1.81 | 130 | 13.9231 | 95.0381
7258 | 7258 | 2019-10-30 10:00 | 13.05 | 4.96 | 348 | 14.2529 | 97.2892 | 4.97 | 349 | 14.2407 | 97.2061 | 5.02 | 352 | 14.2614 | 97.3472 | 4.32 | 305 | 14.1639 | 96.6821
7259 | 7259 | 2019-10-30 11:00 | 13.55 | 4.27 | 300 | 14.2333 | 97.1559 | 4.27 | 300 | 14.2333 | 97.1559 | 4.41 | 310 | 14.2258 | 97.1045 | 4.27 | 300 | 14.2333 | 97.1559
7260 | 7260 | 2019-10-30 12:00 | 14.05 | 4.73 | 333 | 14.2042 | 96.957 | 4.73 | 333 | 14.2042 | 96.957 | 4.85 | 341 | 14.2229 | 97.0845 | 4.54 | 321 | 14.1433 | 96.5413
7261 | 7261 | 2019-10-30 13:00 | 13.91 | 3.95 | 277 | 14.2599 | 97.3374 | 3.96 | 278 | 14.2446 | 97.2328 | 4 | 280 | 14.2857 | 97.5134 | 3.15 | 223 | 14.1256 | 96.4202
7262 | 7262 | 2019-10-30 14:00 | 13.77 | 2.73 | 191 | 14.2932 | 97.5645 | 2.76 | 193 | 14.3005 | 97.6145 | 2.7 | 189 | 14.2857 | 97.5134 | 1.26 | 90 | 14 | 95.5631
7263 | 7263 | 2019-10-30 15:00 | 13.63 | 1.09 | 77 | 14.1558 | 96.6269 | 1.13 | 80 | 14.125 | 96.4164 | 1.07 | 76 | 14.0789 | 96.102 | 0.66 | 48 | 13.75 | 93.8567
7264 | 7264 | 2019-10-30 16:00 | 12.23 | 0 | 0 | 0 | 0 | 0 | 0 | 0 | 0 | 0 | 0 | 0 | 0 | 0 | 0 | 0 | 0
7265 | 7265 | 2019-10-30 17:00 | 10.82 | 0 | 0 | 0 | 0 | 0 | 0 | 0 | 0 | 0 | 0 | 0 | 0 | 0 | 0 | 0 | 0
7266 | 7266 | 2019-10-30 18:00 | 9.42 | 0 | 0 | 0 | 0 | 0 | 0 | 0 | 0 | 0 | 0 | 0 | 0 | 0 | 0 | 0 | 0
7267 | 7267 | 2019-10-30 19:00 | 8.79 | 0 | 0 | 0 | 0 | 0 | 0 | 0 | 0 | 0 | 0 | 0 | 0 | 0 | 0 | 0 | 0
7268 | 7268 | 2019-10-30 20:00 | 8.16 | 0 | 0 | 0 | 0 | 0 | 0 | 0 | 0 | 0 | 0 | 0 | 0 | 0 | 0 | 0 | 0
7269 | 7269 | 2019-10-30 21:00 | 7.53 | 0 | 0 | 0 | 0 | 0 | 0 | 0 | 0 | 0 | 0 | 0 | 0 | 0 | 0 | 0 | 0
7270 | 7270 | 2019-10-30 22:00 | 7.34 | 0 | 0 | 0 | 0 | 0 | 0 | 0 | 0 | 0 | 0 | 0 | 0 | 0 | 0 | 0 | 0
7271 | 7271 | 2019-10-30 23:00 | 7.15 | 0 | 0 | 0 | 0 | 0 | 0 | 0 | 0 | 0 | 0 | 0 | 0 | 0 | 0 | 0 | 0
7272 | 7272 | 2019-10-31 | 6.95 | 0 | 0 | 0 | 0 | 0 | 0 | 0 | 0 | 0 | 0 | 0 | 0 | 0 | 0 | 0 | 0
7273 | 7273 | 2019-10-31 01:00 | 6.67 | 0 | 0 | 0 | 0 | 0 | 0 | 0 | 0 | 0 | 0 | 0 | 0 | 0 | 0 | 0 | 0
7274 | 7274 | 2019-10-31 02:00 | 6.39 | 0 | 0 | 0 | 0 | 0 | 0 | 0 | 0 | 0 | 0 | 0 | 0 | 0 | 0 | 0 | 0
7275 | 7275 | 2019-10-31 03:00 | 6.11 | 0 | 0 | 0 | 0 | 0 | 0 | 0 | 0 | 0 | 0 | 0 | 0 | 0 | 0 | 0 | 0
7276 | 7276 | 2019-10-31 04:00 | 5.91 | 0 | 0 | 0 | 0 | 0 | 0 | 0 | 0 | 0 | 0 | 0 | 0 | 0 | 0 | 0 | 0
7277 | 7277 | 2019-10-31 05:00 | 5.72 | 0 | 0 | 0 | 0 | 0 | 0 | 0 | 0 | 0 | 0 | 0 | 0 | 0 | 0 | 0 | 0
7278 | 7278 | 2019-10-31 06:00 | 5.52 | 0 | 0 | 0 | 0 | 0 | 0 | 0 | 0 | 0 | 0 | 0 | 0 | 0 | 0 | 0 | 0
7279 | 7279 | 2019-10-31 07:00 | 6.9 | 0.56 | 39 | 14.359 | 98.0135 | 0.62 | 43 | 14.4186 | 98.4205 | 0.59 | 41 | 14.3902 | 98.2269 | 0.47 | 33 | 14.2424 | 97.2179
7280 | 7280 | 2019-10-31 08:00 | 8.28 | 2.2 | 151 | 14.5695 | 99.4508 | 2.24 | 154 | 14.5455 | 99.2864 | 2.15 | 148 | 14.527 | 99.1606 | 1.11 | 78 | 14.2308 | 97.1384
7281 | 7281 | 2019-10-31 09:00 | 9.66 | 3.65 | 252 | 14.4841 | 98.8678 | 3.67 | 254 | 14.4488 | 98.6268 | 3.65 | 253 | 14.4269 | 98.477 | 1.99 | 141 | 14.1135 | 96.3377
7282 | 7282 | 2019-10-31 10:00 | 10.87 | 5.11 | 359 | 14.234 | 97.1603 | 5.12 | 359 | 14.2618 | 97.3504 | 5.14 | 361 | 14.2382 | 97.1893 | 4.28 | 303 | 14.1254 | 96.4192
7283 | 7283 | 2019-10-31 11:00 | 12.08 | 5.47 | 388 | 14.0979 | 96.2317 | 5.48 | 388 | 14.1237 | 96.4076 | 5.58 | 395 | 14.1266 | 96.4272 | 5.22 | 371 | 14.0701 | 96.0415
7284 | 7284 | 2019-10-31 12:00 | 13.28 | 4.74 | 336 | 14.1071 | 96.2945 | 4.75 | 337 | 14.095 | 96.2113 | 4.85 | 344 | 14.0988 | 96.2378 | 4.52 | 321 | 14.081 | 96.116
7285 | 7285 | 2019-10-31 13:00 | 13.44 | 4.13 | 291 | 14.1924 | 96.8767 | 4.15 | 293 | 14.1638 | 96.6814 | 4.15 | 293 | 14.1638 | 96.6814 | 3.06 | 218 | 14.0367 | 95.8136
7286 | 7286 | 2019-10-31 14:00 | 13.6 | 2.43 | 171 | 14.2105 | 97.0002 | 2.45 | 172 | 14.2442 | 97.2299 | 2.44 | 171 | 14.269 | 97.3994 | 1.46 | 104 | 14.0385 | 95.8257
7287 | 7287 | 2019-10-31 15:00 | 13.76 | 0.93 | 66 | 14.0909 | 96.1837 | 0.97 | 69 | 14.058 | 95.9588 | 0.94 | 67 | 14.0299 | 95.7669 | 0.69 | 50 | 13.8 | 94.198
7288 | 7288 | 2019-10-31 16:00 | 11.94 | 0 | 0 | 0 | 0 | 0 | 0 | 0 | 0 | 0 | 0 | 0 | 0 | 0 | 0 | 0 | 0
7289 | 7289 | 2019-10-31 17:00 | 10.11 | 0 | 0 | 0 | 0 | 0 | 0 | 0 | 0 | 0 | 0 | 0 | 0 | 0 | 0 | 0 | 0
7290 | 7290 | 2019-10-31 18:00 | 8.29 | 0 | 0 | 0 | 0 | 0 | 0 | 0 | 0 | 0 | 0 | 0 | 0 | 0 | 0 | 0 | 0
7291 | 7291 | 2019-10-31 19:00 | 7.5 | 0 | 0 | 0 | 0 | 0 | 0 | 0 | 0 | 0 | 0 | 0 | 0 | 0 | 0 | 0 | 0
7292 | 7292 | 2019-10-31 20:00 | 6.72 | 0 | 0 | 0 | 0 | 0 | 0 | 0 | 0 | 0 | 0 | 0 | 0 | 0 | 0 | 0 | 0
7293 | 7293 | 2019-10-31 21:00 | 5.94 | 0 | 0 | 0 | 0 | 0 | 0 | 0 | 0 | 0 | 0 | 0 | 0 | 0 | 0 | 0 | 0
7294 | 7294 | 2019-10-31 22:00 | 5.64 | 0 | 0 | 0 | 0 | 0 | 0 | 0 | 0 | 0 | 0 | 0 | 0 | 0 | 0 | 0 | 0
7295 | 7295 | 2019-10-31 23:00 | 5.34 | 0 | 0 | 0 | 0 | 0 | 0 | 0 | 0 | 0 | 0 | 0 | 0 | 0 | 0 | 0 | 0
7296 | 7296 | 2019-11-01 | 5.03 | 0 | 0 | 0 | 0 | 0 | 0 | 0 | 0 | 0 | 0 | 0 | 0 | 0 | 0 | 0 | 0
7297 | 7297 | 2019-11-01 01:00 | 5.2 | 0 | 0 | 0 | 0 | 0 | 0 | 0 | 0 | 0 | 0 | 0 | 0 | 0 | 0 | 0 | 0
7298 | 7298 | 2019-11-01 02:00 | 5.36 | 0 | 0 | 0 | 0 | 0 | 0 | 0 | 0 | 0 | 0 | 0 | 0 | 0 | 0 | 0 | 0
7299 | 7299 | 2019-11-01 03:00 | 5.53 | 0 | 0 | 0 | 0 | 0 | 0 | 0 | 0 | 0 | 0 | 0 | 0 | 0 | 0 | 0 | 0
7300 | 7300 | 2019-11-01 04:00 | 5.15 | 0 | 0 | 0 | 0 | 0 | 0 | 0 | 0 | 0 | 0 | 0 | 0 | 0 | 0 | 0 | 0
7301 | 7301 | 2019-11-01 05:00 | 4.78 | 0 | 0 | 0 | 0 | 0 | 0 | 0 | 0 | 0 | 0 | 0 | 0 | 0 | 0 | 0 | 0
7302 | 7302 | 2019-11-01 06:00 | 4.4 | 0 | 0 | 0 | 0 | 0 | 0 | 0 | 0 | 0 | 0 | 0 | 0 | 0 | 0 | 0 | 0
7303 | 7303 | 2019-11-01 07:00 | 6.39 | 0.58 | 40 | 14.5 | 98.9761 | 0.63 | 44 | 14.3182 | 97.735 | 0.6 | 42 | 14.2857 | 97.5134 | 0.42 | 29 | 14.4828 | 98.8584
7304 | 7304 | 2019-11-01 08:00 | 8.37 | 2.17 | 149 | 14.5638 | 99.4113 | 2.22 | 152 | 14.6053 | 99.6946 | 2.12 | 146 | 14.5205 | 99.1164 | 1.03 | 73 | 14.1096 | 96.3112
7305 | 7305 | 2019-11-01 09:00 | 10.35 | 3.8 | 262 | 14.5038 | 99.0022 | 3.82 | 264 | 14.4697 | 98.7693 | 3.76 | 260 | 14.4615 | 98.7136 | 1.71 | 122 | 14.0164 | 95.675
7306 | 7306 | 2019-11-01 10:00 | 11.64 | 5.04 | 353 | 14.2776 | 97.4582 | 5.05 | 353 | 14.3059 | 97.6515 | 5.07 | 354 | 14.322 | 97.7613 | 4.19 | 295 | 14.2034 | 96.9515
7307 | 7307 | 2019-11-01 11:00 | 12.93 | 5.46 | 386 | 14.1451 | 96.5534 | 5.47 | 386 | 14.171 | 96.7303 | 5.56 | 393 | 14.1476 | 96.5705 | 5.18 | 367 | 14.1144 | 96.3443
7308 | 7308 | 2019-11-01 12:00 | 14.21 | 5.19 | 368 | 14.1033 | 96.268 | 5.2 | 369 | 14.0921 | 96.1921 | 5.26 | 373 | 14.1019 | 96.2585 | 4.76 | 339 | 14.0413 | 95.845
7309 | 7309 | 2019-11-01 13:00 | 14.23 | 4.1 | 289 | 14.1869 | 96.8386 | 4.11 | 290 | 14.1724 | 96.74 | 4.11 | 290 | 14.1724 | 96.74 | 2.97 | 212 | 14.0094 | 95.6275
7310 | 7310 | 2019-11-01 14:00 | 14.25 | 2.74 | 192 | 14.2708 | 97.4118 | 2.77 | 195 | 14.2051 | 96.9633 | 2.66 | 187 | 14.2246 | 97.0962 | 0.95 | 70 | 13.5714 | 92.6377
7311 | 7311 | 2019-11-01 15:00 | 14.27 | 0.97 | 69 | 14.058 | 95.9588 | 1.01 | 72 | 14.0278 | 95.7527 | 0.96 | 69 | 13.913 | 94.9696 | 0.61 | 44 | 13.8636 | 94.6323
7312 | 7312 | 2019-11-01 16:00 | 12.19 | 0 | 0 | 0 | 0 | 0 | 0 | 0 | 0 | 0 | 0 | 0 | 0 | 0 | 0 | 0 | 0
7313 | 7313 | 2019-11-01 17:00 | 10.11 | 0 | 0 | 0 | 0 | 0 | 0 | 0 | 0 | 0 | 0 | 0 | 0 | 0 | 0 | 0 | 0
7314 | 7314 | 2019-11-01 18:00 | 8.03 | 0 | 0 | 0 | 0 | 0 | 0 | 0 | 0 | 0 | 0 | 0 | 0 | 0 | 0 | 0 | 0
7315 | 7315 | 2019-11-01 19:00 | 7.34 | 0 | 0 | 0 | 0 | 0 | 0 | 0 | 0 | 0 | 0 | 0 | 0 | 0 | 0 | 0 | 0
7316 | 7316 | 2019-11-01 20:00 | 6.66 | 0 | 0 | 0 | 0 | 0 | 0 | 0 | 0 | 0 | 0 | 0 | 0 | 0 | 0 | 0 | 0
7317 | 7317 | 2019-11-01 21:00 | 5.98 | 0 | 0 | 0 | 0 | 0 | 0 | 0 | 0 | 0 | 0 | 0 | 0 | 0 | 0 | 0 | 0
7318 | 7318 | 2019-11-01 22:00 | 5.57 | 0 | 0 | 0 | 0 | 0 | 0 | 0 | 0 | 0 | 0 | 0 | 0 | 0 | 0 | 0 | 0
7319 | 7319 | 2019-11-01 23:00 | 5.17 | 0 | 0 | 0 | 0 | 0 | 0 | 0 | 0 | 0 | 0 | 0 | 0 | 0 | 0 | 0 | 0
7320 | 7320 | 2019-11-02 | 4.76 | 0 | 0 | 0 | 0 | 0 | 0 | 0 | 0 | 0 | 0 | 0 | 0 | 0 | 0 | 0 | 0
7321 | 7321 | 2019-11-02 01:00 | 4.84 | 0 | 0 | 0 | 0 | 0 | 0 | 0 | 0 | 0 | 0 | 0 | 0 | 0 | 0 | 0 | 0
7322 | 7322 | 2019-11-02 02:00 | 4.92 | 0 | 0 | 0 | 0 | 0 | 0 | 0 | 0 | 0 | 0 | 0 | 0 | 0 | 0 | 0 | 0
7323 | 7323 | 2019-11-02 03:00 | 5 | 0 | 0 | 0 | 0 | 0 | 0 | 0 | 0 | 0 | 0 | 0 | 0 | 0 | 0 | 0 | 0
7324 | 7324 | 2019-11-02 04:00 | 4.94 | 0 | 0 | 0 | 0 | 0 | 0 | 0 | 0 | 0 | 0 | 0 | 0 | 0 | 0 | 0 | 0
7325 | 7325 | 2019-11-02 05:00 | 4.88 | 0 | 0 | 0 | 0 | 0 | 0 | 0 | 0 | 0 | 0 | 0 | 0 | 0 | 0 | 0 | 0
7326 | 7326 | 2019-11-02 06:00 | 4.82 | 0 | 0 | 0 | 0 | 0 | 0 | 0 | 0 | 0 | 0 | 0 | 0 | 0 | 0 | 0 | 0
7327 | 7327 | 2019-11-02 07:00 | 6.18 | 0.38 | 27 | 14.0741 | 96.0688 | 0.42 | 29 | 14.4828 | 98.8584 | 0.42 | 29 | 14.4828 | 98.8584 | 0.39 | 28 | 13.9286 | 95.0756
7328 | 7328 | 2019-11-02 08:00 | 7.55 | 1.53 | 105 | 14.5714 | 99.4637 | 1.56 | 107 | 14.5794 | 99.5184 | 1.58 | 109 | 14.4954 | 98.9448 | 1.31 | 90 | 14.5556 | 99.3553
7329 | 7329 | 2019-11-02 09:00 | 8.92 | 3.2 | 220 | 14.5455 | 99.2864 | 3.22 | 221 | 14.5701 | 99.4549 | 3.25 | 223 | 14.574 | 99.4812 | 2.13 | 148 | 14.3919 | 98.2382
7330 | 7330 | 2019-11-02 10:00 | 10.73 | 4.4 | 306 | 14.3791 | 98.1508 | 4.41 | 306 | 14.4118 | 98.3738 | 4.49 | 312 | 14.391 | 98.2323 | 3.94 | 275 | 14.3273 | 97.7971
7331 | 7331 | 2019-11-02 11:00 | 12.53 | 3.75 | 262 | 14.313 | 97.6995 | 3.75 | 263 | 14.2586 | 97.328 | 3.89 | 272 | 14.3015 | 97.621 | 3.77 | 264 | 14.2803 | 97.4765
7332 | 7332 | 2019-11-02 12:00 | 14.33 | 2.16 | 153 | 14.1176 | 96.3662 | 2.17 | 153 | 14.183 | 96.8123 | 2.27 | 160 | 14.1875 | 96.843 | 2.25 | 159 | 14.1509 | 96.5935
7333 | 7333 | 2019-11-02 13:00 | 14.25 | 0.89 | 64 | 13.9062 | 94.9232 | 0.9 | 64 | 14.0625 | 95.9898 | 0.95 | 68 | 13.9706 | 95.3624 | 0.95 | 68 | 13.9706 | 95.3624
7334 | 7334 | 2019-11-02 14:00 | 14.16 | 0.82 | 59 | 13.8983 | 94.869 | 0.83 | 59 | 14.0678 | 96.0259 | 0.87 | 62 | 14.0323 | 95.7833 | 0.87 | 62 | 14.0323 | 95.7833
7335 | 7335 | 2019-11-02 15:00 | 14.08 | 0.63 | 45 | 14 | 95.5631 | 0.66 | 47 | 14.0426 | 95.8536 | 0.66 | 47 | 14.0426 | 95.8536 | 0.6 | 43 | 13.9535 | 95.2457
7336 | 7336 | 2019-11-02 16:00 | 12.83 | 0 | 0 | 0 | 0 | 0 | 0 | 0 | 0 | 0 | 0 | 0 | 0 | 0 | 0 | 0 | 0
7337 | 7337 | 2019-11-02 17:00 | 11.58 | 0 | 0 | 0 | 0 | 0 | 0 | 0 | 0 | 0 | 0 | 0 | 0 | 0 | 0 | 0 | 0
7338 | 7338 | 2019-11-02 18:00 | 10.33 | 0 | 0 | 0 | 0 | 0 | 0 | 0 | 0 | 0 | 0 | 0 | 0 | 0 | 0 | 0 | 0
7339 | 7339 | 2019-11-02 19:00 | 10.1 | 0 | 0 | 0 | 0 | 0 | 0 | 0 | 0 | 0 | 0 | 0 | 0 | 0 | 0 | 0 | 0
7340 | 7340 | 2019-11-02 20:00 | 9.88 | 0 | 0 | 0 | 0 | 0 | 0 | 0 | 0 | 0 | 0 | 0 | 0 | 0 | 0 | 0 | 0
7341 | 7341 | 2019-11-02 21:00 | 9.65 | 0 | 0 | 0 | 0 | 0 | 0 | 0 | 0 | 0 | 0 | 0 | 0 | 0 | 0 | 0 | 0
7342 | 7342 | 2019-11-02 22:00 | 9.51 | 0 | 0 | 0 | 0 | 0 | 0 | 0 | 0 | 0 | 0 | 0 | 0 | 0 | 0 | 0 | 0
7343 | 7343 | 2019-11-02 23:00 | 9.37 | 0 | 0 | 0 | 0 | 0 | 0 | 0 | 0 | 0 | 0 | 0 | 0 | 0 | 0 | 0 | 0
7344 | 7344 | 2019-11-03 | 9.23 | 0 | 0 | 0 | 0 | 0 | 0 | 0 | 0 | 0 | 0 | 0 | 0 | 0 | 0 | 0 | 0
7345 | 7345 | 2019-11-03 01:00 | 8.83 | 0 | 0 | 0 | 0 | 0 | 0 | 0 | 0 | 0 | 0 | 0 | 0 | 0 | 0 | 0 | 0
7346 | 7346 | 2019-11-03 02:00 | 8.44 | 0 | 0 | 0 | 0 | 0 | 0 | 0 | 0 | 0 | 0 | 0 | 0 | 0 | 0 | 0 | 0
7347 | 7347 | 2019-11-03 03:00 | 8.04 | 0 | 0 | 0 | 0 | 0 | 0 | 0 | 0 | 0 | 0 | 0 | 0 | 0 | 0 | 0 | 0
7348 | 7348 | 2019-11-03 04:00 | 7.65 | 0 | 0 | 0 | 0 | 0 | 0 | 0 | 0 | 0 | 0 | 0 | 0 | 0 | 0 | 0 | 0
7349 | 7349 | 2019-11-03 05:00 | 7.26 | 0 | 0 | 0 | 0 | 0 | 0 | 0 | 0 | 0 | 0 | 0 | 0 | 0 | 0 | 0 | 0
7350 | 7350 | 2019-11-03 06:00 | 6.87 | 0 | 0 | 0 | 0 | 0 | 0 | 0 | 0 | 0 | 0 | 0 | 0 | 0 | 0 | 0 | 0
7351 | 7351 | 2019-11-03 07:00 | 7.25 | 0.44 | 31 | 14.1935 | 96.8843 | 0.49 | 34 | 14.4118 | 98.3738 | 0.48 | 33 | 14.5455 | 99.2864 | 0.31 | 22 | 14.0909 | 96.1837
7352 | 7352 | 2019-11-03 08:00 | 7.63 | 0.97 | 67 | 14.4776 | 98.8233 | 1 | 69 | 14.4928 | 98.9266 | 1.03 | 71 | 14.507 | 99.0242 | 1 | 70 | 14.2857 | 97.5134
7353 | 7353 | 2019-11-03 09:00 | 8.01 | 3.88 | 264 | 14.697 | 100.3206 | 3.91 | 265 | 14.7547 | 100.7148 | 3.79 | 258 | 14.6899 | 100.2725 | 1.27 | 90 | 14.1111 | 96.3216
7354 | 7354 | 2019-11-03 10:00 | 8.48 | 5.06 | 346 | 14.6243 | 99.8244 | 5.07 | 346 | 14.6532 | 100.0217 | 5.08 | 347 | 14.6398 | 99.9302 | 4.12 | 284 | 14.507 | 99.0242
7355 | 7355 | 2019-11-03 11:00 | 8.94 | 3.85 | 263 | 14.6388 | 99.9234 | 3.85 | 263 | 14.6388 | 99.9234 | 3.99 | 272 | 14.6691 | 100.1305 | 3.86 | 264 | 14.6212 | 99.8035
7356 | 7356 | 2019-11-03 12:00 | 9.4 | 5.05 | 346 | 14.5954 | 99.6271 | 5.06 | 346 | 14.6243 | 99.8244 | 5.14 | 352 | 14.6023 | 99.6742 | 4.66 | 320 | 14.5625 | 99.4027
7357 | 7357 | 2019-11-03 13:00 | 9.24 | 1.43 | 99 | 14.4444 | 98.5969 | 1.43 | 99 | 14.4444 | 98.5969 | 1.51 | 104 | 14.5192 | 99.1074 | 1.5 | 104 | 14.4231 | 98.451
7358 | 7358 | 2019-11-03 14:00 | 9.09 | 1.8 | 124 | 14.5161 | 99.0862 | 1.82 | 125 | 14.56 | 99.3857 | 1.86 | 128 | 14.5312 | 99.1894 | 1.5 | 104 | 14.4231 | 98.451
7359 | 7359 | 2019-11-03 15:00 | 8.93 | 0.7 | 49 | 14.2857 | 97.5134 | 0.73 | 51 | 14.3137 | 97.7046 | 0.72 | 51 | 14.1176 | 96.3662 | 0.62 | 44 | 14.0909 | 96.1837
7360 | 7360 | 2019-11-03 16:00 | 8.07 | 0 | 0 | 0 | 0 | 0 | 0 | 0 | 0 | 0 | 0 | 0 | 0 | 0 | 0 | 0 | 0
7361 | 7361 | 2019-11-03 17:00 | 7.21 | 0 | 0 | 0 | 0 | 0 | 0 | 0 | 0 | 0 | 0 | 0 | 0 | 0 | 0 | 0 | 0
7362 | 7362 | 2019-11-03 18:00 | 6.35 | 0 | 0 | 0 | 0 | 0 | 0 | 0 | 0 | 0 | 0 | 0 | 0 | 0 | 0 | 0 | 0
7363 | 7363 | 2019-11-03 19:00 | 6.11 | 0 | 0 | 0 | 0 | 0 | 0 | 0 | 0 | 0 | 0 | 0 | 0 | 0 | 0 | 0 | 0
7364 | 7364 | 2019-11-03 20:00 | 5.86 | 0 | 0 | 0 | 0 | 0 | 0 | 0 | 0 | 0 | 0 | 0 | 0 | 0 | 0 | 0 | 0
7365 | 7365 | 2019-11-03 21:00 | 5.62 | 0 | 0 | 0 | 0 | 0 | 0 | 0 | 0 | 0 | 0 | 0 | 0 | 0 | 0 | 0 | 0
7366 | 7366 | 2019-11-03 22:00 | 5.6 | 0 | 0 | 0 | 0 | 0 | 0 | 0 | 0 | 0 | 0 | 0 | 0 | 0 | 0 | 0 | 0
7367 | 7367 | 2019-11-03 23:00 | 5.57 | 0 | 0 | 0 | 0 | 0 | 0 | 0 | 0 | 0 | 0 | 0 | 0 | 0 | 0 | 0 | 0
7368 | 7368 | 2019-11-04 | 5.55 | 0 | 0 | 0 | 0 | 0 | 0 | 0 | 0 | 0 | 0 | 0 | 0 | 0 | 0 | 0 | 0
7369 | 7369 | 2019-11-04 01:00 | 4.98 | 0 | 0 | 0 | 0 | 0 | 0 | 0 | 0 | 0 | 0 | 0 | 0 | 0 | 0 | 0 | 0
7370 | 7370 | 2019-11-04 02:00 | 4.4 | 0 | 0 | 0 | 0 | 0 | 0 | 0 | 0 | 0 | 0 | 0 | 0 | 0 | 0 | 0 | 0
7371 | 7371 | 2019-11-04 03:00 | 3.83 | 0 | 0 | 0 | 0 | 0 | 0 | 0 | 0 | 0 | 0 | 0 | 0 | 0 | 0 | 0 | 0
7372 | 7372 | 2019-11-04 04:00 | 3.67 | 0 | 0 | 0 | 0 | 0 | 0 | 0 | 0 | 0 | 0 | 0 | 0 | 0 | 0 | 0 | 0
7373 | 7373 | 2019-11-04 05:00 | 3.51 | 0 | 0 | 0 | 0 | 0 | 0 | 0 | 0 | 0 | 0 | 0 | 0 | 0 | 0 | 0 | 0
7374 | 7374 | 2019-11-04 06:00 | 3.36 | 0 | 0 | 0 | 0 | 0 | 0 | 0 | 0 | 0 | 0 | 0 | 0 | 0 | 0 | 0 | 0
7375 | 7375 | 2019-11-04 07:00 | 4.51 | 0.34 | 24 | 14.1667 | 96.7008 | 0.38 | 26 | 14.6154 | 99.7637 | 0.4 | 28 | 14.2857 | 97.5134 | 0.36 | 25 | 14.4 | 98.2935
7376 | 7376 | 2019-11-04 08:00 | 5.67 | 1.24 | 85 | 14.5882 | 99.5784 | 1.27 | 87 | 14.5977 | 99.643 | 1.3 | 89 | 14.6067 | 99.7047 | 1.16 | 80 | 14.5 | 98.9761
7377 | 7377 | 2019-11-04 09:00 | 6.82 | 2.06 | 141 | 14.6099 | 99.7265 | 2.07 | 142 | 14.5775 | 99.5049 | 2.16 | 147 | 14.6939 | 100.2995 | 1.91 | 131 | 14.5802 | 99.5232
7378 | 7378 | 2019-11-04 10:00 | 7.52 | 2.54 | 174 | 14.5977 | 99.643 | 2.55 | 174 | 14.6552 | 100.0353 | 2.66 | 182 | 14.6154 | 99.7637 | 2.57 | 176 | 14.6023 | 99.6742
7379 | 7379 | 2019-11-04 11:00 | 8.22 | 3.19 | 219 | 14.5662 | 99.4281 | 3.2 | 219 | 14.6119 | 99.7397 | 3.33 | 228 | 14.6053 | 99.6946 | 3.25 | 223 | 14.574 | 99.4812
7380 | 7380 | 2019-11-04 12:00 | 8.92 | 3.65 | 251 | 14.5418 | 99.2617 | 3.66 | 251 | 14.5817 | 99.5336 | 3.78 | 260 | 14.5385 | 99.2386 | 3.6 | 248 | 14.5161 | 99.0862
7381 | 7381 | 2019-11-04 13:00 | 9.09 | 2.01 | 139 | 14.4604 | 98.706 | 2.02 | 139 | 14.5324 | 99.1971 | 2.11 | 145 | 14.5517 | 99.3292 | 2.02 | 139 | 14.5324 | 99.1971
7382 | 7382 | 2019-11-04 14:00 | 9.27 | 1.41 | 98 | 14.3878 | 98.2099 | 1.43 | 99 | 14.4444 | 98.5969 | 1.49 | 103 | 14.466 | 98.7442 | 1.35 | 94 | 14.3617 | 98.0321
7383 | 7383 | 2019-11-04 15:00 | 9.44 | 0.25 | 18 | 13.8889 | 94.8047 | 0.26 | 19 | 13.6842 | 93.4076 | 0.27 | 19 | 14.2105 | 97.0002 | 0.27 | 19 | 14.2105 | 97.0002
7384 | 7384 | 2019-11-04 16:00 | 7.97 | 0 | 0 | 0 | 0 | 0 | 0 | 0 | 0 | 0 | 0 | 0 | 0 | 0 | 0 | 0 | 0
7385 | 7385 | 2019-11-04 17:00 | 6.49 | 0 | 0 | 0 | 0 | 0 | 0 | 0 | 0 | 0 | 0 | 0 | 0 | 0 | 0 | 0 | 0
7386 | 7386 | 2019-11-04 18:00 | 5.02 | 0 | 0 | 0 | 0 | 0 | 0 | 0 | 0 | 0 | 0 | 0 | 0 | 0 | 0 | 0 | 0
7387 | 7387 | 2019-11-04 19:00 | 4.61 | 0 | 0 | 0 | 0 | 0 | 0 | 0 | 0 | 0 | 0 | 0 | 0 | 0 | 0 | 0 | 0
7388 | 7388 | 2019-11-04 20:00 | 4.19 | 0 | 0 | 0 | 0 | 0 | 0 | 0 | 0 | 0 | 0 | 0 | 0 | 0 | 0 | 0 | 0
7389 | 7389 | 2019-11-04 21:00 | 3.78 | 0 | 0 | 0 | 0 | 0 | 0 | 0 | 0 | 0 | 0 | 0 | 0 | 0 | 0 | 0 | 0
7390 | 7390 | 2019-11-04 22:00 | 3.52 | 0 | 0 | 0 | 0 | 0 | 0 | 0 | 0 | 0 | 0 | 0 | 0 | 0 | 0 | 0 | 0
7391 | 7391 | 2019-11-04 23:00 | 3.27 | 0 | 0 | 0 | 0 | 0 | 0 | 0 | 0 | 0 | 0 | 0 | 0 | 0 | 0 | 0 | 0
7392 | 7392 | 2019-11-05 | 3.01 | 0 | 0 | 0 | 0 | 0 | 0 | 0 | 0 | 0 | 0 | 0 | 0 | 0 | 0 | 0 | 0
7393 | 7393 | 2019-11-05 01:00 | 3.18 | 0 | 0 | 0 | 0 | 0 | 0 | 0 | 0 | 0 | 0 | 0 | 0 | 0 | 0 | 0 | 0
7394 | 7394 | 2019-11-05 02:00 | 3.34 | 0 | 0 | 0 | 0 | 0 | 0 | 0 | 0 | 0 | 0 | 0 | 0 | 0 | 0 | 0 | 0
7395 | 7395 | 2019-11-05 03:00 | 3.51 | 0 | 0 | 0 | 0 | 0 | 0 | 0 | 0 | 0 | 0 | 0 | 0 | 0 | 0 | 0 | 0
7396 | 7396 | 2019-11-05 04:00 | 3.71 | 0 | 0 | 0 | 0 | 0 | 0 | 0 | 0 | 0 | 0 | 0 | 0 | 0 | 0 | 0 | 0
7397 | 7397 | 2019-11-05 05:00 | 3.91 | 0 | 0 | 0 | 0 | 0 | 0 | 0 | 0 | 0 | 0 | 0 | 0 | 0 | 0 | 0 | 0
7398 | 7398 | 2019-11-05 06:00 | 4.12 | 0 | 0 | 0 | 0 | 0 | 0 | 0 | 0 | 0 | 0 | 0 | 0 | 0 | 0 | 0 | 0
7399 | 7399 | 2019-11-05 07:00 | 4.85 | 0.39 | 27 | 14.4444 | 98.5969 | 0.43 | 30 | 14.3333 | 97.8385 | 0.45 | 31 | 14.5161 | 99.0862 | 0.28 | 20 | 14 | 95.5631
7400 | 7400 | 2019-11-05 08:00 | 5.59 | 1.53 | 104 | 14.7115 | 100.4201 | 1.56 | 106 | 14.717 | 100.4572 | 1.57 | 107 | 14.6729 | 100.1563 | 1.22 | 84 | 14.5238 | 99.1386
7401 | 7401 | 2019-11-05 09:00 | 6.33 | 3.1 | 210 | 14.7619 | 100.7639 | 3.12 | 212 | 14.717 | 100.4572 | 3.15 | 213 | 14.7887 | 100.947 | 1.94 | 134 | 14.4776 | 98.8233
7402 | 7402 | 2019-11-05 10:00 | 7.31 | 4.15 | 283 | 14.6643 | 100.0977 | 4.16 | 284 | 14.6479 | 99.9856 | 4.24 | 289 | 14.6713 | 100.1453 | 3.71 | 254 | 14.6063 | 99.7017
7403 | 7403 | 2019-11-05 11:00 | 8.28 | 3.35 | 229 | 14.6288 | 99.8554 | 3.35 | 229 | 14.6288 | 99.8554 | 3.49 | 238 | 14.6639 | 100.0946 | 3.39 | 232 | 14.6121 | 99.7411
7404 | 7404 | 2019-11-05 12:00 | 9.25 | 4.14 | 284 | 14.5775 | 99.5049 | 4.15 | 285 | 14.5614 | 99.3952 | 4.26 | 292 | 14.589 | 99.5839 | 3.97 | 273 | 14.5421 | 99.2636
7405 | 7405 | 2019-11-05 13:00 | 9.3 | 4.1 | 281 | 14.5907 | 99.5955 | 4.11 | 282 | 14.5745 | 99.4844 | 4.08 | 280 | 14.5714 | 99.4637 | 2.66 | 186 | 14.3011 | 97.6183
7406 | 7406 | 2019-11-05 14:00 | 9.36 | 1.81 | 125 | 14.48 | 98.8396 | 1.83 | 126 | 14.5238 | 99.1386 | 1.87 | 129 | 14.4961 | 98.9497 | 1.45 | 101 | 14.3564 | 97.9961
7407 | 7407 | 2019-11-05 15:00 | 9.41 | 0.56 | 39 | 14.359 | 98.0135 | 0.58 | 41 | 14.1463 | 96.5621 | 0.58 | 41 | 14.1463 | 96.5621 | 0.53 | 38 | 13.9474 | 95.2039
7408 | 7408 | 2019-11-05 16:00 | 8.69 | 0 | 0 | 0 | 0 | 0 | 0 | 0 | 0 | 0 | 0 | 0 | 0 | 0 | 0 | 0 | 0
7409 | 7409 | 2019-11-05 17:00 | 7.98 | 0 | 0 | 0 | 0 | 0 | 0 | 0 | 0 | 0 | 0 | 0 | 0 | 0 | 0 | 0 | 0
7410 | 7410 | 2019-11-05 18:00 | 7.26 | 0 | 0 | 0 | 0 | 0 | 0 | 0 | 0 | 0 | 0 | 0 | 0 | 0 | 0 | 0 | 0
7411 | 7411 | 2019-11-05 19:00 | 7.01 | 0 | 0 | 0 | 0 | 0 | 0 | 0 | 0 | 0 | 0 | 0 | 0 | 0 | 0 | 0 | 0
7412 | 7412 | 2019-11-05 20:00 | 6.75 | 0 | 0 | 0 | 0 | 0 | 0 | 0 | 0 | 0 | 0 | 0 | 0 | 0 | 0 | 0 | 0
7413 | 7413 | 2019-11-05 21:00 | 6.5 | 0 | 0 | 0 | 0 | 0 | 0 | 0 | 0 | 0 | 0 | 0 | 0 | 0 | 0 | 0 | 0
7414 | 7414 | 2019-11-05 22:00 | 6.56 | 0 | 0 | 0 | 0 | 0 | 0 | 0 | 0 | 0 | 0 | 0 | 0 | 0 | 0 | 0 | 0
7415 | 7415 | 2019-11-05 23:00 | 6.63 | 0 | 0 | 0 | 0 | 0 | 0 | 0 | 0 | 0 | 0 | 0 | 0 | 0 | 0 | 0 | 0
7416 | 7416 | 2019-11-06 | 6.69 | 0 | 0 | 0 | 0 | 0 | 0 | 0 | 0 | 0 | 0 | 0 | 0 | 0 | 0 | 0 | 0
7417 | 7417 | 2019-11-06 01:00 | 6.81 | 0 | 0 | 0 | 0 | 0 | 0 | 0 | 0 | 0 | 0 | 0 | 0 | 0 | 0 | 0 | 0
7418 | 7418 | 2019-11-06 02:00 | 6.94 | 0 | 0 | 0 | 0 | 0 | 0 | 0 | 0 | 0 | 0 | 0 | 0 | 0 | 0 | 0 | 0
7419 | 7419 | 2019-11-06 03:00 | 7.06 | 0 | 0 | 0 | 0 | 0 | 0 | 0 | 0 | 0 | 0 | 0 | 0 | 0 | 0 | 0 | 0
7420 | 7420 | 2019-11-06 04:00 | 6.96 | 0 | 0 | 0 | 0 | 0 | 0 | 0 | 0 | 0 | 0 | 0 | 0 | 0 | 0 | 0 | 0
7421 | 7421 | 2019-11-06 05:00 | 6.86 | 0 | 0 | 0 | 0 | 0 | 0 | 0 | 0 | 0 | 0 | 0 | 0 | 0 | 0 | 0 | 0
7422 | 7422 | 2019-11-06 06:00 | 6.77 | 0 | 0 | 0 | 0 | 0 | 0 | 0 | 0 | 0 | 0 | 0 | 0 | 0 | 0 | 0 | 0
7423 | 7423 | 2019-11-06 07:00 | 6.99 | 0.3 | 21 | 14.2857 | 97.5134 | 0.33 | 23 | 14.3478 | 97.9374 | 0.38 | 27 | 14.0741 | 96.0688 | 0.33 | 23 | 14.3478 | 97.9374
7424 | 7424 | 2019-11-06 08:00 | 7.22 | 0.75 | 52 | 14.4231 | 98.451 | 0.77 | 54 | 14.2593 | 97.3328 | 0.8 | 56 | 14.2857 | 97.5134 | 0.79 | 55 | 14.3636 | 98.0453
7425 | 7425 | 2019-11-06 09:00 | 7.45 | 2.13 | 146 | 14.589 | 99.5839 | 2.15 | 147 | 14.6259 | 99.8352 | 2.23 | 152 | 14.6711 | 100.1437 | 1.9 | 130 | 14.6154 | 99.7637
7426 | 7426 | 2019-11-06 10:00 | 7.6 | 3.17 | 217 | 14.6083 | 99.7153 | 3.18 | 217 | 14.6544 | 100.0299 | 3.29 | 224 | 14.6875 | 100.256 | 3.06 | 209 | 14.6411 | 99.9396
7427 | 7427 | 2019-11-06 11:00 | 7.75 | 2.55 | 175 | 14.5714 | 99.4637 | 2.56 | 175 | 14.6286 | 99.8537 | 2.67 | 183 | 14.5902 | 99.5916 | 2.64 | 180 | 14.6667 | 100.1138
7428 | 7428 | 2019-11-06 12:00 | 7.9 | 1.19 | 83 | 14.3373 | 97.8659 | 1.2 | 83 | 14.4578 | 98.6883 | 1.26 | 87 | 14.4828 | 98.8584 | 1.26 | 87 | 14.4828 | 98.8584
7429 | 7429 | 2019-11-06 13:00 | 8.27 | 3.57 | 244 | 14.6311 | 99.8713 | 3.59 | 245 | 14.6531 | 100.0209 | 3.62 | 248 | 14.5968 | 99.6367 | 2.72 | 188 | 14.4681 | 98.7583
7430 | 7430 | 2019-11-06 14:00 | 8.65 | 0.47 | 33 | 14.2424 | 97.2179 | 0.47 | 33 | 14.2424 | 97.2179 | 0.5 | 35 | 14.2857 | 97.5134 | 0.5 | 35 | 14.2857 | 97.5134
7431 | 7431 | 2019-11-06 15:00 | 9.02 | 0.4 | 29 | 13.7931 | 94.1509 | 0.42 | 30 | 14 | 95.5631 | 0.42 | 30 | 14 | 95.5631 | 0.42 | 30 | 14 | 95.5631
7432 | 7432 | 2019-11-06 16:00 | 8.05 | 0 | 0 | 0 | 0 | 0 | 0 | 0 | 0 | 0 | 0 | 0 | 0 | 0 | 0 | 0 | 0
7433 | 7433 | 2019-11-06 17:00 | 7.07 | 0 | 0 | 0 | 0 | 0 | 0 | 0 | 0 | 0 | 0 | 0 | 0 | 0 | 0 | 0 | 0
7434 | 7434 | 2019-11-06 18:00 | 6.1 | 0 | 0 | 0 | 0 | 0 | 0 | 0 | 0 | 0 | 0 | 0 | 0 | 0 | 0 | 0 | 0
7435 | 7435 | 2019-11-06 19:00 | 5.81 | 0 | 0 | 0 | 0 | 0 | 0 | 0 | 0 | 0 | 0 | 0 | 0 | 0 | 0 | 0 | 0
7436 | 7436 | 2019-11-06 20:00 | 5.53 | 0 | 0 | 0 | 0 | 0 | 0 | 0 | 0 | 0 | 0 | 0 | 0 | 0 | 0 | 0 | 0
7437 | 7437 | 2019-11-06 21:00 | 5.24 | 0 | 0 | 0 | 0 | 0 | 0 | 0 | 0 | 0 | 0 | 0 | 0 | 0 | 0 | 0 | 0
7438 | 7438 | 2019-11-06 22:00 | 5.21 | 0 | 0 | 0 | 0 | 0 | 0 | 0 | 0 | 0 | 0 | 0 | 0 | 0 | 0 | 0 | 0
7439 | 7439 | 2019-11-06 23:00 | 5.17 | 0 | 0 | 0 | 0 | 0 | 0 | 0 | 0 | 0 | 0 | 0 | 0 | 0 | 0 | 0 | 0
7440 | 7440 | 2019-11-07 | 5.14 | 0 | 0 | 0 | 0 | 0 | 0 | 0 | 0 | 0 | 0 | 0 | 0 | 0 | 0 | 0 | 0
7441 | 7441 | 2019-11-07 01:00 | 5.13 | 0 | 0 | 0 | 0 | 0 | 0 | 0 | 0 | 0 | 0 | 0 | 0 | 0 | 0 | 0 | 0
7442 | 7442 | 2019-11-07 02:00 | 5.13 | 0 | 0 | 0 | 0 | 0 | 0 | 0 | 0 | 0 | 0 | 0 | 0 | 0 | 0 | 0 | 0
7443 | 7443 | 2019-11-07 03:00 | 5.12 | 0 | 0 | 0 | 0 | 0 | 0 | 0 | 0 | 0 | 0 | 0 | 0 | 0 | 0 | 0 | 0
7444 | 7444 | 2019-11-07 04:00 | 5.23 | 0 | 0 | 0 | 0 | 0 | 0 | 0 | 0 | 0 | 0 | 0 | 0 | 0 | 0 | 0 | 0
7445 | 7445 | 2019-11-07 05:00 | 5.33 | 0 | 0 | 0 | 0 | 0 | 0 | 0 | 0 | 0 | 0 | 0 | 0 | 0 | 0 | 0 | 0
7446 | 7446 | 2019-11-07 06:00 | 5.44 | 0 | 0 | 0 | 0 | 0 | 0 | 0 | 0 | 0 | 0 | 0 | 0 | 0 | 0 | 0 | 0
7447 | 7447 | 2019-11-07 07:00 | 5.71 | 0.3 | 21 | 14.2857 | 97.5134 | 0.33 | 23 | 14.3478 | 97.9374 | 0.41 | 29 | 14.1379 | 96.5046 | 0.33 | 23 | 14.3478 | 97.9374
7448 | 7448 | 2019-11-07 08:00 | 5.98 | 1.93 | 131 | 14.7328 | 100.5654 | 1.98 | 134 | 14.7761 | 100.8609 | 1.86 | 126 | 14.7619 | 100.7639 | 0.75 | 52 | 14.4231 | 98.451
7449 | 7449 | 2019-11-07 09:00 | 6.25 | 2.94 | 199 | 14.7739 | 100.8455 | 2.96 | 200 | 14.8 | 101.0239 | 2.99 | 202 | 14.802 | 101.0374 | 1.87 | 128 | 14.6094 | 99.7227
7450 | 7450 | 2019-11-07 10:00 | 6.56 | 2.47 | 167 | 14.7904 | 100.9585 | 2.48 | 168 | 14.7619 | 100.7639 | 2.59 | 175 | 14.8 | 101.0239 | 2.49 | 169 | 14.7337 | 100.5715
7451 | 7451 | 2019-11-07 11:00 | 6.86 | 0.89 | 61 | 14.5902 | 99.5916 | 0.89 | 61 | 14.5902 | 99.5916 | 0.94 | 65 | 14.4615 | 98.7136 | 0.94 | 65 | 14.4615 | 98.7136
7452 | 7452 | 2019-11-07 12:00 | 7.17 | 1.25 | 86 | 14.5349 | 99.2142 | 1.26 | 86 | 14.6512 | 100.0079 | 1.32 | 91 | 14.5055 | 99.0136 | 1.32 | 91 | 14.5055 | 99.0136
7453 | 7453 | 2019-11-07 13:00 | 6.91 | 0.85 | 59 | 14.4068 | 98.3398 | 0.85 | 59 | 14.4068 | 98.3398 | 0.9 | 62 | 14.5161 | 99.0862 | 0.9 | 62 | 14.5161 | 99.0862
7454 | 7454 | 2019-11-07 14:00 | 6.66 | 0.71 | 49 | 14.4898 | 98.9065 | 0.71 | 50 | 14.2 | 96.9283 | 0.75 | 52 | 14.4231 | 98.451 | 0.75 | 52 | 14.4231 | 98.451
7455 | 7455 | 2019-11-07 15:00 | 6.4 | 0.55 | 38 | 14.4737 | 98.7965 | 0.57 | 40 | 14.25 | 97.2696 | 0.57 | 39 | 14.6154 | 99.7637 | 0.5 | 35 | 14.2857 | 97.5134
7456 | 7456 | 2019-11-07 16:00 | 5.8 | 0 | 0 | 0 | 0 | 0 | 0 | 0 | 0 | 0 | 0 | 0 | 0 | 0 | 0 | 0 | 0
7457 | 7457 | 2019-11-07 17:00 | 5.21 | 0 | 0 | 0 | 0 | 0 | 0 | 0 | 0 | 0 | 0 | 0 | 0 | 0 | 0 | 0 | 0
7458 | 7458 | 2019-11-07 18:00 | 4.61 | 0 | 0 | 0 | 0 | 0 | 0 | 0 | 0 | 0 | 0 | 0 | 0 | 0 | 0 | 0 | 0
7459 | 7459 | 2019-11-07 19:00 | 4.27 | 0 | 0 | 0 | 0 | 0 | 0 | 0 | 0 | 0 | 0 | 0 | 0 | 0 | 0 | 0 | 0
7460 | 7460 | 2019-11-07 20:00 | 3.92 | 0 | 0 | 0 | 0 | 0 | 0 | 0 | 0 | 0 | 0 | 0 | 0 | 0 | 0 | 0 | 0
7461 | 7461 | 2019-11-07 21:00 | 3.58 | 0 | 0 | 0 | 0 | 0 | 0 | 0 | 0 | 0 | 0 | 0 | 0 | 0 | 0 | 0 | 0
7462 | 7462 | 2019-11-07 22:00 | 3.41 | 0 | 0 | 0 | 0 | 0 | 0 | 0 | 0 | 0 | 0 | 0 | 0 | 0 | 0 | 0 | 0
7463 | 7463 | 2019-11-07 23:00 | 3.24 | 0 | 0 | 0 | 0 | 0 | 0 | 0 | 0 | 0 | 0 | 0 | 0 | 0 | 0 | 0 | 0
7464 | 7464 | 2019-11-08 | 3.07 | 0 | 0 | 0 | 0 | 0 | 0 | 0 | 0 | 0 | 0 | 0 | 0 | 0 | 0 | 0 | 0
7465 | 7465 | 2019-11-08 01:00 | 2.7 | 0 | 0 | 0 | 0 | 0 | 0 | 0 | 0 | 0 | 0 | 0 | 0 | 0 | 0 | 0 | 0
7466 | 7466 | 2019-11-08 02:00 | 2.34 | 0 | 0 | 0 | 0 | 0 | 0 | 0 | 0 | 0 | 0 | 0 | 0 | 0 | 0 | 0 | 0
7467 | 7467 | 2019-11-08 03:00 | 1.97 | 0 | 0 | 0 | 0 | 0 | 0 | 0 | 0 | 0 | 0 | 0 | 0 | 0 | 0 | 0 | 0
7468 | 7468 | 2019-11-08 04:00 | 1.98 | 0 | 0 | 0 | 0 | 0 | 0 | 0 | 0 | 0 | 0 | 0 | 0 | 0 | 0 | 0 | 0
7469 | 7469 | 2019-11-08 05:00 | 1.99 | 0 | 0 | 0 | 0 | 0 | 0 | 0 | 0 | 0 | 0 | 0 | 0 | 0 | 0 | 0 | 0
7470 | 7470 | 2019-11-08 06:00 | 2.01 | 0 | 0 | 0 | 0 | 0 | 0 | 0 | 0 | 0 | 0 | 0 | 0 | 0 | 0 | 0 | 0
7471 | 7471 | 2019-11-08 07:00 | 2.6 | 0.2 | 14 | 14.2857 | 97.5134 | 0.22 | 16 | 13.75 | 93.8567 | 0.31 | 22 | 14.0909 | 96.1837 | 0.3 | 21 | 14.2857 | 97.5134
7472 | 7472 | 2019-11-08 08:00 | 3.19 | 0.66 | 45 | 14.6667 | 100.1138 | 0.68 | 47 | 14.4681 | 98.7583 | 0.71 | 48 | 14.7917 | 100.967 | 0.71 | 48 | 14.7917 | 100.967
7473 | 7473 | 2019-11-08 09:00 | 3.78 | 0.35 | 24 | 14.5833 | 99.5449 | 0.35 | 24 | 14.5833 | 99.5449 | 0.37 | 26 | 14.2308 | 97.1384 | 0.37 | 26 | 14.2308 | 97.1384
7474 | 7474 | 2019-11-08 10:00 | 4.48 | 1.41 | 96 | 14.6875 | 100.256 | 1.42 | 96 | 14.7917 | 100.967 | 1.49 | 101 | 14.7525 | 100.6995 | 1.49 | 101 | 14.7525 | 100.6995
7475 | 7475 | 2019-11-08 11:00 | 5.17 | 0.71 | 49 | 14.4898 | 98.9065 | 0.71 | 49 | 14.4898 | 98.9065 | 0.75 | 52 | 14.4231 | 98.451 | 0.75 | 52 | 14.4231 | 98.451
7476 | 7476 | 2019-11-08 12:00 | 5.87 | 0.58 | 40 | 14.5 | 98.9761 | 0.58 | 40 | 14.5 | 98.9761 | 0.61 | 42 | 14.5238 | 99.1386 | 0.61 | 42 | 14.5238 | 99.1386
7477 | 7477 | 2019-11-08 13:00 | 5.96 | 0.88 | 60 | 14.6667 | 100.1138 | 0.88 | 61 | 14.4262 | 98.4726 | 0.93 | 64 | 14.5312 | 99.1894 | 0.93 | 64 | 14.5312 | 99.1894
7478 | 7478 | 2019-11-08 14:00 | 6.06 | 0.89 | 61 | 14.5902 | 99.5916 | 0.9 | 62 | 14.5161 | 99.0862 | 0.95 | 65 | 14.6154 | 99.7637 | 0.94 | 64 | 14.6875 | 100.256
7479 | 7479 | 2019-11-08 15:00 | 6.15 | 0.42 | 29 | 14.4828 | 98.8584 | 0.44 | 31 | 14.1935 | 96.8843 | 0.44 | 31 | 14.1935 | 96.8843 | 0.41 | 29 | 14.1379 | 96.5046
7480 | 7480 | 2019-11-08 16:00 | 5.59 | 0 | 0 | 0 | 0 | 0 | 0 | 0 | 0 | 0 | 0 | 0 | 0 | 0 | 0 | 0 | 0
7481 | 7481 | 2019-11-08 17:00 | 5.02 | 0 | 0 | 0 | 0 | 0 | 0 | 0 | 0 | 0 | 0 | 0 | 0 | 0 | 0 | 0 | 0
7482 | 7482 | 2019-11-08 18:00 | 4.46 | 0 | 0 | 0 | 0 | 0 | 0 | 0 | 0 | 0 | 0 | 0 | 0 | 0 | 0 | 0 | 0
7483 | 7483 | 2019-11-08 19:00 | 4.38 | 0 | 0 | 0 | 0 | 0 | 0 | 0 | 0 | 0 | 0 | 0 | 0 | 0 | 0 | 0 | 0
7484 | 7484 | 2019-11-08 20:00 | 4.3 | 0 | 0 | 0 | 0 | 0 | 0 | 0 | 0 | 0 | 0 | 0 | 0 | 0 | 0 | 0 | 0
7485 | 7485 | 2019-11-08 21:00 | 4.22 | 0 | 0 | 0 | 0 | 0 | 0 | 0 | 0 | 0 | 0 | 0 | 0 | 0 | 0 | 0 | 0
7486 | 7486 | 2019-11-08 22:00 | 4.29 | 0 | 0 | 0 | 0 | 0 | 0 | 0 | 0 | 0 | 0 | 0 | 0 | 0 | 0 | 0 | 0
7487 | 7487 | 2019-11-08 23:00 | 4.36 | 0 | 0 | 0 | 0 | 0 | 0 | 0 | 0 | 0 | 0 | 0 | 0 | 0 | 0 | 0 | 0
7488 | 7488 | 2019-11-09 | 4.43 | 0 | 0 | 0 | 0 | 0 | 0 | 0 | 0 | 0 | 0 | 0 | 0 | 0 | 0 | 0 | 0
7489 | 7489 | 2019-11-09 01:00 | 3.72 | 0 | 0 | 0 | 0 | 0 | 0 | 0 | 0 | 0 | 0 | 0 | 0 | 0 | 0 | 0 | 0
7490 | 7490 | 2019-11-09 02:00 | 3.01 | 0 | 0 | 0 | 0 | 0 | 0 | 0 | 0 | 0 | 0 | 0 | 0 | 0 | 0 | 0 | 0
7491 | 7491 | 2019-11-09 03:00 | 2.3 | 0 | 0 | 0 | 0 | 0 | 0 | 0 | 0 | 0 | 0 | 0 | 0 | 0 | 0 | 0 | 0
7492 | 7492 | 2019-11-09 04:00 | 2.08 | 0 | 0 | 0 | 0 | 0 | 0 | 0 | 0 | 0 | 0 | 0 | 0 | 0 | 0 | 0 | 0
7493 | 7493 | 2019-11-09 05:00 | 1.85 | 0 | 0 | 0 | 0 | 0 | 0 | 0 | 0 | 0 | 0 | 0 | 0 | 0 | 0 | 0 | 0
7494 | 7494 | 2019-11-09 06:00 | 1.63 | 0 | 0 | 0 | 0 | 0 | 0 | 0 | 0 | 0 | 0 | 0 | 0 | 0 | 0 | 0 | 0
7495 | 7495 | 2019-11-09 07:00 | 1.94 | 0.22 | 15 | 14.6667 | 100.1138 | 0.24 | 17 | 14.1176 | 96.3662 | 0.37 | 26 | 14.2308 | 97.1384 | 0.34 | 23 | 14.7826 | 100.9052
7496 | 7496 | 2019-11-09 08:00 | 2.25 | 0.99 | 67 | 14.7761 | 100.8609 | 1.02 | 69 | 14.7826 | 100.9052 | 1.04 | 71 | 14.6479 | 99.9856 | 0.97 | 66 | 14.697 | 100.3206
7497 | 7497 | 2019-11-09 09:00 | 2.56 | 2.64 | 176 | 15 | 102.3891 | 2.65 | 178 | 14.8876 | 101.6221 | 2.7 | 181 | 14.9171 | 101.8234 | 1.87 | 127 | 14.7244 | 100.5079
7498 | 7498 | 2019-11-09 10:00 | 3.03 | 2.53 | 170 | 14.8824 | 101.586 | 2.54 | 171 | 14.8538 | 101.3911 | 2.65 | 178 | 14.8876 | 101.6221 | 2.53 | 170 | 14.8824 | 101.586
7499 | 7499 | 2019-11-09 11:00 | 3.49 | 2.87 | 193 | 14.8705 | 101.5049 | 2.87 | 193 | 14.8705 | 101.5049 | 3 | 202 | 14.8515 | 101.3753 | 2.93 | 197 | 14.8731 | 101.5228
7500 | 7500 | 2019-11-09 12:00 | 3.95 | 3.49 | 236 | 14.7881 | 100.9429 | 3.5 | 236 | 14.8305 | 101.2321 | 3.62 | 244 | 14.8361 | 101.2701 | 3.4 | 230 | 14.7826 | 100.9052
7501 | 7501 | 2019-11-09 13:00 | 4.29 | 3.24 | 219 | 14.7945 | 100.9865 | 3.25 | 220 | 14.7727 | 100.8377 | 3.31 | 223 | 14.843 | 101.3177 | 2.55 | 174 | 14.6552 | 100.0353
7502 | 7502 | 2019-11-09 14:00 | 4.64 | 2.11 | 142 | 14.8592 | 101.4277 | 2.13 | 144 | 14.7917 | 100.967 | 2.11 | 143 | 14.7552 | 100.7184 | 1.21 | 83 | 14.5783 | 99.5107
7503 | 7503 | 2019-11-09 15:00 | 4.98 | 0.47 | 33 | 14.2424 | 97.2179 | 0.49 | 34 | 14.4118 | 98.3738 | 0.48 | 34 | 14.1176 | 96.3662 | 0.42 | 29 | 14.4828 | 98.8584
7504 | 7504 | 2019-11-09 16:00 | 4.02 | 0 | 0 | 0 | 0 | 0 | 0 | 0 | 0 | 0 | 0 | 0 | 0 | 0 | 0 | 0 | 0
7505 | 7505 | 2019-11-09 17:00 | 3.05 | 0 | 0 | 0 | 0 | 0 | 0 | 0 | 0 | 0 | 0 | 0 | 0 | 0 | 0 | 0 | 0
7506 | 7506 | 2019-11-09 18:00 | 2.09 | 0 | 0 | 0 | 0 | 0 | 0 | 0 | 0 | 0 | 0 | 0 | 0 | 0 | 0 | 0 | 0
7507 | 7507 | 2019-11-09 19:00 | 2 | 0 | 0 | 0 | 0 | 0 | 0 | 0 | 0 | 0 | 0 | 0 | 0 | 0 | 0 | 0 | 0
7508 | 7508 | 2019-11-09 20:00 | 1.9 | 0 | 0 | 0 | 0 | 0 | 0 | 0 | 0 | 0 | 0 | 0 | 0 | 0 | 0 | 0 | 0
7509 | 7509 | 2019-11-09 21:00 | 1.81 | 0 | 0 | 0 | 0 | 0 | 0 | 0 | 0 | 0 | 0 | 0 | 0 | 0 | 0 | 0 | 0
7510 | 7510 | 2019-11-09 22:00 | 1.85 | 0 | 0 | 0 | 0 | 0 | 0 | 0 | 0 | 0 | 0 | 0 | 0 | 0 | 0 | 0 | 0
7511 | 7511 | 2019-11-09 23:00 | 1.9 | 0 | 0 | 0 | 0 | 0 | 0 | 0 | 0 | 0 | 0 | 0 | 0 | 0 | 0 | 0 | 0
7512 | 7512 | 2019-11-10 | 1.94 | 0 | 0 | 0 | 0 | 0 | 0 | 0 | 0 | 0 | 0 | 0 | 0 | 0 | 0 | 0 | 0
7513 | 7513 | 2019-11-10 01:00 | 1.86 | 0 | 0 | 0 | 0 | 0 | 0 | 0 | 0 | 0 | 0 | 0 | 0 | 0 | 0 | 0 | 0
7514 | 7514 | 2019-11-10 02:00 | 1.78 | 0 | 0 | 0 | 0 | 0 | 0 | 0 | 0 | 0 | 0 | 0 | 0 | 0 | 0 | 0 | 0
7515 | 7515 | 2019-11-10 03:00 | 1.7 | 0 | 0 | 0 | 0 | 0 | 0 | 0 | 0 | 0 | 0 | 0 | 0 | 0 | 0 | 0 | 0
7516 | 7516 | 2019-11-10 04:00 | 1.75 | 0 | 0 | 0 | 0 | 0 | 0 | 0 | 0 | 0 | 0 | 0 | 0 | 0 | 0 | 0 | 0
7517 | 7517 | 2019-11-10 05:00 | 1.8 | 0 | 0 | 0 | 0 | 0 | 0 | 0 | 0 | 0 | 0 | 0 | 0 | 0 | 0 | 0 | 0
7518 | 7518 | 2019-11-10 06:00 | 1.85 | 0 | 0 | 0 | 0 | 0 | 0 | 0 | 0 | 0 | 0 | 0 | 0 | 0 | 0 | 0 | 0
7519 | 7519 | 2019-11-10 07:00 | 2.45 | 0.11 | 7 | 15.7143 | 107.2647 | 0.12 | 8 | 15 | 102.3891 | 0.21 | 14 | 15 | 102.3891 | 0.19 | 13 | 14.6154 | 99.7637
7520 | 7520 | 2019-11-10 08:00 | 3.05 | 0.69 | 47 | 14.6809 | 100.2106 | 0.71 | 48 | 14.7917 | 100.967 | 0.73 | 50 | 14.6 | 99.6587 | 0.72 | 49 | 14.6939 | 100.2995
7521 | 7521 | 2019-11-10 09:00 | 3.65 | 0.4 | 28 | 14.2857 | 97.5134 | 0.4 | 28 | 14.2857 | 97.5134 | 0.43 | 30 | 14.3333 | 97.8385 | 0.43 | 30 | 14.3333 | 97.8385
7522 | 7522 | 2019-11-10 10:00 | 4 | 0.61 | 42 | 14.5238 | 99.1386 | 0.61 | 42 | 14.5238 | 99.1386 | 0.64 | 44 | 14.5455 | 99.2864 | 0.64 | 44 | 14.5455 | 99.2864
7523 | 7523 | 2019-11-10 11:00 | 4.35 | 1.37 | 93 | 14.7312 | 100.5541 | 1.38 | 93 | 14.8387 | 101.2881 | 1.45 | 98 | 14.7959 | 100.996 | 1.45 | 98 | 14.7959 | 100.996
7524 | 7524 | 2019-11-10 12:00 | 4.7 | 2.71 | 183 | 14.8087 | 101.0836 | 2.71 | 183 | 14.8087 | 101.0836 | 2.83 | 190 | 14.8947 | 101.6706 | 2.74 | 184 | 14.8913 | 101.6471
7525 | 7525 | 2019-11-10 13:00 | 4.63 | 1.85 | 125 | 14.8 | 101.0239 | 1.86 | 126 | 14.7619 | 100.7639 | 1.95 | 131 | 14.8855 | 101.6075 | 1.85 | 125 | 14.8 | 101.0239
7526 | 7526 | 2019-11-10 14:00 | 4.55 | 0.86 | 59 | 14.5763 | 99.4967 | 0.87 | 59 | 14.7458 | 100.6537 | 0.91 | 62 | 14.6774 | 100.1872 | 0.9 | 62 | 14.5161 | 99.0862
7527 | 7527 | 2019-11-10 15:00 | 4.48 | 0.29 | 20 | 14.5 | 98.9761 | 0.31 | 21 | 14.7619 | 100.7639 | 0.31 | 21 | 14.7619 | 100.7639 | 0.3 | 21 | 14.2857 | 97.5134
7528 | 7528 | 2019-11-10 16:00 | 4.29 | 0 | 0 | 0 | 0 | 0 | 0 | 0 | 0 | 0 | 0 | 0 | 0 | 0 | 0 | 0 | 0
7529 | 7529 | 2019-11-10 17:00 | 4.11 | 0 | 0 | 0 | 0 | 0 | 0 | 0 | 0 | 0 | 0 | 0 | 0 | 0 | 0 | 0 | 0
7530 | 7530 | 2019-11-10 18:00 | 3.92 | 0 | 0 | 0 | 0 | 0 | 0 | 0 | 0 | 0 | 0 | 0 | 0 | 0 | 0 | 0 | 0
7531 | 7531 | 2019-11-10 19:00 | 4.24 | 0 | 0 | 0 | 0 | 0 | 0 | 0 | 0 | 0 | 0 | 0 | 0 | 0 | 0 | 0 | 0
7532 | 7532 | 2019-11-10 20:00 | 4.57 | 0 | 0 | 0 | 0 | 0 | 0 | 0 | 0 | 0 | 0 | 0 | 0 | 0 | 0 | 0 | 0
7533 | 7533 | 2019-11-10 21:00 | 4.89 | 0 | 0 | 0 | 0 | 0 | 0 | 0 | 0 | 0 | 0 | 0 | 0 | 0 | 0 | 0 | 0
7534 | 7534 | 2019-11-10 22:00 | 5.09 | 0 | 0 | 0 | 0 | 0 | 0 | 0 | 0 | 0 | 0 | 0 | 0 | 0 | 0 | 0 | 0
7535 | 7535 | 2019-11-10 23:00 | 5.3 | 0 | 0 | 0 | 0 | 0 | 0 | 0 | 0 | 0 | 0 | 0 | 0 | 0 | 0 | 0 | 0
7536 | 7536 | 2019-11-11 | 5.5 | 0 | 0 | 0 | 0 | 0 | 0 | 0 | 0 | 0 | 0 | 0 | 0 | 0 | 0 | 0 | 0
7537 | 7537 | 2019-11-11 01:00 | 4.87 | 0 | 0 | 0 | 0 | 0 | 0 | 0 | 0 | 0 | 0 | 0 | 0 | 0 | 0 | 0 | 0
7538 | 7538 | 2019-11-11 02:00 | 4.24 | 0 | 0 | 0 | 0 | 0 | 0 | 0 | 0 | 0 | 0 | 0 | 0 | 0 | 0 | 0 | 0
7539 | 7539 | 2019-11-11 03:00 | 3.61 | 0 | 0 | 0 | 0 | 0 | 0 | 0 | 0 | 0 | 0 | 0 | 0 | 0 | 0 | 0 | 0
7540 | 7540 | 2019-11-11 04:00 | 3.71 | 0 | 0 | 0 | 0 | 0 | 0 | 0 | 0 | 0 | 0 | 0 | 0 | 0 | 0 | 0 | 0
7541 | 7541 | 2019-11-11 05:00 | 3.8 | 0 | 0 | 0 | 0 | 0 | 0 | 0 | 0 | 0 | 0 | 0 | 0 | 0 | 0 | 0 | 0
7542 | 7542 | 2019-11-11 06:00 | 3.9 | 0 | 0 | 0 | 0 | 0 | 0 | 0 | 0 | 0 | 0 | 0 | 0 | 0 | 0 | 0 | 0
7543 | 7543 | 2019-11-11 07:00 | 4.35 | 0.13 | 9 | 14.4444 | 98.5969 | 0.14 | 10 | 14 | 95.5631 | 0.3 | 21 | 14.2857 | 97.5134 | 0.28 | 20 | 14 | 95.5631
7544 | 7544 | 2019-11-11 08:00 | 4.81 | 0.37 | 26 | 14.2308 | 97.1384 | 0.38 | 27 | 14.0741 | 96.0688 | 0.4 | 28 | 14.2857 | 97.5134 | 0.4 | 28 | 14.2857 | 97.5134
7545 | 7545 | 2019-11-11 09:00 | 5.26 | 0.63 | 44 | 14.3182 | 97.735 | 0.64 | 44 | 14.5455 | 99.2864 | 0.67 | 46 | 14.5652 | 99.4213 | 0.67 | 46 | 14.5652 | 99.4213
7546 | 7546 | 2019-11-11 10:00 | 5.9 | 0.55 | 38 | 14.4737 | 98.7965 | 0.55 | 39 | 14.1026 | 96.2632 | 0.58 | 41 | 14.1463 | 96.5621 | 0.58 | 41 | 14.1463 | 96.5621
7547 | 7547 | 2019-11-11 11:00 | 6.53 | 0.67 | 46 | 14.5652 | 99.4213 | 0.67 | 46 | 14.5652 | 99.4213 | 0.7 | 49 | 14.2857 | 97.5134 | 0.7 | 49 | 14.2857 | 97.5134
7548 | 7548 | 2019-11-11 12:00 | 7.17 | 0.61 | 43 | 14.186 | 96.8331 | 0.61 | 43 | 14.186 | 96.8331 | 0.65 | 45 | 14.4444 | 98.5969 | 0.65 | 45 | 14.4444 | 98.5969
7549 | 7549 | 2019-11-11 13:00 | 7.11 | 0.81 | 56 | 14.4643 | 98.7323 | 0.81 | 56 | 14.4643 | 98.7323 | 0.86 | 59 | 14.5763 | 99.4967 | 0.86 | 59 | 14.5763 | 99.4967
7550 | 7550 | 2019-11-11 14:00 | 7.04 | 1.47 | 101 | 14.5545 | 99.3478 | 1.49 | 102 | 14.6078 | 99.7122 | 1.53 | 105 | 14.5714 | 99.4637 | 1.25 | 86 | 14.5349 | 99.2142
7551 | 7551 | 2019-11-11 15:00 | 6.98 | 0.33 | 24 | 13.75 | 93.8567 | 0.35 | 25 | 14 | 95.5631 | 0.35 | 25 | 14 | 95.5631 | 0.33 | 24 | 13.75 | 93.8567
7552 | 7552 | 2019-11-11 16:00 | 6.71 | 0 | 0 | 0 | 0 | 0 | 0 | 0 | 0 | 0 | 0 | 0 | 0 | 0 | 0 | 0 | 0
7553 | 7553 | 2019-11-11 17:00 | 6.43 | 0 | 0 | 0 | 0 | 0 | 0 | 0 | 0 | 0 | 0 | 0 | 0 | 0 | 0 | 0 | 0
7554 | 7554 | 2019-11-11 18:00 | 6.16 | 0 | 0 | 0 | 0 | 0 | 0 | 0 | 0 | 0 | 0 | 0 | 0 | 0 | 0 | 0 | 0
7555 | 7555 | 2019-11-11 19:00 | 6.11 | 0 | 0 | 0 | 0 | 0 | 0 | 0 | 0 | 0 | 0 | 0 | 0 | 0 | 0 | 0 | 0
7556 | 7556 | 2019-11-11 20:00 | 6.06 | 0 | 0 | 0 | 0 | 0 | 0 | 0 | 0 | 0 | 0 | 0 | 0 | 0 | 0 | 0 | 0
7557 | 7557 | 2019-11-11 21:00 | 6.01 | 0 | 0 | 0 | 0 | 0 | 0 | 0 | 0 | 0 | 0 | 0 | 0 | 0 | 0 | 0 | 0
7558 | 7558 | 2019-11-11 22:00 | 5.98 | 0 | 0 | 0 | 0 | 0 | 0 | 0 | 0 | 0 | 0 | 0 | 0 | 0 | 0 | 0 | 0
7559 | 7559 | 2019-11-11 23:00 | 5.94 | 0 | 0 | 0 | 0 | 0 | 0 | 0 | 0 | 0 | 0 | 0 | 0 | 0 | 0 | 0 | 0
7560 | 7560 | 2019-11-12 | 5.91 | 0 | 0 | 0 | 0 | 0 | 0 | 0 | 0 | 0 | 0 | 0 | 0 | 0 | 0 | 0 | 0
7561 | 7561 | 2019-11-12 01:00 | 5.85 | 0 | 0 | 0 | 0 | 0 | 0 | 0 | 0 | 0 | 0 | 0 | 0 | 0 | 0 | 0 | 0
7562 | 7562 | 2019-11-12 02:00 | 5.8 | 0 | 0 | 0 | 0 | 0 | 0 | 0 | 0 | 0 | 0 | 0 | 0 | 0 | 0 | 0 | 0
7563 | 7563 | 2019-11-12 03:00 | 5.74 | 0 | 0 | 0 | 0 | 0 | 0 | 0 | 0 | 0 | 0 | 0 | 0 | 0 | 0 | 0 | 0
7564 | 7564 | 2019-11-12 04:00 | 5.31 | 0 | 0 | 0 | 0 | 0 | 0 | 0 | 0 | 0 | 0 | 0 | 0 | 0 | 0 | 0 | 0
7565 | 7565 | 2019-11-12 05:00 | 4.87 | 0 | 0 | 0 | 0 | 0 | 0 | 0 | 0 | 0 | 0 | 0 | 0 | 0 | 0 | 0 | 0
7566 | 7566 | 2019-11-12 06:00 | 4.44 | 0 | 0 | 0 | 0 | 0 | 0 | 0 | 0 | 0 | 0 | 0 | 0 | 0 | 0 | 0 | 0
7567 | 7567 | 2019-11-12 07:00 | 4.57 | 0 | 0 | 0 | 0 | 0 | 0 | 0 | 0 | 0 | 0 | 0 | 0 | 0 | 0 | 0 | 0
7568 | 7568 | 2019-11-12 08:00 | 4.7 | 1.21 | 83 | 14.5783 | 99.5107 | 1.24 | 85 | 14.5882 | 99.5784 | 1.24 | 85 | 14.5882 | 99.5784 | 0.99 | 68 | 14.5588 | 99.3776
7569 | 7569 | 2019-11-12 09:00 | 4.83 | 0.84 | 58 | 14.4828 | 98.8584 | 0.85 | 58 | 14.6552 | 100.0353 | 0.9 | 61 | 14.7541 | 100.7106 | 0.9 | 61 | 14.7541 | 100.7106
7570 | 7570 | 2019-11-12 10:00 | 4.84 | 0.74 | 51 | 14.5098 | 99.043 | 0.74 | 51 | 14.5098 | 99.043 | 0.78 | 54 | 14.4444 | 98.5969 | 0.78 | 54 | 14.4444 | 98.5969
7571 | 7571 | 2019-11-12 11:00 | 4.84 | 1.13 | 77 | 14.6753 | 100.1729 | 1.13 | 77 | 14.6753 | 100.1729 | 1.2 | 81 | 14.8148 | 101.125 | 1.2 | 81 | 14.8148 | 101.125
7572 | 7572 | 2019-11-12 12:00 | 4.84 | 3.88 | 262 | 14.8092 | 101.0864 | 3.89 | 262 | 14.8473 | 101.347 | 3.99 | 269 | 14.8327 | 101.2472 | 3.62 | 244 | 14.8361 | 101.2701
7573 | 7573 | 2019-11-12 13:00 | 4.96 | 3.39 | 228 | 14.8684 | 101.4909 | 3.41 | 229 | 14.8908 | 101.6439 | 3.42 | 231 | 14.8052 | 101.0594 | 2.37 | 162 | 14.6296 | 99.861
7574 | 7574 | 2019-11-12 14:00 | 5.08 | 2.15 | 145 | 14.8276 | 101.2122 | 2.18 | 147 | 14.8299 | 101.2282 | 2.11 | 143 | 14.7552 | 100.7184 | 0.92 | 64 | 14.375 | 98.1229
7575 | 7575 | 2019-11-12 15:00 | 5.2 | 0.46 | 32 | 14.375 | 98.1229 | 0.49 | 34 | 14.4118 | 98.3738 | 0.46 | 32 | 14.375 | 98.1229 | 0.32 | 22 | 14.5455 | 99.2864
7576 | 7576 | 2019-11-12 16:00 | 4.6 | 0 | 0 | 0 | 0 | 0 | 0 | 0 | 0 | 0 | 0 | 0 | 0 | 0 | 0 | 0 | 0
7577 | 7577 | 2019-11-12 17:00 | 4.01 | 0 | 0 | 0 | 0 | 0 | 0 | 0 | 0 | 0 | 0 | 0 | 0 | 0 | 0 | 0 | 0
7578 | 7578 | 2019-11-12 18:00 | 3.41 | 0 | 0 | 0 | 0 | 0 | 0 | 0 | 0 | 0 | 0 | 0 | 0 | 0 | 0 | 0 | 0
7579 | 7579 | 2019-11-12 19:00 | 2.97 | 0 | 0 | 0 | 0 | 0 | 0 | 0 | 0 | 0 | 0 | 0 | 0 | 0 | 0 | 0 | 0
7580 | 7580 | 2019-11-12 20:00 | 2.54 | 0 | 0 | 0 | 0 | 0 | 0 | 0 | 0 | 0 | 0 | 0 | 0 | 0 | 0 | 0 | 0
7581 | 7581 | 2019-11-12 21:00 | 2.1 | 0 | 0 | 0 | 0 | 0 | 0 | 0 | 0 | 0 | 0 | 0 | 0 | 0 | 0 | 0 | 0
7582 | 7582 | 2019-11-12 22:00 | 1.86 | 0 | 0 | 0 | 0 | 0 | 0 | 0 | 0 | 0 | 0 | 0 | 0 | 0 | 0 | 0 | 0
7583 | 7583 | 2019-11-12 23:00 | 1.63 | 0 | 0 | 0 | 0 | 0 | 0 | 0 | 0 | 0 | 0 | 0 | 0 | 0 | 0 | 0 | 0
7584 | 7584 | 2019-11-13 | 1.39 | 0 | 0 | 0 | 0 | 0 | 0 | 0 | 0 | 0 | 0 | 0 | 0 | 0 | 0 | 0 | 0
7585 | 7585 | 2019-11-13 01:00 | 0.59 | 0 | 0 | 0 | 0 | 0 | 0 | 0 | 0 | 0 | 0 | 0 | 0 | 0 | 0 | 0 | 0
7586 | 7586 | 2019-11-13 02:00 | -0.21 | 0 | 0 | 0 | 0 | 0 | 0 | 0 | 0 | 0 | 0 | 0 | 0 | 0 | 0 | 0 | 0
7587 | 7587 | 2019-11-13 03:00 | -1.01 | 0 | 0 | 0 | 0 | 0 | 0 | 0 | 0 | 0 | 0 | 0 | 0 | 0 | 0 | 0 | 0
7588 | 7588 | 2019-11-13 04:00 | -1.03 | 0 | 0 | 0 | 0 | 0 | 0 | 0 | 0 | 0 | 0 | 0 | 0 | 0 | 0 | 0 | 0
7589 | 7589 | 2019-11-13 05:00 | -1.05 | 0 | 0 | 0 | 0 | 0 | 0 | 0 | 0 | 0 | 0 | 0 | 0 | 0 | 0 | 0 | 0
7590 | 7590 | 2019-11-13 06:00 | -1.06 | 0 | 0 | 0 | 0 | 0 | 0 | 0 | 0 | 0 | 0 | 0 | 0 | 0 | 0 | 0 | 0
7591 | 7591 | 2019-11-13 07:00 | -0.19 | 0 | 0 | 0 | 0 | 0 | 0 | 0 | 0 | 0 | 0 | 0 | 0 | 0 | 0 | 0 | 0
7592 | 7592 | 2019-11-13 08:00 | 0.68 | 1.54 | 103 | 14.9515 | 102.0577 | 1.58 | 105 | 15.0476 | 102.7141 | 1.51 | 101 | 14.9505 | 102.0512 | 0.82 | 55 | 14.9091 | 101.7685
7593 | 7593 | 2019-11-13 09:00 | 1.55 | 3.18 | 212 | 15 | 102.3891 | 3.21 | 213 | 15.0704 | 102.8698 | 3.13 | 208 | 15.0481 | 102.7172 | 1.09 | 75 | 14.5333 | 99.2036
7594 | 7594 | 2019-11-13 10:00 | 2.36 | 3.98 | 266 | 14.9624 | 102.1325 | 3.99 | 267 | 14.9438 | 102.0056 | 4.05 | 270 | 15 | 102.3891 | 3.27 | 220 | 14.8636 | 101.4583
7595 | 7595 | 2019-11-13 11:00 | 3.17 | 4.76 | 320 | 14.875 | 101.5358 | 4.76 | 320 | 14.875 | 101.5358 | 4.83 | 325 | 14.8615 | 101.4439 | 4.28 | 289 | 14.8097 | 101.09
7596 | 7596 | 2019-11-13 12:00 | 3.98 | 4.19 | 282 | 14.8582 | 101.4209 | 4.2 | 283 | 14.841 | 101.3037 | 4.28 | 288 | 14.8611 | 101.441 | 3.76 | 254 | 14.8031 | 101.0454
7597 | 7597 | 2019-11-13 13:00 | 4.47 | 3.58 | 241 | 14.8548 | 101.3978 | 3.59 | 242 | 14.8347 | 101.2608 | 3.57 | 240 | 14.875 | 101.5358 | 2.2 | 151 | 14.5695 | 99.4508
7598 | 7598 | 2019-11-13 14:00 | 4.96 | 0.88 | 61 | 14.4262 | 98.4726 | 0.89 | 61 | 14.5902 | 99.5916 | 0.94 | 64 | 14.6875 | 100.256 | 0.9 | 62 | 14.5161 | 99.0862
7599 | 7599 | 2019-11-13 15:00 | 5.45 | 0.4 | 28 | 14.2857 | 97.5134 | 0.42 | 30 | 14 | 95.5631 | 0.41 | 29 | 14.1379 | 96.5046 | 0.33 | 23 | 14.3478 | 97.9374
7600 | 7600 | 2019-11-13 16:00 | 4.89 | 0 | 0 | 0 | 0 | 0 | 0 | 0 | 0 | 0 | 0 | 0 | 0 | 0 | 0 | 0 | 0
7601 | 7601 | 2019-11-13 17:00 | 4.32 | 0 | 0 | 0 | 0 | 0 | 0 | 0 | 0 | 0 | 0 | 0 | 0 | 0 | 0 | 0 | 0
7602 | 7602 | 2019-11-13 18:00 | 3.76 | 0 | 0 | 0 | 0 | 0 | 0 | 0 | 0 | 0 | 0 | 0 | 0 | 0 | 0 | 0 | 0
7603 | 7603 | 2019-11-13 19:00 | 3.65 | 0 | 0 | 0 | 0 | 0 | 0 | 0 | 0 | 0 | 0 | 0 | 0 | 0 | 0 | 0 | 0
7604 | 7604 | 2019-11-13 20:00 | 3.54 | 0 | 0 | 0 | 0 | 0 | 0 | 0 | 0 | 0 | 0 | 0 | 0 | 0 | 0 | 0 | 0
7605 | 7605 | 2019-11-13 21:00 | 3.43 | 0 | 0 | 0 | 0 | 0 | 0 | 0 | 0 | 0 | 0 | 0 | 0 | 0 | 0 | 0 | 0
7606 | 7606 | 2019-11-13 22:00 | 3.42 | 0 | 0 | 0 | 0 | 0 | 0 | 0 | 0 | 0 | 0 | 0 | 0 | 0 | 0 | 0 | 0
7607 | 7607 | 2019-11-13 23:00 | 3.42 | 0 | 0 | 0 | 0 | 0 | 0 | 0 | 0 | 0 | 0 | 0 | 0 | 0 | 0 | 0 | 0
7608 | 7608 | 2019-11-14 | 3.41 | 0 | 0 | 0 | 0 | 0 | 0 | 0 | 0 | 0 | 0 | 0 | 0 | 0 | 0 | 0 | 0
7609 | 7609 | 2019-11-14 01:00 | 3.31 | 0 | 0 | 0 | 0 | 0 | 0 | 0 | 0 | 0 | 0 | 0 | 0 | 0 | 0 | 0 | 0
7610 | 7610 | 2019-11-14 02:00 | 3.21 | 0 | 0 | 0 | 0 | 0 | 0 | 0 | 0 | 0 | 0 | 0 | 0 | 0 | 0 | 0 | 0
7611 | 7611 | 2019-11-14 03:00 | 3.11 | 0 | 0 | 0 | 0 | 0 | 0 | 0 | 0 | 0 | 0 | 0 | 0 | 0 | 0 | 0 | 0
7612 | 7612 | 2019-11-14 04:00 | 3.07 | 0 | 0 | 0 | 0 | 0 | 0 | 0 | 0 | 0 | 0 | 0 | 0 | 0 | 0 | 0 | 0
7613 | 7613 | 2019-11-14 05:00 | 3.03 | 0 | 0 | 0 | 0 | 0 | 0 | 0 | 0 | 0 | 0 | 0 | 0 | 0 | 0 | 0 | 0
7614 | 7614 | 2019-11-14 06:00 | 3 | 0 | 0 | 0 | 0 | 0 | 0 | 0 | 0 | 0 | 0 | 0 | 0 | 0 | 0 | 0 | 0
7615 | 7615 | 2019-11-14 07:00 | 3.35 | 0 | 0 | 0 | 0 | 0 | 0 | 0 | 0 | 0 | 0 | 0 | 0 | 0 | 0 | 0 | 0
7616 | 7616 | 2019-11-14 08:00 | 3.7 | 0.66 | 45 | 14.6667 | 100.1138 | 0.68 | 47 | 14.4681 | 98.7583 | 0.7 | 48 | 14.5833 | 99.5449 | 0.68 | 47 | 14.4681 | 98.7583
7617 | 7617 | 2019-11-14 09:00 | 4.05 | 1.58 | 107 | 14.7664 | 100.7942 | 1.59 | 108 | 14.7222 | 100.493 | 1.66 | 112 | 14.8214 | 101.1702 | 1.51 | 102 | 14.8039 | 101.0507
7618 | 7618 | 2019-11-14 10:00 | 4.71 | 0.89 | 61 | 14.5902 | 99.5916 | 0.9 | 62 | 14.5161 | 99.0862 | 0.95 | 65 | 14.6154 | 99.7637 | 0.95 | 65 | 14.6154 | 99.7637
7619 | 7619 | 2019-11-14 11:00 | 5.36 | 1 | 68 | 14.7059 | 100.3814 | 1 | 69 | 14.4928 | 98.9266 | 1.05 | 72 | 14.5833 | 99.5449 | 1.05 | 72 | 14.5833 | 99.5449
7620 | 7620 | 2019-11-14 12:00 | 6.02 | 1.81 | 124 | 14.5968 | 99.6367 | 1.82 | 124 | 14.6774 | 100.1872 | 1.91 | 130 | 14.6923 | 100.2888 | 1.89 | 129 | 14.6512 | 100.0079
7621 | 7621 | 2019-11-14 13:00 | 5.75 | 1.66 | 113 | 14.6903 | 100.2748 | 1.67 | 114 | 14.6491 | 99.994 | 1.75 | 119 | 14.7059 | 100.3814 | 1.67 | 114 | 14.6491 | 99.994
7622 | 7622 | 2019-11-14 14:00 | 5.48 | 0.85 | 59 | 14.4068 | 98.3398 | 0.86 | 60 | 14.3333 | 97.8385 | 0.91 | 62 | 14.6774 | 100.1872 | 0.89 | 61 | 14.5902 | 99.5916
7623 | 7623 | 2019-11-14 15:00 | 5.21 | 0.09 | 7 | 12.8571 | 87.7621 | 0.1 | 7 | 14.2857 | 97.5134 | 0.1 | 7 | 14.2857 | 97.5134 | 0.1 | 7 | 14.2857 | 97.5134
7624 | 7624 | 2019-11-14 16:00 | 4.75 | 0 | 0 | 0 | 0 | 0 | 0 | 0 | 0 | 0 | 0 | 0 | 0 | 0 | 0 | 0 | 0
7625 | 7625 | 2019-11-14 17:00 | 4.3 | 0 | 0 | 0 | 0 | 0 | 0 | 0 | 0 | 0 | 0 | 0 | 0 | 0 | 0 | 0 | 0
7626 | 7626 | 2019-11-14 18:00 | 3.84 | 0 | 0 | 0 | 0 | 0 | 0 | 0 | 0 | 0 | 0 | 0 | 0 | 0 | 0 | 0 | 0
7627 | 7627 | 2019-11-14 19:00 | 2.96 | 0 | 0 | 0 | 0 | 0 | 0 | 0 | 0 | 0 | 0 | 0 | 0 | 0 | 0 | 0 | 0
7628 | 7628 | 2019-11-14 20:00 | 2.09 | 0 | 0 | 0 | 0 | 0 | 0 | 0 | 0 | 0 | 0 | 0 | 0 | 0 | 0 | 0 | 0
7629 | 7629 | 2019-11-14 21:00 | 1.21 | 0 | 0 | 0 | 0 | 0 | 0 | 0 | 0 | 0 | 0 | 0 | 0 | 0 | 0 | 0 | 0
7630 | 7630 | 2019-11-14 22:00 | 0.51 | 0 | 0 | 0 | 0 | 0 | 0 | 0 | 0 | 0 | 0 | 0 | 0 | 0 | 0 | 0 | 0
7631 | 7631 | 2019-11-14 23:00 | -0.18 | 0 | 0 | 0 | 0 | 0 | 0 | 0 | 0 | 0 | 0 | 0 | 0 | 0 | 0 | 0 | 0
7632 | 7632 | 2019-11-15 | -0.88 | 0 | 0 | 0 | 0 | 0 | 0 | 0 | 0 | 0 | 0 | 0 | 0 | 0 | 0 | 0 | 0
7633 | 7633 | 2019-11-15 01:00 | -0.96 | 0 | 0 | 0 | 0 | 0 | 0 | 0 | 0 | 0 | 0 | 0 | 0 | 0 | 0 | 0 | 0
7634 | 7634 | 2019-11-15 02:00 | -1.05 | 0 | 0 | 0 | 0 | 0 | 0 | 0 | 0 | 0 | 0 | 0 | 0 | 0 | 0 | 0 | 0
7635 | 7635 | 2019-11-15 03:00 | -1.13 | 0 | 0 | 0 | 0 | 0 | 0 | 0 | 0 | 0 | 0 | 0 | 0 | 0 | 0 | 0 | 0
7636 | 7636 | 2019-11-15 04:00 | -1.72 | 0 | 0 | 0 | 0 | 0 | 0 | 0 | 0 | 0 | 0 | 0 | 0 | 0 | 0 | 0 | 0
7637 | 7637 | 2019-11-15 05:00 | -2.31 | 0 | 0 | 0 | 0 | 0 | 0 | 0 | 0 | 0 | 0 | 0 | 0 | 0 | 0 | 0 | 0
7638 | 7638 | 2019-11-15 06:00 | -2.9 | 0 | 0 | 0 | 0 | 0 | 0 | 0 | 0 | 0 | 0 | 0 | 0 | 0 | 0 | 0 | 0
7639 | 7639 | 2019-11-15 07:00 | -1.74 | 0 | 0 | 0 | 0 | 0 | 0 | 0 | 0 | 0 | 0 | 0 | 0 | 0 | 0 | 0 | 0
7640 | 7640 | 2019-11-15 08:00 | -0.58 | 0.71 | 48 | 14.7917 | 100.967 | 0.73 | 49 | 14.898 | 101.6926 | 0.75 | 51 | 14.7059 | 100.3814 | 0.72 | 49 | 14.6939 | 100.2995
7641 | 7641 | 2019-11-15 09:00 | 0.58 | 1.1 | 74 | 14.8649 | 101.4667 | 1.11 | 74 | 15 | 102.3891 | 1.17 | 78 | 15 | 102.3891 | 1.16 | 78 | 14.8718 | 101.514
7642 | 7642 | 2019-11-15 10:00 | 1.85 | 2.47 | 165 | 14.9697 | 102.1822 | 2.47 | 165 | 14.9697 | 102.1822 | 2.58 | 172 | 15 | 102.3891 | 2.41 | 161 | 14.9689 | 102.1771
7643 | 7643 | 2019-11-15 11:00 | 3.12 | 2.39 | 160 | 14.9375 | 101.9625 | 2.39 | 161 | 14.8447 | 101.3292 | 2.51 | 168 | 14.9405 | 101.9828 | 2.45 | 164 | 14.939 | 101.9729
7644 | 7644 | 2019-11-15 12:00 | 4.39 | 3.2 | 216 | 14.8148 | 101.125 | 3.21 | 217 | 14.7926 | 100.9736 | 3.32 | 224 | 14.8214 | 101.1702 | 3.07 | 208 | 14.7596 | 100.7482
7645 | 7645 | 2019-11-15 13:00 | 4.31 | 1.79 | 121 | 14.7934 | 100.9788 | 1.79 | 122 | 14.6721 | 100.1511 | 1.88 | 127 | 14.8031 | 101.0454 | 1.75 | 119 | 14.7059 | 100.3814
7646 | 7646 | 2019-11-15 14:00 | 4.22 | 1.04 | 71 | 14.6479 | 99.9856 | 1.06 | 72 | 14.7222 | 100.493 | 1.1 | 75 | 14.6667 | 100.1138 | 1.02 | 69 | 14.7826 | 100.9052
7647 | 7647 | 2019-11-15 15:00 | 4.14 | 0.31 | 21 | 14.7619 | 100.7639 | 0.32 | 22 | 14.5455 | 99.2864 | 0.32 | 22 | 14.5455 | 99.2864 | 0.3 | 21 | 14.2857 | 97.5134
7648 | 7648 | 2019-11-15 16:00 | 3.5 | 0 | 0 | 0 | 0 | 0 | 0 | 0 | 0 | 0 | 0 | 0 | 0 | 0 | 0 | 0 | 0
7649 | 7649 | 2019-11-15 17:00 | 2.86 | 0 | 0 | 0 | 0 | 0 | 0 | 0 | 0 | 0 | 0 | 0 | 0 | 0 | 0 | 0 | 0
7650 | 7650 | 2019-11-15 18:00 | 2.22 | 0 | 0 | 0 | 0 | 0 | 0 | 0 | 0 | 0 | 0 | 0 | 0 | 0 | 0 | 0 | 0
7651 | 7651 | 2019-11-15 19:00 | 2.42 | 0 | 0 | 0 | 0 | 0 | 0 | 0 | 0 | 0 | 0 | 0 | 0 | 0 | 0 | 0 | 0
7652 | 7652 | 2019-11-15 20:00 | 2.62 | 0 | 0 | 0 | 0 | 0 | 0 | 0 | 0 | 0 | 0 | 0 | 0 | 0 | 0 | 0 | 0
7653 | 7653 | 2019-11-15 21:00 | 2.82 | 0 | 0 | 0 | 0 | 0 | 0 | 0 | 0 | 0 | 0 | 0 | 0 | 0 | 0 | 0 | 0
7654 | 7654 | 2019-11-15 22:00 | 3.2 | 0 | 0 | 0 | 0 | 0 | 0 | 0 | 0 | 0 | 0 | 0 | 0 | 0 | 0 | 0 | 0
7655 | 7655 | 2019-11-15 23:00 | 3.57 | 0 | 0 | 0 | 0 | 0 | 0 | 0 | 0 | 0 | 0 | 0 | 0 | 0 | 0 | 0 | 0
7656 | 7656 | 2019-11-16 | 3.95 | 0 | 0 | 0 | 0 | 0 | 0 | 0 | 0 | 0 | 0 | 0 | 0 | 0 | 0 | 0 | 0
7657 | 7657 | 2019-11-16 01:00 | 3.94 | 0 | 0 | 0 | 0 | 0 | 0 | 0 | 0 | 0 | 0 | 0 | 0 | 0 | 0 | 0 | 0
7658 | 7658 | 2019-11-16 02:00 | 3.92 | 0 | 0 | 0 | 0 | 0 | 0 | 0 | 0 | 0 | 0 | 0 | 0 | 0 | 0 | 0 | 0
7659 | 7659 | 2019-11-16 03:00 | 3.91 | 0 | 0 | 0 | 0 | 0 | 0 | 0 | 0 | 0 | 0 | 0 | 0 | 0 | 0 | 0 | 0
7660 | 7660 | 2019-11-16 04:00 | 4.3 | 0 | 0 | 0 | 0 | 0 | 0 | 0 | 0 | 0 | 0 | 0 | 0 | 0 | 0 | 0 | 0
7661 | 7661 | 2019-11-16 05:00 | 4.69 | 0 | 0 | 0 | 0 | 0 | 0 | 0 | 0 | 0 | 0 | 0 | 0 | 0 | 0 | 0 | 0
7662 | 7662 | 2019-11-16 06:00 | 5.09 | 0 | 0 | 0 | 0 | 0 | 0 | 0 | 0 | 0 | 0 | 0 | 0 | 0 | 0 | 0 | 0
7663 | 7663 | 2019-11-16 07:00 | 5.72 | 0 | 0 | 0 | 0 | 0 | 0 | 0 | 0 | 0 | 0 | 0 | 0 | 0 | 0 | 0 | 0
7664 | 7664 | 2019-11-16 08:00 | 6.35 | 0.82 | 57 | 14.386 | 98.1977 | 0.84 | 58 | 14.4828 | 98.8584 | 0.86 | 59 | 14.5763 | 99.4967 | 0.78 | 54 | 14.4444 | 98.5969
7665 | 7665 | 2019-11-16 09:00 | 6.98 | 0.46 | 32 | 14.375 | 98.1229 | 0.46 | 32 | 14.375 | 98.1229 | 0.49 | 34 | 14.4118 | 98.3738 | 0.49 | 34 | 14.4118 | 98.3738
7666 | 7666 | 2019-11-16 10:00 | 7.66 | 0.77 | 53 | 14.5283 | 99.1693 | 0.77 | 54 | 14.2593 | 97.3328 | 0.81 | 57 | 14.2105 | 97.0002 | 0.81 | 57 | 14.2105 | 97.0002
7667 | 7667 | 2019-11-16 11:00 | 8.33 | 0.75 | 53 | 14.1509 | 96.5935 | 0.75 | 53 | 14.1509 | 96.5935 | 0.8 | 55 | 14.5455 | 99.2864 | 0.8 | 55 | 14.5455 | 99.2864
7668 | 7668 | 2019-11-16 12:00 | 9 | 0.7 | 49 | 14.2857 | 97.5134 | 0.7 | 49 | 14.2857 | 97.5134 | 0.74 | 52 | 14.2308 | 97.1384 | 0.74 | 52 | 14.2308 | 97.1384
7669 | 7669 | 2019-11-16 13:00 | 8.83 | 0.3 | 22 | 13.6364 | 93.081 | 0.3 | 22 | 13.6364 | 93.081 | 0.32 | 23 | 13.913 | 94.9696 | 0.32 | 23 | 13.913 | 94.9696
7670 | 7670 | 2019-11-16 14:00 | 8.66 | 0.27 | 19 | 14.2105 | 97.0002 | 0.27 | 19 | 14.2105 | 97.0002 | 0.28 | 20 | 14 | 95.5631 | 0.28 | 20 | 14 | 95.5631
7671 | 7671 | 2019-11-16 15:00 | 8.49 | 0.03 | 2 | 15 | 102.3891 | 0.04 | 2 | 20 | 136.5188 | 0.04 | 2 | 20 | 136.5188 | 0.04 | 2 | 20 | 136.5188
7672 | 7672 | 2019-11-16 16:00 | 8.79 | 0 | 0 | 0 | 0 | 0 | 0 | 0 | 0 | 0 | 0 | 0 | 0 | 0 | 0 | 0 | 0
7673 | 7673 | 2019-11-16 17:00 | 9.09 | 0 | 0 | 0 | 0 | 0 | 0 | 0 | 0 | 0 | 0 | 0 | 0 | 0 | 0 | 0 | 0
7674 | 7674 | 2019-11-16 18:00 | 9.39 | 0 | 0 | 0 | 0 | 0 | 0 | 0 | 0 | 0 | 0 | 0 | 0 | 0 | 0 | 0 | 0
7675 | 7675 | 2019-11-16 19:00 | 9.68 | 0 | 0 | 0 | 0 | 0 | 0 | 0 | 0 | 0 | 0 | 0 | 0 | 0 | 0 | 0 | 0
7676 | 7676 | 2019-11-16 20:00 | 9.98 | 0 | 0 | 0 | 0 | 0 | 0 | 0 | 0 | 0 | 0 | 0 | 0 | 0 | 0 | 0 | 0
7677 | 7677 | 2019-11-16 21:00 | 10.27 | 0 | 0 | 0 | 0 | 0 | 0 | 0 | 0 | 0 | 0 | 0 | 0 | 0 | 0 | 0 | 0
7678 | 7678 | 2019-11-16 22:00 | 10.52 | 0 | 0 | 0 | 0 | 0 | 0 | 0 | 0 | 0 | 0 | 0 | 0 | 0 | 0 | 0 | 0
7679 | 7679 | 2019-11-16 23:00 | 10.78 | 0 | 0 | 0 | 0 | 0 | 0 | 0 | 0 | 0 | 0 | 0 | 0 | 0 | 0 | 0 | 0
7680 | 7680 | 2019-11-17 | 11.03 | 0 | 0 | 0 | 0 | 0 | 0 | 0 | 0 | 0 | 0 | 0 | 0 | 0 | 0 | 0 | 0
7681 | 7681 | 2019-11-17 01:00 | 10.91 | 0 | 0 | 0 | 0 | 0 | 0 | 0 | 0 | 0 | 0 | 0 | 0 | 0 | 0 | 0 | 0
7682 | 7682 | 2019-11-17 02:00 | 10.79 | 0 | 0 | 0 | 0 | 0 | 0 | 0 | 0 | 0 | 0 | 0 | 0 | 0 | 0 | 0 | 0
7683 | 7683 | 2019-11-17 03:00 | 10.67 | 0 | 0 | 0 | 0 | 0 | 0 | 0 | 0 | 0 | 0 | 0 | 0 | 0 | 0 | 0 | 0
7684 | 7684 | 2019-11-17 04:00 | 10.87 | 0 | 0 | 0 | 0 | 0 | 0 | 0 | 0 | 0 | 0 | 0 | 0 | 0 | 0 | 0 | 0
7685 | 7685 | 2019-11-17 05:00 | 11.07 | 0 | 0 | 0 | 0 | 0 | 0 | 0 | 0 | 0 | 0 | 0 | 0 | 0 | 0 | 0 | 0
7686 | 7686 | 2019-11-17 06:00 | 11.27 | 0 | 0 | 0 | 0 | 0 | 0 | 0 | 0 | 0 | 0 | 0 | 0 | 0 | 0 | 0 | 0
7687 | 7687 | 2019-11-17 07:00 | 11.49 | 0 | 0 | 0 | 0 | 0 | 0 | 0 | 0 | 0 | 0 | 0 | 0 | 0 | 0 | 0 | 0
7688 | 7688 | 2019-11-17 08:00 | 11.72 | 0.24 | 17 | 14.1176 | 96.3662 | 0.24 | 18 | 13.3333 | 91.0125 | 0.25 | 18 | 13.8889 | 94.8047 | 0.25 | 18 | 13.8889 | 94.8047
7689 | 7689 | 2019-11-17 09:00 | 11.95 | 1.21 | 85 | 14.2353 | 97.1692 | 1.22 | 85 | 14.3529 | 97.9723 | 1.28 | 90 | 14.2222 | 97.08 | 1.22 | 86 | 14.186 | 96.8331
7690 | 7690 | 2019-11-17 10:00 | 12.08 | 2.41 | 167 | 14.4311 | 98.5061 | 2.42 | 168 | 14.4048 | 98.326 | 2.52 | 174 | 14.4828 | 98.8584 | 2.32 | 161 | 14.4099 | 98.3614
7691 | 7691 | 2019-11-17 11:00 | 12.2 | 0.34 | 24 | 14.1667 | 96.7008 | 0.34 | 24 | 14.1667 | 96.7008 | 0.36 | 26 | 13.8462 | 94.513 | 0.36 | 26 | 13.8462 | 94.513
7692 | 7692 | 2019-11-17 12:00 | 12.32 | 0.37 | 27 | 13.7037 | 93.5406 | 0.37 | 27 | 13.7037 | 93.5406 | 0.39 | 28 | 13.9286 | 95.0756 | 0.39 | 28 | 13.9286 | 95.0756
7693 | 7693 | 2019-11-17 13:00 | 12.14 | 2.15 | 149 | 14.4295 | 98.4951 | 2.16 | 150 | 14.4 | 98.2935 | 2.23 | 155 | 14.3871 | 98.2054 | 1.91 | 134 | 14.2537 | 97.2951
7694 | 7694 | 2019-11-17 14:00 | 11.97 | 1.16 | 81 | 14.321 | 97.7542 | 1.17 | 82 | 14.2683 | 97.3945 | 1.21 | 85 | 14.2353 | 97.1692 | 1.04 | 74 | 14.0541 | 95.9321
7695 | 7695 | 2019-11-17 15:00 | 11.79 | 0.16 | 12 | 13.3333 | 91.0125 | 0.17 | 12 | 14.1667 | 96.7008 | 0.18 | 13 | 13.8462 | 94.513 | 0.18 | 13 | 13.8462 | 94.513
7696 | 7696 | 2019-11-17 16:00 | 11.59 | 0 | 0 | 0 | 0 | 0 | 0 | 0 | 0 | 0 | 0 | 0 | 0 | 0 | 0 | 0 | 0
7697 | 7697 | 2019-11-17 17:00 | 11.4 | 0 | 0 | 0 | 0 | 0 | 0 | 0 | 0 | 0 | 0 | 0 | 0 | 0 | 0 | 0 | 0
7698 | 7698 | 2019-11-17 18:00 | 11.2 | 0 | 0 | 0 | 0 | 0 | 0 | 0 | 0 | 0 | 0 | 0 | 0 | 0 | 0 | 0 | 0
7699 | 7699 | 2019-11-17 19:00 | 11.08 | 0 | 0 | 0 | 0 | 0 | 0 | 0 | 0 | 0 | 0 | 0 | 0 | 0 | 0 | 0 | 0
7700 | 7700 | 2019-11-17 20:00 | 10.95 | 0 | 0 | 0 | 0 | 0 | 0 | 0 | 0 | 0 | 0 | 0 | 0 | 0 | 0 | 0 | 0
7701 | 7701 | 2019-11-17 21:00 | 10.83 | 0 | 0 | 0 | 0 | 0 | 0 | 0 | 0 | 0 | 0 | 0 | 0 | 0 | 0 | 0 | 0
7702 | 7702 | 2019-11-17 22:00 | 10.81 | 0 | 0 | 0 | 0 | 0 | 0 | 0 | 0 | 0 | 0 | 0 | 0 | 0 | 0 | 0 | 0
7703 | 7703 | 2019-11-17 23:00 | 10.8 | 0 | 0 | 0 | 0 | 0 | 0 | 0 | 0 | 0 | 0 | 0 | 0 | 0 | 0 | 0 | 0
7704 | 7704 | 2019-11-18 | 10.78 | 0 | 0 | 0 | 0 | 0 | 0 | 0 | 0 | 0 | 0 | 0 | 0 | 0 | 0 | 0 | 0
7705 | 7705 | 2019-11-18 01:00 | 10.83 | 0 | 0 | 0 | 0 | 0 | 0 | 0 | 0 | 0 | 0 | 0 | 0 | 0 | 0 | 0 | 0
7706 | 7706 | 2019-11-18 02:00 | 10.89 | 0 | 0 | 0 | 0 | 0 | 0 | 0 | 0 | 0 | 0 | 0 | 0 | 0 | 0 | 0 | 0
7707 | 7707 | 2019-11-18 03:00 | 10.94 | 0 | 0 | 0 | 0 | 0 | 0 | 0 | 0 | 0 | 0 | 0 | 0 | 0 | 0 | 0 | 0
7708 | 7708 | 2019-11-18 04:00 | 10.91 | 0 | 0 | 0 | 0 | 0 | 0 | 0 | 0 | 0 | 0 | 0 | 0 | 0 | 0 | 0 | 0
7709 | 7709 | 2019-11-18 05:00 | 10.88 | 0 | 0 | 0 | 0 | 0 | 0 | 0 | 0 | 0 | 0 | 0 | 0 | 0 | 0 | 0 | 0
7710 | 7710 | 2019-11-18 06:00 | 10.86 | 0 | 0 | 0 | 0 | 0 | 0 | 0 | 0 | 0 | 0 | 0 | 0 | 0 | 0 | 0 | 0
7711 | 7711 | 2019-11-18 07:00 | 10.86 | 0 | 0 | 0 | 0 | 0 | 0 | 0 | 0 | 0 | 0 | 0 | 0 | 0 | 0 | 0 | 0
7712 | 7712 | 2019-11-18 08:00 | 10.87 | 1.13 | 79 | 14.3038 | 97.6368 | 1.16 | 81 | 14.321 | 97.7542 | 1.13 | 79 | 14.3038 | 97.6368 | 0.76 | 54 | 14.0741 | 96.0688
7713 | 7713 | 2019-11-18 09:00 | 10.88 | 1.65 | 115 | 14.3478 | 97.9374 | 1.67 | 116 | 14.3966 | 98.27 | 1.73 | 120 | 14.4167 | 98.4073 | 1.47 | 102 | 14.4118 | 98.3738
7714 | 7714 | 2019-11-18 10:00 | 10.99 | 2.37 | 163 | 14.5399 | 99.2483 | 2.37 | 164 | 14.4512 | 98.6431 | 2.47 | 170 | 14.5294 | 99.1769 | 2.28 | 157 | 14.5223 | 99.1283
7715 | 7715 | 2019-11-18 11:00 | 11.09 | 0.49 | 35 | 14 | 95.5631 | 0.49 | 35 | 14 | 95.5631 | 0.52 | 37 | 14.0541 | 95.9321 | 0.52 | 37 | 14.0541 | 95.9321
7716 | 7716 | 2019-11-18 12:00 | 11.2 | 0.79 | 56 | 14.1071 | 96.2945 | 0.8 | 56 | 14.2857 | 97.5134 | 0.84 | 59 | 14.2373 | 97.1829 | 0.84 | 59 | 14.2373 | 97.1829
7717 | 7717 | 2019-11-18 13:00 | 11.06 | 0.58 | 41 | 14.1463 | 96.5621 | 0.58 | 41 | 14.1463 | 96.5621 | 0.61 | 44 | 13.8636 | 94.6323 | 0.61 | 44 | 13.8636 | 94.6323
7718 | 7718 | 2019-11-18 14:00 | 10.93 | 1.62 | 112 | 14.4643 | 98.7323 | 1.65 | 114 | 14.4737 | 98.7965 | 1.63 | 113 | 14.4248 | 98.4627 | 0.98 | 69 | 14.2029 | 96.9481
7719 | 7719 | 2019-11-18 15:00 | 10.79 | 0.23 | 17 | 13.5294 | 92.3509 | 0.25 | 18 | 13.8889 | 94.8047 | 0.25 | 18 | 13.8889 | 94.8047 | 0.23 | 16 | 14.375 | 98.1229
7720 | 7720 | 2019-11-18 16:00 | 10.66 | 0 | 0 | 0 | 0 | 0 | 0 | 0 | 0 | 0 | 0 | 0 | 0 | 0 | 0 | 0 | 0
7721 | 7721 | 2019-11-18 17:00 | 10.54 | 0 | 0 | 0 | 0 | 0 | 0 | 0 | 0 | 0 | 0 | 0 | 0 | 0 | 0 | 0 | 0
7722 | 7722 | 2019-11-18 18:00 | 10.41 | 0 | 0 | 0 | 0 | 0 | 0 | 0 | 0 | 0 | 0 | 0 | 0 | 0 | 0 | 0 | 0
7723 | 7723 | 2019-11-18 19:00 | 10.34 | 0 | 0 | 0 | 0 | 0 | 0 | 0 | 0 | 0 | 0 | 0 | 0 | 0 | 0 | 0 | 0
7724 | 7724 | 2019-11-18 20:00 | 10.28 | 0 | 0 | 0 | 0 | 0 | 0 | 0 | 0 | 0 | 0 | 0 | 0 | 0 | 0 | 0 | 0
7725 | 7725 | 2019-11-18 21:00 | 10.21 | 0 | 0 | 0 | 0 | 0 | 0 | 0 | 0 | 0 | 0 | 0 | 0 | 0 | 0 | 0 | 0
7726 | 7726 | 2019-11-18 22:00 | 10.28 | 0 | 0 | 0 | 0 | 0 | 0 | 0 | 0 | 0 | 0 | 0 | 0 | 0 | 0 | 0 | 0
7727 | 7727 | 2019-11-18 23:00 | 10.36 | 0 | 0 | 0 | 0 | 0 | 0 | 0 | 0 | 0 | 0 | 0 | 0 | 0 | 0 | 0 | 0
7728 | 7728 | 2019-11-19 | 10.43 | 0 | 0 | 0 | 0 | 0 | 0 | 0 | 0 | 0 | 0 | 0 | 0 | 0 | 0 | 0 | 0
7729 | 7729 | 2019-11-19 01:00 | 10.84 | 0 | 0 | 0 | 0 | 0 | 0 | 0 | 0 | 0 | 0 | 0 | 0 | 0 | 0 | 0 | 0
7730 | 7730 | 2019-11-19 02:00 | 11.24 | 0 | 0 | 0 | 0 | 0 | 0 | 0 | 0 | 0 | 0 | 0 | 0 | 0 | 0 | 0 | 0
7731 | 7731 | 2019-11-19 03:00 | 11.65 | 0 | 0 | 0 | 0 | 0 | 0 | 0 | 0 | 0 | 0 | 0 | 0 | 0 | 0 | 0 | 0
7732 | 7732 | 2019-11-19 04:00 | 11.48 | 0 | 0 | 0 | 0 | 0 | 0 | 0 | 0 | 0 | 0 | 0 | 0 | 0 | 0 | 0 | 0
7733 | 7733 | 2019-11-19 05:00 | 11.3 | 0 | 0 | 0 | 0 | 0 | 0 | 0 | 0 | 0 | 0 | 0 | 0 | 0 | 0 | 0 | 0
7734 | 7734 | 2019-11-19 06:00 | 11.13 | 0 | 0 | 0 | 0 | 0 | 0 | 0 | 0 | 0 | 0 | 0 | 0 | 0 | 0 | 0 | 0
7735 | 7735 | 2019-11-19 07:00 | 10.72 | 0 | 0 | 0 | 0 | 0 | 0 | 0 | 0 | 0 | 0 | 0 | 0 | 0 | 0 | 0 | 0
7736 | 7736 | 2019-11-19 08:00 | 10.31 | 0.45 | 32 | 14.0625 | 95.9898 | 0.47 | 33 | 14.2424 | 97.2179 | 0.48 | 34 | 14.1176 | 96.3662 | 0.48 | 34 | 14.1176 | 96.3662
7737 | 7737 | 2019-11-19 09:00 | 9.9 | 0.21 | 15 | 14 | 95.5631 | 0.22 | 16 | 13.75 | 93.8567 | 0.23 | 16 | 14.375 | 98.1229 | 0.23 | 16 | 14.375 | 98.1229
7738 | 7738 | 2019-11-19 10:00 | 9.9 | 1.12 | 78 | 14.359 | 98.0135 | 1.13 | 78 | 14.4872 | 98.8886 | 1.19 | 83 | 14.3373 | 97.8659 | 1.19 | 83 | 14.3373 | 97.8659
7739 | 7739 | 2019-11-19 11:00 | 9.89 | 4.12 | 282 | 14.6099 | 99.7265 | 4.13 | 282 | 14.6454 | 99.9685 | 4.2 | 287 | 14.6341 | 99.8918 | 3.67 | 252 | 14.5635 | 99.4095
7740 | 7740 | 2019-11-19 12:00 | 9.89 | 1.87 | 129 | 14.4961 | 98.9497 | 1.88 | 129 | 14.5736 | 99.4788 | 1.97 | 136 | 14.4853 | 98.8757 | 1.93 | 133 | 14.5113 | 99.0531
7741 | 7741 | 2019-11-19 13:00 | 8.98 | 3.26 | 222 | 14.6847 | 100.2368 | 3.28 | 223 | 14.7085 | 100.3995 | 3.23 | 220 | 14.6818 | 100.2172 | 1.72 | 120 | 14.3333 | 97.8385
7742 | 7742 | 2019-11-19 14:00 | 8.06 | 1.54 | 106 | 14.5283 | 99.1693 | 1.56 | 107 | 14.5794 | 99.5184 | 1.56 | 107 | 14.5794 | 99.5184 | 1.01 | 70 | 14.4286 | 98.4885
7743 | 7743 | 2019-11-19 15:00 | 7.15 | 0.25 | 18 | 13.8889 | 94.8047 | 0.27 | 19 | 14.2105 | 97.0002 | 0.27 | 19 | 14.2105 | 97.0002 | 0.23 | 16 | 14.375 | 98.1229
7744 | 7744 | 2019-11-19 16:00 | 6.88 | 0 | 0 | 0 | 0 | 0 | 0 | 0 | 0 | 0 | 0 | 0 | 0 | 0 | 0 | 0 | 0
7745 | 7745 | 2019-11-19 17:00 | 6.6 | 0 | 0 | 0 | 0 | 0 | 0 | 0 | 0 | 0 | 0 | 0 | 0 | 0 | 0 | 0 | 0
7746 | 7746 | 2019-11-19 18:00 | 6.33 | 0 | 0 | 0 | 0 | 0 | 0 | 0 | 0 | 0 | 0 | 0 | 0 | 0 | 0 | 0 | 0
7747 | 7747 | 2019-11-19 19:00 | 6.13 | 0 | 0 | 0 | 0 | 0 | 0 | 0 | 0 | 0 | 0 | 0 | 0 | 0 | 0 | 0 | 0
7748 | 7748 | 2019-11-19 20:00 | 5.94 | 0 | 0 | 0 | 0 | 0 | 0 | 0 | 0 | 0 | 0 | 0 | 0 | 0 | 0 | 0 | 0
7749 | 7749 | 2019-11-19 21:00 | 5.74 | 0 | 0 | 0 | 0 | 0 | 0 | 0 | 0 | 0 | 0 | 0 | 0 | 0 | 0 | 0 | 0
7750 | 7750 | 2019-11-19 22:00 | 5.56 | 0 | 0 | 0 | 0 | 0 | 0 | 0 | 0 | 0 | 0 | 0 | 0 | 0 | 0 | 0 | 0
7751 | 7751 | 2019-11-19 23:00 | 5.39 | 0 | 0 | 0 | 0 | 0 | 0 | 0 | 0 | 0 | 0 | 0 | 0 | 0 | 0 | 0 | 0
7752 | 7752 | 2019-11-20 | 5.21 | 0 | 0 | 0 | 0 | 0 | 0 | 0 | 0 | 0 | 0 | 0 | 0 | 0 | 0 | 0 | 0
7753 | 7753 | 2019-11-20 01:00 | 5.46 | 0 | 0 | 0 | 0 | 0 | 0 | 0 | 0 | 0 | 0 | 0 | 0 | 0 | 0 | 0 | 0
7754 | 7754 | 2019-11-20 02:00 | 5.71 | 0 | 0 | 0 | 0 | 0 | 0 | 0 | 0 | 0 | 0 | 0 | 0 | 0 | 0 | 0 | 0
7755 | 7755 | 2019-11-20 03:00 | 5.96 | 0 | 0 | 0 | 0 | 0 | 0 | 0 | 0 | 0 | 0 | 0 | 0 | 0 | 0 | 0 | 0
7756 | 7756 | 2019-11-20 04:00 | 5.88 | 0 | 0 | 0 | 0 | 0 | 0 | 0 | 0 | 0 | 0 | 0 | 0 | 0 | 0 | 0 | 0
7757 | 7757 | 2019-11-20 05:00 | 5.8 | 0 | 0 | 0 | 0 | 0 | 0 | 0 | 0 | 0 | 0 | 0 | 0 | 0 | 0 | 0 | 0
7758 | 7758 | 2019-11-20 06:00 | 5.73 | 0 | 0 | 0 | 0 | 0 | 0 | 0 | 0 | 0 | 0 | 0 | 0 | 0 | 0 | 0 | 0
7759 | 7759 | 2019-11-20 07:00 | 6.03 | 0 | 0 | 0 | 0 | 0 | 0 | 0 | 0 | 0 | 0 | 0 | 0 | 0 | 0 | 0 | 0
7760 | 7760 | 2019-11-20 08:00 | 6.34 | 0.64 | 44 | 14.5455 | 99.2864 | 0.66 | 46 | 14.3478 | 97.9374 | 0.67 | 46 | 14.5652 | 99.4213 | 0.63 | 44 | 14.3182 | 97.735
7761 | 7761 | 2019-11-20 09:00 | 6.65 | 0.36 | 25 | 14.4 | 98.2935 | 0.36 | 25 | 14.4 | 98.2935 | 0.38 | 27 | 14.0741 | 96.0688 | 0.38 | 27 | 14.0741 | 96.0688
7762 | 7762 | 2019-11-20 10:00 | 6.83 | 1.31 | 90 | 14.5556 | 99.3553 | 1.32 | 90 | 14.6667 | 100.1138 | 1.39 | 95 | 14.6316 | 99.8743 | 1.38 | 94 | 14.6809 | 100.2106
7763 | 7763 | 2019-11-20 11:00 | 7 | 2.51 | 170 | 14.7647 | 100.783 | 2.51 | 171 | 14.6784 | 100.1936 | 2.62 | 178 | 14.7191 | 100.4717 | 2.52 | 171 | 14.7368 | 100.5928
7764 | 7764 | 2019-11-20 12:00 | 7.18 | 3.61 | 244 | 14.7951 | 100.9903 | 3.62 | 245 | 14.7755 | 100.8567 | 3.7 | 250 | 14.8 | 101.0239 | 3.2 | 218 | 14.6789 | 100.1973
7765 | 7765 | 2019-11-20 13:00 | 6.87 | 2.64 | 179 | 14.7486 | 100.6731 | 2.65 | 180 | 14.7222 | 100.493 | 2.7 | 183 | 14.7541 | 100.7106 | 1.98 | 136 | 14.5588 | 99.3776
7766 | 7766 | 2019-11-20 14:00 | 6.56 | 0.98 | 68 | 14.4118 | 98.3738 | 1 | 69 | 14.4928 | 98.9266 | 1.03 | 71 | 14.507 | 99.0242 | 0.94 | 65 | 14.4615 | 98.7136
7767 | 7767 | 2019-11-20 15:00 | 6.25 | 0.28 | 20 | 14 | 95.5631 | 0.29 | 21 | 13.8095 | 94.263 | 0.29 | 20 | 14.5 | 98.9761 | 0.19 | 14 | 13.5714 | 92.6377
7768 | 7768 | 2019-11-20 16:00 | 6.04 | 0 | 0 | 0 | 0 | 0 | 0 | 0 | 0 | 0 | 0 | 0 | 0 | 0 | 0 | 0 | 0
7769 | 7769 | 2019-11-20 17:00 | 5.83 | 0 | 0 | 0 | 0 | 0 | 0 | 0 | 0 | 0 | 0 | 0 | 0 | 0 | 0 | 0 | 0
7770 | 7770 | 2019-11-20 18:00 | 5.62 | 0 | 0 | 0 | 0 | 0 | 0 | 0 | 0 | 0 | 0 | 0 | 0 | 0 | 0 | 0 | 0
7771 | 7771 | 2019-11-20 19:00 | 5.56 | 0 | 0 | 0 | 0 | 0 | 0 | 0 | 0 | 0 | 0 | 0 | 0 | 0 | 0 | 0 | 0
7772 | 7772 | 2019-11-20 20:00 | 5.51 | 0 | 0 | 0 | 0 | 0 | 0 | 0 | 0 | 0 | 0 | 0 | 0 | 0 | 0 | 0 | 0
7773 | 7773 | 2019-11-20 21:00 | 5.45 | 0 | 0 | 0 | 0 | 0 | 0 | 0 | 0 | 0 | 0 | 0 | 0 | 0 | 0 | 0 | 0
7774 | 7774 | 2019-11-20 22:00 | 5.38 | 0 | 0 | 0 | 0 | 0 | 0 | 0 | 0 | 0 | 0 | 0 | 0 | 0 | 0 | 0 | 0
7775 | 7775 | 2019-11-20 23:00 | 5.3 | 0 | 0 | 0 | 0 | 0 | 0 | 0 | 0 | 0 | 0 | 0 | 0 | 0 | 0 | 0 | 0
7776 | 7776 | 2019-11-21 | 5.23 | 0 | 0 | 0 | 0 | 0 | 0 | 0 | 0 | 0 | 0 | 0 | 0 | 0 | 0 | 0 | 0
7777 | 7777 | 2019-11-21 01:00 | 6.04 | 0 | 0 | 0 | 0 | 0 | 0 | 0 | 0 | 0 | 0 | 0 | 0 | 0 | 0 | 0 | 0
7778 | 7778 | 2019-11-21 02:00 | 6.85 | 0 | 0 | 0 | 0 | 0 | 0 | 0 | 0 | 0 | 0 | 0 | 0 | 0 | 0 | 0 | 0
7779 | 7779 | 2019-11-21 03:00 | 7.66 | 0 | 0 | 0 | 0 | 0 | 0 | 0 | 0 | 0 | 0 | 0 | 0 | 0 | 0 | 0 | 0
7780 | 7780 | 2019-11-21 04:00 | 7.76 | 0 | 0 | 0 | 0 | 0 | 0 | 0 | 0 | 0 | 0 | 0 | 0 | 0 | 0 | 0 | 0
7781 | 7781 | 2019-11-21 05:00 | 7.86 | 0 | 0 | 0 | 0 | 0 | 0 | 0 | 0 | 0 | 0 | 0 | 0 | 0 | 0 | 0 | 0
7782 | 7782 | 2019-11-21 06:00 | 7.96 | 0 | 0 | 0 | 0 | 0 | 0 | 0 | 0 | 0 | 0 | 0 | 0 | 0 | 0 | 0 | 0
7783 | 7783 | 2019-11-21 07:00 | 8.58 | 0 | 0 | 0 | 0 | 0 | 0 | 0 | 0 | 0 | 0 | 0 | 0 | 0 | 0 | 0 | 0
7784 | 7784 | 2019-11-21 08:00 | 9.2 | 0.71 | 49 | 14.4898 | 98.9065 | 0.73 | 51 | 14.3137 | 97.7046 | 0.73 | 51 | 14.3137 | 97.7046 | 0.66 | 47 | 14.0426 | 95.8536
7785 | 7785 | 2019-11-21 09:00 | 9.82 | 1.57 | 108 | 14.537 | 99.2289 | 1.59 | 109 | 14.5872 | 99.571 | 1.65 | 113 | 14.6018 | 99.6708 | 1.4 | 97 | 14.433 | 98.5187
7786 | 7786 | 2019-11-21 10:00 | 10.94 | 0.28 | 20 | 14 | 95.5631 | 0.28 | 20 | 14 | 95.5631 | 0.29 | 21 | 13.8095 | 94.263 | 0.29 | 21 | 13.8095 | 94.263
7787 | 7787 | 2019-11-21 11:00 | 12.05 | 1.61 | 112 | 14.375 | 98.1229 | 1.61 | 112 | 14.375 | 98.1229 | 1.7 | 118 | 14.4068 | 98.3398 | 1.68 | 117 | 14.359 | 98.0135
7788 | 7788 | 2019-11-21 12:00 | 13.16 | 0.75 | 53 | 14.1509 | 96.5935 | 0.75 | 54 | 13.8889 | 94.8047 | 0.8 | 57 | 14.0351 | 95.8026 | 0.8 | 57 | 14.0351 | 95.8026
7789 | 7789 | 2019-11-21 13:00 | 13.56 | 0.36 | 26 | 13.8462 | 94.513 | 0.36 | 26 | 13.8462 | 94.513 | 0.38 | 28 | 13.5714 | 92.6377 | 0.38 | 28 | 13.5714 | 92.6377
7790 | 7790 | 2019-11-21 14:00 | 13.95 | 1.09 | 77 | 14.1558 | 96.6269 | 1.1 | 78 | 14.1026 | 96.2632 | 1.13 | 80 | 14.125 | 96.4164 | 0.96 | 68 | 14.1176 | 96.3662
7791 | 7791 | 2019-11-21 15:00 | 14.35 | 0.13 | 9 | 14.4444 | 98.5969 | 0.13 | 10 | 13 | 88.7372 | 0.14 | 10 | 14 | 95.5631 | 0.14 | 10 | 14 | 95.5631
7792 | 7792 | 2019-11-21 16:00 | 14.02 | 0 | 0 | 0 | 0 | 0 | 0 | 0 | 0 | 0 | 0 | 0 | 0 | 0 | 0 | 0 | 0
7793 | 7793 | 2019-11-21 17:00 | 13.68 | 0 | 0 | 0 | 0 | 0 | 0 | 0 | 0 | 0 | 0 | 0 | 0 | 0 | 0 | 0 | 0
7794 | 7794 | 2019-11-21 18:00 | 13.35 | 0 | 0 | 0 | 0 | 0 | 0 | 0 | 0 | 0 | 0 | 0 | 0 | 0 | 0 | 0 | 0
7795 | 7795 | 2019-11-21 19:00 | 13.21 | 0 | 0 | 0 | 0 | 0 | 0 | 0 | 0 | 0 | 0 | 0 | 0 | 0 | 0 | 0 | 0
7796 | 7796 | 2019-11-21 20:00 | 13.07 | 0 | 0 | 0 | 0 | 0 | 0 | 0 | 0 | 0 | 0 | 0 | 0 | 0 | 0 | 0 | 0
7797 | 7797 | 2019-11-21 21:00 | 12.93 | 0 | 0 | 0 | 0 | 0 | 0 | 0 | 0 | 0 | 0 | 0 | 0 | 0 | 0 | 0 | 0
7798 | 7798 | 2019-11-21 22:00 | 12.75 | 0 | 0 | 0 | 0 | 0 | 0 | 0 | 0 | 0 | 0 | 0 | 0 | 0 | 0 | 0 | 0
7799 | 7799 | 2019-11-21 23:00 | 12.58 | 0 | 0 | 0 | 0 | 0 | 0 | 0 | 0 | 0 | 0 | 0 | 0 | 0 | 0 | 0 | 0
7800 | 7800 | 2019-11-22 | 12.4 | 0 | 0 | 0 | 0 | 0 | 0 | 0 | 0 | 0 | 0 | 0 | 0 | 0 | 0 | 0 | 0
7801 | 7801 | 2019-11-22 01:00 | 12.75 | 0 | 0 | 0 | 0 | 0 | 0 | 0 | 0 | 0 | 0 | 0 | 0 | 0 | 0 | 0 | 0
7802 | 7802 | 2019-11-22 02:00 | 13.1 | 0 | 0 | 0 | 0 | 0 | 0 | 0 | 0 | 0 | 0 | 0 | 0 | 0 | 0 | 0 | 0
7803 | 7803 | 2019-11-22 03:00 | 13.45 | 0 | 0 | 0 | 0 | 0 | 0 | 0 | 0 | 0 | 0 | 0 | 0 | 0 | 0 | 0 | 0
7804 | 7804 | 2019-11-22 04:00 | 12.88 | 0 | 0 | 0 | 0 | 0 | 0 | 0 | 0 | 0 | 0 | 0 | 0 | 0 | 0 | 0 | 0
7805 | 7805 | 2019-11-22 05:00 | 12.31 | 0 | 0 | 0 | 0 | 0 | 0 | 0 | 0 | 0 | 0 | 0 | 0 | 0 | 0 | 0 | 0
7806 | 7806 | 2019-11-22 06:00 | 11.74 | 0 | 0 | 0 | 0 | 0 | 0 | 0 | 0 | 0 | 0 | 0 | 0 | 0 | 0 | 0 | 0
7807 | 7807 | 2019-11-22 07:00 | 11.73 | 0 | 0 | 0 | 0 | 0 | 0 | 0 | 0 | 0 | 0 | 0 | 0 | 0 | 0 | 0 | 0
7808 | 7808 | 2019-11-22 08:00 | 11.73 | 0.4 | 29 | 13.7931 | 94.1509 | 0.41 | 30 | 13.6667 | 93.2878 | 0.42 | 30 | 14 | 95.5631 | 0.42 | 30 | 14 | 95.5631
7809 | 7809 | 2019-11-22 09:00 | 11.73 | 0.51 | 37 | 13.7838 | 94.0873 | 0.52 | 37 | 14.0541 | 95.9321 | 0.55 | 39 | 14.1026 | 96.2632 | 0.55 | 39 | 14.1026 | 96.2632
7810 | 7810 | 2019-11-22 10:00 | 11.7 | 1.14 | 80 | 14.25 | 97.2696 | 1.15 | 80 | 14.375 | 98.1229 | 1.21 | 85 | 14.2353 | 97.1692 | 1.21 | 84 | 14.4048 | 98.326
7811 | 7811 | 2019-11-22 11:00 | 11.67 | 0.68 | 48 | 14.1667 | 96.7008 | 0.68 | 48 | 14.1667 | 96.7008 | 0.72 | 51 | 14.1176 | 96.3662 | 0.72 | 51 | 14.1176 | 96.3662
7812 | 7812 | 2019-11-22 12:00 | 11.64 | 2.19 | 152 | 14.4079 | 98.3474 | 2.19 | 152 | 14.4079 | 98.3474 | 2.29 | 159 | 14.4025 | 98.3107 | 2.19 | 152 | 14.4079 | 98.3474
7813 | 7813 | 2019-11-22 13:00 | 12.31 | 0.79 | 56 | 14.1071 | 96.2945 | 0.79 | 56 | 14.1071 | 96.2945 | 0.84 | 60 | 14 | 95.5631 | 0.84 | 60 | 14 | 95.5631
7814 | 7814 | 2019-11-22 14:00 | 12.98 | 0.92 | 65 | 14.1538 | 96.6133 | 0.93 | 66 | 14.0909 | 96.1837 | 0.96 | 68 | 14.1176 | 96.3662 | 0.87 | 62 | 14.0323 | 95.7833
7815 | 7815 | 2019-11-22 15:00 | 13.65 | 0.16 | 12 | 13.3333 | 91.0125 | 0.17 | 13 | 13.0769 | 89.2623 | 0.18 | 13 | 13.8462 | 94.513 | 0.17 | 12 | 14.1667 | 96.7008
7816 | 7816 | 2019-11-22 16:00 | 13.55 | 0 | 0 | 0 | 0 | 0 | 0 | 0 | 0 | 0 | 0 | 0 | 0 | 0 | 0 | 0 | 0
7817 | 7817 | 2019-11-22 17:00 | 13.45 | 0 | 0 | 0 | 0 | 0 | 0 | 0 | 0 | 0 | 0 | 0 | 0 | 0 | 0 | 0 | 0
7818 | 7818 | 2019-11-22 18:00 | 13.35 | 0 | 0 | 0 | 0 | 0 | 0 | 0 | 0 | 0 | 0 | 0 | 0 | 0 | 0 | 0 | 0
7819 | 7819 | 2019-11-22 19:00 | 13.11 | 0 | 0 | 0 | 0 | 0 | 0 | 0 | 0 | 0 | 0 | 0 | 0 | 0 | 0 | 0 | 0
7820 | 7820 | 2019-11-22 20:00 | 12.87 | 0 | 0 | 0 | 0 | 0 | 0 | 0 | 0 | 0 | 0 | 0 | 0 | 0 | 0 | 0 | 0
7821 | 7821 | 2019-11-22 21:00 | 12.63 | 0 | 0 | 0 | 0 | 0 | 0 | 0 | 0 | 0 | 0 | 0 | 0 | 0 | 0 | 0 | 0
7822 | 7822 | 2019-11-22 22:00 | 12.47 | 0 | 0 | 0 | 0 | 0 | 0 | 0 | 0 | 0 | 0 | 0 | 0 | 0 | 0 | 0 | 0
7823 | 7823 | 2019-11-22 23:00 | 12.31 | 0 | 0 | 0 | 0 | 0 | 0 | 0 | 0 | 0 | 0 | 0 | 0 | 0 | 0 | 0 | 0
7824 | 7824 | 2019-11-23 | 12.15 | 0 | 0 | 0 | 0 | 0 | 0 | 0 | 0 | 0 | 0 | 0 | 0 | 0 | 0 | 0 | 0
7825 | 7825 | 2019-11-23 01:00 | 12.16 | 0 | 0 | 0 | 0 | 0 | 0 | 0 | 0 | 0 | 0 | 0 | 0 | 0 | 0 | 0 | 0
7826 | 7826 | 2019-11-23 02:00 | 12.18 | 0 | 0 | 0 | 0 | 0 | 0 | 0 | 0 | 0 | 0 | 0 | 0 | 0 | 0 | 0 | 0
7827 | 7827 | 2019-11-23 03:00 | 12.19 | 0 | 0 | 0 | 0 | 0 | 0 | 0 | 0 | 0 | 0 | 0 | 0 | 0 | 0 | 0 | 0
7828 | 7828 | 2019-11-23 04:00 | 12.06 | 0 | 0 | 0 | 0 | 0 | 0 | 0 | 0 | 0 | 0 | 0 | 0 | 0 | 0 | 0 | 0
7829 | 7829 | 2019-11-23 05:00 | 11.93 | 0 | 0 | 0 | 0 | 0 | 0 | 0 | 0 | 0 | 0 | 0 | 0 | 0 | 0 | 0 | 0
7830 | 7830 | 2019-11-23 06:00 | 11.81 | 0 | 0 | 0 | 0 | 0 | 0 | 0 | 0 | 0 | 0 | 0 | 0 | 0 | 0 | 0 | 0
7831 | 7831 | 2019-11-23 07:00 | 11.92 | 0 | 0 | 0 | 0 | 0 | 0 | 0 | 0 | 0 | 0 | 0 | 0 | 0 | 0 | 0 | 0
7832 | 7832 | 2019-11-23 08:00 | 12.04 | 0.74 | 53 | 13.9623 | 95.3056 | 0.76 | 54 | 14.0741 | 96.0688 | 0.76 | 54 | 14.0741 | 96.0688 | 0.63 | 45 | 14 | 95.5631
7833 | 7833 | 2019-11-23 09:00 | 12.15 | 1.81 | 126 | 14.3651 | 98.0551 | 1.83 | 127 | 14.4094 | 98.358 | 1.86 | 130 | 14.3077 | 97.6634 | 1.38 | 97 | 14.2268 | 97.1113
7834 | 7834 | 2019-11-23 10:00 | 12.92 | 1.57 | 110 | 14.2727 | 97.4248 | 1.58 | 111 | 14.2342 | 97.162 | 1.66 | 116 | 14.3103 | 97.6815 | 1.61 | 113 | 14.2478 | 97.2545
7835 | 7835 | 2019-11-23 11:00 | 13.69 | 3.21 | 224 | 14.3304 | 97.8181 | 3.22 | 225 | 14.3111 | 97.6868 | 3.31 | 231 | 14.329 | 97.8089 | 2.99 | 210 | 14.2381 | 97.1884
7836 | 7836 | 2019-11-23 12:00 | 14.46 | 1.79 | 126 | 14.2063 | 96.9717 | 1.8 | 127 | 14.1732 | 96.7456 | 1.89 | 133 | 14.2105 | 97.0002 | 1.84 | 130 | 14.1538 | 96.6133
7837 | 7837 | 2019-11-23 13:00 | 13.55 | 1.59 | 112 | 14.1964 | 96.9039 | 1.6 | 113 | 14.1593 | 96.6505 | 1.67 | 118 | 14.1525 | 96.6044 | 1.52 | 107 | 14.2056 | 96.9666
7838 | 7838 | 2019-11-23 14:00 | 12.64 | 1.27 | 89 | 14.2697 | 97.4038 | 1.29 | 91 | 14.1758 | 96.7633 | 1.3 | 91 | 14.2857 | 97.5134 | 0.93 | 66 | 14.0909 | 96.1837
7839 | 7839 | 2019-11-23 15:00 | 11.73 | 0.12 | 9 | 13.3333 | 91.0125 | 0.13 | 9 | 14.4444 | 98.5969 | 0.14 | 10 | 14 | 95.5631 | 0.13 | 10 | 13 | 88.7372
7840 | 7840 | 2019-11-23 16:00 | 11.3 | 0 | 0 | 0 | 0 | 0 | 0 | 0 | 0 | 0 | 0 | 0 | 0 | 0 | 0 | 0 | 0
7841 | 7841 | 2019-11-23 17:00 | 10.87 | 0 | 0 | 0 | 0 | 0 | 0 | 0 | 0 | 0 | 0 | 0 | 0 | 0 | 0 | 0 | 0
7842 | 7842 | 2019-11-23 18:00 | 10.44 | 0 | 0 | 0 | 0 | 0 | 0 | 0 | 0 | 0 | 0 | 0 | 0 | 0 | 0 | 0 | 0
7843 | 7843 | 2019-11-23 19:00 | 10.34 | 0 | 0 | 0 | 0 | 0 | 0 | 0 | 0 | 0 | 0 | 0 | 0 | 0 | 0 | 0 | 0
7844 | 7844 | 2019-11-23 20:00 | 10.23 | 0 | 0 | 0 | 0 | 0 | 0 | 0 | 0 | 0 | 0 | 0 | 0 | 0 | 0 | 0 | 0
7845 | 7845 | 2019-11-23 21:00 | 10.13 | 0 | 0 | 0 | 0 | 0 | 0 | 0 | 0 | 0 | 0 | 0 | 0 | 0 | 0 | 0 | 0
7846 | 7846 | 2019-11-23 22:00 | 10.03 | 0 | 0 | 0 | 0 | 0 | 0 | 0 | 0 | 0 | 0 | 0 | 0 | 0 | 0 | 0 | 0
7847 | 7847 | 2019-11-23 23:00 | 9.92 | 0 | 0 | 0 | 0 | 0 | 0 | 0 | 0 | 0 | 0 | 0 | 0 | 0 | 0 | 0 | 0
7848 | 7848 | 2019-11-24 | 9.82 | 0 | 0 | 0 | 0 | 0 | 0 | 0 | 0 | 0 | 0 | 0 | 0 | 0 | 0 | 0 | 0
7849 | 7849 | 2019-11-24 01:00 | 9.17 | 0 | 0 | 0 | 0 | 0 | 0 | 0 | 0 | 0 | 0 | 0 | 0 | 0 | 0 | 0 | 0
7850 | 7850 | 2019-11-24 02:00 | 8.53 | 0 | 0 | 0 | 0 | 0 | 0 | 0 | 0 | 0 | 0 | 0 | 0 | 0 | 0 | 0 | 0
7851 | 7851 | 2019-11-24 03:00 | 7.88 | 0 | 0 | 0 | 0 | 0 | 0 | 0 | 0 | 0 | 0 | 0 | 0 | 0 | 0 | 0 | 0
7852 | 7852 | 2019-11-24 04:00 | 7.78 | 0 | 0 | 0 | 0 | 0 | 0 | 0 | 0 | 0 | 0 | 0 | 0 | 0 | 0 | 0 | 0
7853 | 7853 | 2019-11-24 05:00 | 7.68 | 0 | 0 | 0 | 0 | 0 | 0 | 0 | 0 | 0 | 0 | 0 | 0 | 0 | 0 | 0 | 0
7854 | 7854 | 2019-11-24 06:00 | 7.59 | 0 | 0 | 0 | 0 | 0 | 0 | 0 | 0 | 0 | 0 | 0 | 0 | 0 | 0 | 0 | 0
7855 | 7855 | 2019-11-24 07:00 | 8.26 | 0 | 0 | 0 | 0 | 0 | 0 | 0 | 0 | 0 | 0 | 0 | 0 | 0 | 0 | 0 | 0
7856 | 7856 | 2019-11-24 08:00 | 8.94 | 0.58 | 41 | 14.1463 | 96.5621 | 0.6 | 42 | 14.2857 | 97.5134 | 0.6 | 42 | 14.2857 | 97.5134 | 0.56 | 39 | 14.359 | 98.0135
7857 | 7857 | 2019-11-24 09:00 | 9.61 | 1.15 | 80 | 14.375 | 98.1229 | 1.16 | 81 | 14.321 | 97.7542 | 1.22 | 85 | 14.3529 | 97.9723 | 1.14 | 80 | 14.25 | 97.2696
7858 | 7858 | 2019-11-24 10:00 | 10.98 | 2.49 | 173 | 14.3931 | 98.2462 | 2.5 | 173 | 14.4509 | 98.6407 | 2.58 | 179 | 14.4134 | 98.385 | 2.22 | 155 | 14.3226 | 97.7651
7859 | 7859 | 2019-11-24 11:00 | 12.34 | 3.17 | 221 | 14.3439 | 97.9105 | 3.18 | 222 | 14.3243 | 97.777 | 3.27 | 228 | 14.3421 | 97.8983 | 2.95 | 206 | 14.3204 | 97.7501
7860 | 7860 | 2019-11-24 12:00 | 13.71 | 3.77 | 265 | 14.2264 | 97.1086 | 3.78 | 266 | 14.2105 | 97.0002 | 3.81 | 267 | 14.2697 | 97.4038 | 3 | 212 | 14.1509 | 96.5935
7861 | 7861 | 2019-11-24 13:00 | 12.95 | 2.78 | 194 | 14.3299 | 97.815 | 2.79 | 195 | 14.3077 | 97.6634 | 2.79 | 195 | 14.3077 | 97.6634 | 1.64 | 117 | 14.0171 | 95.6798
7862 | 7862 | 2019-11-24 14:00 | 12.18 | 1.59 | 111 | 14.3243 | 97.777 | 1.61 | 113 | 14.2478 | 97.2545 | 1.55 | 109 | 14.2202 | 97.0661 | 0.64 | 46 | 13.913 | 94.9696
7863 | 7863 | 2019-11-24 15:00 | 11.42 | 0.2 | 14 | 14.2857 | 97.5134 | 0.21 | 15 | 14 | 95.5631 | 0.22 | 16 | 13.75 | 93.8567 | 0.13 | 10 | 13 | 88.7372
7864 | 7864 | 2019-11-24 16:00 | 10.26 | 0 | 0 | 0 | 0 | 0 | 0 | 0 | 0 | 0 | 0 | 0 | 0 | 0 | 0 | 0 | 0
7865 | 7865 | 2019-11-24 17:00 | 9.1 | 0 | 0 | 0 | 0 | 0 | 0 | 0 | 0 | 0 | 0 | 0 | 0 | 0 | 0 | 0 | 0
7866 | 7866 | 2019-11-24 18:00 | 7.94 | 0 | 0 | 0 | 0 | 0 | 0 | 0 | 0 | 0 | 0 | 0 | 0 | 0 | 0 | 0 | 0
7867 | 7867 | 2019-11-24 19:00 | 7.82 | 0 | 0 | 0 | 0 | 0 | 0 | 0 | 0 | 0 | 0 | 0 | 0 | 0 | 0 | 0 | 0
7868 | 7868 | 2019-11-24 20:00 | 7.69 | 0 | 0 | 0 | 0 | 0 | 0 | 0 | 0 | 0 | 0 | 0 | 0 | 0 | 0 | 0 | 0
7869 | 7869 | 2019-11-24 21:00 | 7.57 | 0 | 0 | 0 | 0 | 0 | 0 | 0 | 0 | 0 | 0 | 0 | 0 | 0 | 0 | 0 | 0
7870 | 7870 | 2019-11-24 22:00 | 7.89 | 0 | 0 | 0 | 0 | 0 | 0 | 0 | 0 | 0 | 0 | 0 | 0 | 0 | 0 | 0 | 0
7871 | 7871 | 2019-11-24 23:00 | 8.22 | 0 | 0 | 0 | 0 | 0 | 0 | 0 | 0 | 0 | 0 | 0 | 0 | 0 | 0 | 0 | 0
7872 | 7872 | 2019-11-25 | 8.54 | 0 | 0 | 0 | 0 | 0 | 0 | 0 | 0 | 0 | 0 | 0 | 0 | 0 | 0 | 0 | 0
7873 | 7873 | 2019-11-25 01:00 | 9.36 | 0 | 0 | 0 | 0 | 0 | 0 | 0 | 0 | 0 | 0 | 0 | 0 | 0 | 0 | 0 | 0
7874 | 7874 | 2019-11-25 02:00 | 10.19 | 0 | 0 | 0 | 0 | 0 | 0 | 0 | 0 | 0 | 0 | 0 | 0 | 0 | 0 | 0 | 0
7875 | 7875 | 2019-11-25 03:00 | 11.01 | 0 | 0 | 0 | 0 | 0 | 0 | 0 | 0 | 0 | 0 | 0 | 0 | 0 | 0 | 0 | 0
7876 | 7876 | 2019-11-25 04:00 | 10.85 | 0 | 0 | 0 | 0 | 0 | 0 | 0 | 0 | 0 | 0 | 0 | 0 | 0 | 0 | 0 | 0
7877 | 7877 | 2019-11-25 05:00 | 10.68 | 0 | 0 | 0 | 0 | 0 | 0 | 0 | 0 | 0 | 0 | 0 | 0 | 0 | 0 | 0 | 0
7878 | 7878 | 2019-11-25 06:00 | 10.52 | 0 | 0 | 0 | 0 | 0 | 0 | 0 | 0 | 0 | 0 | 0 | 0 | 0 | 0 | 0 | 0
7879 | 7879 | 2019-11-25 07:00 | 10.75 | 0 | 0 | 0 | 0 | 0 | 0 | 0 | 0 | 0 | 0 | 0 | 0 | 0 | 0 | 0 | 0
7880 | 7880 | 2019-11-25 08:00 | 10.99 | 0.34 | 24 | 14.1667 | 96.7008 | 0.35 | 25 | 14 | 95.5631 | 0.36 | 26 | 13.8462 | 94.513 | 0.36 | 26 | 13.8462 | 94.513
7881 | 7881 | 2019-11-25 09:00 | 11.22 | 1.03 | 72 | 14.3056 | 97.6488 | 1.04 | 73 | 14.2466 | 97.2462 | 1.09 | 77 | 14.1558 | 96.6269 | 1.05 | 74 | 14.1892 | 96.8545
7882 | 7882 | 2019-11-25 10:00 | 11.77 | 1.73 | 120 | 14.4167 | 98.4073 | 1.73 | 121 | 14.2975 | 97.594 | 1.82 | 126 | 14.4444 | 98.5969 | 1.73 | 120 | 14.4167 | 98.4073
7883 | 7883 | 2019-11-25 11:00 | 12.32 | 2.73 | 189 | 14.4444 | 98.5969 | 2.74 | 190 | 14.4211 | 98.4372 | 2.84 | 197 | 14.4162 | 98.4044 | 2.63 | 183 | 14.3716 | 98.0996
7884 | 7884 | 2019-11-25 12:00 | 12.87 | 2.75 | 191 | 14.3979 | 98.2792 | 2.76 | 192 | 14.375 | 98.1229 | 2.85 | 198 | 14.3939 | 98.2521 | 2.57 | 179 | 14.3575 | 98.0037
7885 | 7885 | 2019-11-25 13:00 | 12.41 | 2.71 | 188 | 14.4149 | 98.3952 | 2.73 | 189 | 14.4444 | 98.5969 | 2.73 | 189 | 14.4444 | 98.5969 | 1.66 | 117 | 14.188 | 96.8466
7886 | 7886 | 2019-11-25 14:00 | 11.95 | 1.49 | 104 | 14.3269 | 97.7947 | 1.51 | 105 | 14.381 | 98.1635 | 1.47 | 103 | 14.2718 | 97.4187 | 0.75 | 53 | 14.1509 | 96.5935
7887 | 7887 | 2019-11-25 15:00 | 11.49 | 0.16 | 11 | 14.5455 | 99.2864 | 0.16 | 12 | 13.3333 | 91.0125 | 0.18 | 13 | 13.8462 | 94.513 | 0.15 | 11 | 13.6364 | 93.081
7888 | 7888 | 2019-11-25 16:00 | 10.64 | 0 | 0 | 0 | 0 | 0 | 0 | 0 | 0 | 0 | 0 | 0 | 0 | 0 | 0 | 0 | 0
7889 | 7889 | 2019-11-25 17:00 | 9.8 | 0 | 0 | 0 | 0 | 0 | 0 | 0 | 0 | 0 | 0 | 0 | 0 | 0 | 0 | 0 | 0
7890 | 7890 | 2019-11-25 18:00 | 8.95 | 0 | 0 | 0 | 0 | 0 | 0 | 0 | 0 | 0 | 0 | 0 | 0 | 0 | 0 | 0 | 0
7891 | 7891 | 2019-11-25 19:00 | 8.51 | 0 | 0 | 0 | 0 | 0 | 0 | 0 | 0 | 0 | 0 | 0 | 0 | 0 | 0 | 0 | 0
7892 | 7892 | 2019-11-25 20:00 | 8.06 | 0 | 0 | 0 | 0 | 0 | 0 | 0 | 0 | 0 | 0 | 0 | 0 | 0 | 0 | 0 | 0
7893 | 7893 | 2019-11-25 21:00 | 7.62 | 0 | 0 | 0 | 0 | 0 | 0 | 0 | 0 | 0 | 0 | 0 | 0 | 0 | 0 | 0 | 0
7894 | 7894 | 2019-11-25 22:00 | 7.48 | 0 | 0 | 0 | 0 | 0 | 0 | 0 | 0 | 0 | 0 | 0 | 0 | 0 | 0 | 0 | 0
7895 | 7895 | 2019-11-25 23:00 | 7.35 | 0 | 0 | 0 | 0 | 0 | 0 | 0 | 0 | 0 | 0 | 0 | 0 | 0 | 0 | 0 | 0
7896 | 7896 | 2019-11-26 | 7.21 | 0 | 0 | 0 | 0 | 0 | 0 | 0 | 0 | 0 | 0 | 0 | 0 | 0 | 0 | 0 | 0
7897 | 7897 | 2019-11-26 01:00 | 7.39 | 0 | 0 | 0 | 0 | 0 | 0 | 0 | 0 | 0 | 0 | 0 | 0 | 0 | 0 | 0 | 0
7898 | 7898 | 2019-11-26 02:00 | 7.56 | 0 | 0 | 0 | 0 | 0 | 0 | 0 | 0 | 0 | 0 | 0 | 0 | 0 | 0 | 0 | 0
7899 | 7899 | 2019-11-26 03:00 | 7.74 | 0 | 0 | 0 | 0 | 0 | 0 | 0 | 0 | 0 | 0 | 0 | 0 | 0 | 0 | 0 | 0
7900 | 7900 | 2019-11-26 04:00 | 7.46 | 0 | 0 | 0 | 0 | 0 | 0 | 0 | 0 | 0 | 0 | 0 | 0 | 0 | 0 | 0 | 0
7901 | 7901 | 2019-11-26 05:00 | 7.18 | 0 | 0 | 0 | 0 | 0 | 0 | 0 | 0 | 0 | 0 | 0 | 0 | 0 | 0 | 0 | 0
7902 | 7902 | 2019-11-26 06:00 | 6.91 | 0 | 0 | 0 | 0 | 0 | 0 | 0 | 0 | 0 | 0 | 0 | 0 | 0 | 0 | 0 | 0
7903 | 7903 | 2019-11-26 07:00 | 7.09 | 0 | 0 | 0 | 0 | 0 | 0 | 0 | 0 | 0 | 0 | 0 | 0 | 0 | 0 | 0 | 0
7904 | 7904 | 2019-11-26 08:00 | 7.27 | 0.8 | 55 | 14.5455 | 99.2864 | 0.82 | 57 | 14.386 | 98.1977 | 0.8 | 56 | 14.2857 | 97.5134 | 0.58 | 41 | 14.1463 | 96.5621
7905 | 7905 | 2019-11-26 09:00 | 7.45 | 2.22 | 151 | 14.702 | 100.3549 | 2.25 | 153 | 14.7059 | 100.3814 | 2.21 | 151 | 14.6358 | 99.9028 | 1.08 | 75 | 14.4 | 98.2935
7906 | 7906 | 2019-11-26 10:00 | 8.1 | 3.25 | 221 | 14.7059 | 100.3814 | 3.26 | 222 | 14.6847 | 100.2368 | 3.29 | 224 | 14.6875 | 100.256 | 2.34 | 161 | 14.5342 | 99.2093
7907 | 7907 | 2019-11-26 11:00 | 8.75 | 3.94 | 269 | 14.6468 | 99.9784 | 3.95 | 270 | 14.6296 | 99.861 | 3.99 | 272 | 14.6691 | 100.1305 | 3.27 | 225 | 14.5333 | 99.2036
7908 | 7908 | 2019-11-26 12:00 | 9.4 | 3.64 | 249 | 14.6185 | 99.7848 | 3.65 | 250 | 14.6 | 99.6587 | 3.69 | 253 | 14.585 | 99.5562 | 2.97 | 205 | 14.4878 | 98.8929
7909 | 7909 | 2019-11-26 13:00 | 9.35 | 2.73 | 187 | 14.5989 | 99.6514 | 2.74 | 188 | 14.5745 | 99.4844 | 2.74 | 188 | 14.5745 | 99.4844 | 1.63 | 114 | 14.2982 | 97.5989
7910 | 7910 | 2019-11-26 14:00 | 9.29 | 1.43 | 99 | 14.4444 | 98.5969 | 1.46 | 101 | 14.4554 | 98.672 | 1.43 | 99 | 14.4444 | 98.5969 | 0.79 | 55 | 14.3636 | 98.0453
7911 | 7911 | 2019-11-26 15:00 | 9.24 | 0 | 0 | 0 | 0 | 0 | 0 | 0 | 0 | 0 | 0 | 0 | 0 | 0 | 0 | 0 | 0
7912 | 7912 | 2019-11-26 16:00 | 8.6 | 0 | 0 | 0 | 0 | 0 | 0 | 0 | 0 | 0 | 0 | 0 | 0 | 0 | 0 | 0 | 0
7913 | 7913 | 2019-11-26 17:00 | 7.97 | 0 | 0 | 0 | 0 | 0 | 0 | 0 | 0 | 0 | 0 | 0 | 0 | 0 | 0 | 0 | 0
7914 | 7914 | 2019-11-26 18:00 | 7.33 | 0 | 0 | 0 | 0 | 0 | 0 | 0 | 0 | 0 | 0 | 0 | 0 | 0 | 0 | 0 | 0
7915 | 7915 | 2019-11-26 19:00 | 7.03 | 0 | 0 | 0 | 0 | 0 | 0 | 0 | 0 | 0 | 0 | 0 | 0 | 0 | 0 | 0 | 0
7916 | 7916 | 2019-11-26 20:00 | 6.72 | 0 | 0 | 0 | 0 | 0 | 0 | 0 | 0 | 0 | 0 | 0 | 0 | 0 | 0 | 0 | 0
7917 | 7917 | 2019-11-26 21:00 | 6.42 | 0 | 0 | 0 | 0 | 0 | 0 | 0 | 0 | 0 | 0 | 0 | 0 | 0 | 0 | 0 | 0
7918 | 7918 | 2019-11-26 22:00 | 6.18 | 0 | 0 | 0 | 0 | 0 | 0 | 0 | 0 | 0 | 0 | 0 | 0 | 0 | 0 | 0 | 0
7919 | 7919 | 2019-11-26 23:00 | 5.94 | 0 | 0 | 0 | 0 | 0 | 0 | 0 | 0 | 0 | 0 | 0 | 0 | 0 | 0 | 0 | 0
7920 | 7920 | 2019-11-27 | 5.7 | 0 | 0 | 0 | 0 | 0 | 0 | 0 | 0 | 0 | 0 | 0 | 0 | 0 | 0 | 0 | 0
7921 | 7921 | 2019-11-27 01:00 | 5.84 | 0 | 0 | 0 | 0 | 0 | 0 | 0 | 0 | 0 | 0 | 0 | 0 | 0 | 0 | 0 | 0
7922 | 7922 | 2019-11-27 02:00 | 5.98 | 0 | 0 | 0 | 0 | 0 | 0 | 0 | 0 | 0 | 0 | 0 | 0 | 0 | 0 | 0 | 0
7923 | 7923 | 2019-11-27 03:00 | 6.12 | 0 | 0 | 0 | 0 | 0 | 0 | 0 | 0 | 0 | 0 | 0 | 0 | 0 | 0 | 0 | 0
7924 | 7924 | 2019-11-27 04:00 | 5.82 | 0 | 0 | 0 | 0 | 0 | 0 | 0 | 0 | 0 | 0 | 0 | 0 | 0 | 0 | 0 | 0
7925 | 7925 | 2019-11-27 05:00 | 5.51 | 0 | 0 | 0 | 0 | 0 | 0 | 0 | 0 | 0 | 0 | 0 | 0 | 0 | 0 | 0 | 0
7926 | 7926 | 2019-11-27 06:00 | 5.21 | 0 | 0 | 0 | 0 | 0 | 0 | 0 | 0 | 0 | 0 | 0 | 0 | 0 | 0 | 0 | 0
7927 | 7927 | 2019-11-27 07:00 | 5.71 | 0 | 0 | 0 | 0 | 0 | 0 | 0 | 0 | 0 | 0 | 0 | 0 | 0 | 0 | 0 | 0
7928 | 7928 | 2019-11-27 08:00 | 6.21 | 0.57 | 40 | 14.25 | 97.2696 | 0.59 | 41 | 14.3902 | 98.2269 | 0.59 | 41 | 14.3902 | 98.2269 | 0.52 | 36 | 14.4444 | 98.5969
7929 | 7929 | 2019-11-27 09:00 | 6.71 | 1.45 | 99 | 14.6465 | 99.9759 | 1.46 | 100 | 14.6 | 99.6587 | 1.51 | 104 | 14.5192 | 99.1074 | 1.27 | 87 | 14.5977 | 99.643
7930 | 7930 | 2019-11-27 10:00 | 7.56 | 2.81 | 192 | 14.6354 | 99.9005 | 2.83 | 193 | 14.6632 | 100.0902 | 2.88 | 197 | 14.6193 | 99.7904 | 2.26 | 156 | 14.4872 | 98.8886
7931 | 7931 | 2019-11-27 11:00 | 8.4 | 3.23 | 222 | 14.5495 | 99.3143 | 3.24 | 223 | 14.5291 | 99.1751 | 3.33 | 228 | 14.6053 | 99.6946 | 2.94 | 203 | 14.4828 | 98.8584
7932 | 7932 | 2019-11-27 12:00 | 9.24 | 2.51 | 173 | 14.5087 | 99.0353 | 2.51 | 174 | 14.4253 | 98.4661 | 2.61 | 180 | 14.5 | 98.9761 | 2.38 | 165 | 14.4242 | 98.459
7933 | 7933 | 2019-11-27 13:00 | 9.05 | 2.59 | 179 | 14.4693 | 98.7664 | 2.61 | 180 | 14.5 | 98.9761 | 2.62 | 181 | 14.4751 | 98.8064 | 1.63 | 114 | 14.2982 | 97.5989
7934 | 7934 | 2019-11-27 14:00 | 8.86 | 1.35 | 93 | 14.5161 | 99.0862 | 1.37 | 95 | 14.4211 | 98.4372 | 1.35 | 94 | 14.3617 | 98.0321 | 0.81 | 57 | 14.2105 | 97.0002
7935 | 7935 | 2019-11-27 15:00 | 8.67 | 0 | 0 | 0 | 0 | 0 | 0 | 0 | 0 | 0 | 0 | 0 | 0 | 0 | 0 | 0 | 0
7936 | 7936 | 2019-11-27 16:00 | 8.23 | 0 | 0 | 0 | 0 | 0 | 0 | 0 | 0 | 0 | 0 | 0 | 0 | 0 | 0 | 0 | 0
7937 | 7937 | 2019-11-27 17:00 | 7.79 | 0 | 0 | 0 | 0 | 0 | 0 | 0 | 0 | 0 | 0 | 0 | 0 | 0 | 0 | 0 | 0
7938 | 7938 | 2019-11-27 18:00 | 7.35 | 0 | 0 | 0 | 0 | 0 | 0 | 0 | 0 | 0 | 0 | 0 | 0 | 0 | 0 | 0 | 0
7939 | 7939 | 2019-11-27 19:00 | 6.91 | 0 | 0 | 0 | 0 | 0 | 0 | 0 | 0 | 0 | 0 | 0 | 0 | 0 | 0 | 0 | 0
7940 | 7940 | 2019-11-27 20:00 | 6.48 | 0 | 0 | 0 | 0 | 0 | 0 | 0 | 0 | 0 | 0 | 0 | 0 | 0 | 0 | 0 | 0
7941 | 7941 | 2019-11-27 21:00 | 6.04 | 0 | 0 | 0 | 0 | 0 | 0 | 0 | 0 | 0 | 0 | 0 | 0 | 0 | 0 | 0 | 0
7942 | 7942 | 2019-11-27 22:00 | 5.72 | 0 | 0 | 0 | 0 | 0 | 0 | 0 | 0 | 0 | 0 | 0 | 0 | 0 | 0 | 0 | 0
7943 | 7943 | 2019-11-27 23:00 | 5.4 | 0 | 0 | 0 | 0 | 0 | 0 | 0 | 0 | 0 | 0 | 0 | 0 | 0 | 0 | 0 | 0
7944 | 7944 | 2019-11-28 | 5.08 | 0 | 0 | 0 | 0 | 0 | 0 | 0 | 0 | 0 | 0 | 0 | 0 | 0 | 0 | 0 | 0
7945 | 7945 | 2019-11-28 01:00 | 4.89 | 0 | 0 | 0 | 0 | 0 | 0 | 0 | 0 | 0 | 0 | 0 | 0 | 0 | 0 | 0 | 0
7946 | 7946 | 2019-11-28 02:00 | 4.71 | 0 | 0 | 0 | 0 | 0 | 0 | 0 | 0 | 0 | 0 | 0 | 0 | 0 | 0 | 0 | 0
7947 | 7947 | 2019-11-28 03:00 | 4.52 | 0 | 0 | 0 | 0 | 0 | 0 | 0 | 0 | 0 | 0 | 0 | 0 | 0 | 0 | 0 | 0
7948 | 7948 | 2019-11-28 04:00 | 4.42 | 0 | 0 | 0 | 0 | 0 | 0 | 0 | 0 | 0 | 0 | 0 | 0 | 0 | 0 | 0 | 0
7949 | 7949 | 2019-11-28 05:00 | 4.32 | 0 | 0 | 0 | 0 | 0 | 0 | 0 | 0 | 0 | 0 | 0 | 0 | 0 | 0 | 0 | 0
7950 | 7950 | 2019-11-28 06:00 | 4.22 | 0 | 0 | 0 | 0 | 0 | 0 | 0 | 0 | 0 | 0 | 0 | 0 | 0 | 0 | 0 | 0
7951 | 7951 | 2019-11-28 07:00 | 4.67 | 0 | 0 | 0 | 0 | 0 | 0 | 0 | 0 | 0 | 0 | 0 | 0 | 0 | 0 | 0 | 0
7952 | 7952 | 2019-11-28 08:00 | 5.13 | 0.4 | 28 | 14.2857 | 97.5134 | 0.41 | 29 | 14.1379 | 96.5046 | 0.42 | 29 | 14.4828 | 98.8584 | 0.41 | 29 | 14.1379 | 96.5046
7953 | 7953 | 2019-11-28 09:00 | 5.58 | 1.27 | 87 | 14.5977 | 99.643 | 1.29 | 88 | 14.6591 | 100.0621 | 1.34 | 91 | 14.7253 | 100.5138 | 1.18 | 81 | 14.5679 | 99.4396
7954 | 7954 | 2019-11-28 10:00 | 6.22 | 2.44 | 166 | 14.6988 | 100.3331 | 2.46 | 167 | 14.7305 | 100.5498 | 2.53 | 172 | 14.7093 | 100.4048 | 2.13 | 145 | 14.6897 | 100.2707
7955 | 7955 | 2019-11-28 11:00 | 6.85 | 3.19 | 217 | 14.7005 | 100.3444 | 3.19 | 217 | 14.7005 | 100.3444 | 3.28 | 223 | 14.7085 | 100.3995 | 2.89 | 198 | 14.596 | 99.6311
7956 | 7956 | 2019-11-28 12:00 | 7.49 | 2.76 | 189 | 14.6032 | 99.6804 | 2.77 | 189 | 14.6561 | 100.0415 | 2.86 | 195 | 14.6667 | 100.1138 | 2.54 | 174 | 14.5977 | 99.643
7957 | 7957 | 2019-11-28 13:00 | 7.26 | 1.22 | 84 | 14.5238 | 99.1386 | 1.23 | 84 | 14.6429 | 99.9512 | 1.29 | 89 | 14.4944 | 98.9378 | 1.25 | 86 | 14.5349 | 99.2142
7958 | 7958 | 2019-11-28 14:00 | 7.04 | 0.74 | 52 | 14.2308 | 97.1384 | 0.75 | 52 | 14.4231 | 98.451 | 0.78 | 54 | 14.4444 | 98.5969 | 0.73 | 51 | 14.3137 | 97.7046
7959 | 7959 | 2019-11-28 15:00 | 6.81 | 0 | 0 | 0 | 0 | 0 | 0 | 0 | 0 | 0 | 0 | 0 | 0 | 0 | 0 | 0 | 0
7960 | 7960 | 2019-11-28 16:00 | 6.23 | 0 | 0 | 0 | 0 | 0 | 0 | 0 | 0 | 0 | 0 | 0 | 0 | 0 | 0 | 0 | 0
7961 | 7961 | 2019-11-28 17:00 | 5.64 | 0 | 0 | 0 | 0 | 0 | 0 | 0 | 0 | 0 | 0 | 0 | 0 | 0 | 0 | 0 | 0
7962 | 7962 | 2019-11-28 18:00 | 5.06 | 0 | 0 | 0 | 0 | 0 | 0 | 0 | 0 | 0 | 0 | 0 | 0 | 0 | 0 | 0 | 0
7963 | 7963 | 2019-11-28 19:00 | 4.78 | 0 | 0 | 0 | 0 | 0 | 0 | 0 | 0 | 0 | 0 | 0 | 0 | 0 | 0 | 0 | 0
7964 | 7964 | 2019-11-28 20:00 | 4.5 | 0 | 0 | 0 | 0 | 0 | 0 | 0 | 0 | 0 | 0 | 0 | 0 | 0 | 0 | 0 | 0
7965 | 7965 | 2019-11-28 21:00 | 4.22 | 0 | 0 | 0 | 0 | 0 | 0 | 0 | 0 | 0 | 0 | 0 | 0 | 0 | 0 | 0 | 0
7966 | 7966 | 2019-11-28 22:00 | 3.85 | 0 | 0 | 0 | 0 | 0 | 0 | 0 | 0 | 0 | 0 | 0 | 0 | 0 | 0 | 0 | 0
7967 | 7967 | 2019-11-28 23:00 | 3.49 | 0 | 0 | 0 | 0 | 0 | 0 | 0 | 0 | 0 | 0 | 0 | 0 | 0 | 0 | 0 | 0
7968 | 7968 | 2019-11-29 | 3.12 | 0 | 0 | 0 | 0 | 0 | 0 | 0 | 0 | 0 | 0 | 0 | 0 | 0 | 0 | 0 | 0
7969 | 7969 | 2019-11-29 01:00 | 2.7 | 0 | 0 | 0 | 0 | 0 | 0 | 0 | 0 | 0 | 0 | 0 | 0 | 0 | 0 | 0 | 0
7970 | 7970 | 2019-11-29 02:00 | 2.27 | 0 | 0 | 0 | 0 | 0 | 0 | 0 | 0 | 0 | 0 | 0 | 0 | 0 | 0 | 0 | 0
7971 | 7971 | 2019-11-29 03:00 | 1.85 | 0 | 0 | 0 | 0 | 0 | 0 | 0 | 0 | 0 | 0 | 0 | 0 | 0 | 0 | 0 | 0
7972 | 7972 | 2019-11-29 04:00 | 1.31 | 0 | 0 | 0 | 0 | 0 | 0 | 0 | 0 | 0 | 0 | 0 | 0 | 0 | 0 | 0 | 0
7973 | 7973 | 2019-11-29 05:00 | 0.77 | 0 | 0 | 0 | 0 | 0 | 0 | 0 | 0 | 0 | 0 | 0 | 0 | 0 | 0 | 0 | 0
7974 | 7974 | 2019-11-29 06:00 | 0.24 | 0 | 0 | 0 | 0 | 0 | 0 | 0 | 0 | 0 | 0 | 0 | 0 | 0 | 0 | 0 | 0
7975 | 7975 | 2019-11-29 07:00 | 0.56 | 0 | 0 | 0 | 0 | 0 | 0 | 0 | 0 | 0 | 0 | 0 | 0 | 0 | 0 | 0 | 0
7976 | 7976 | 2019-11-29 08:00 | 0.89 | 0.78 | 53 | 14.717 | 100.4572 | 0.81 | 55 | 14.7273 | 100.5275 | 0.78 | 53 | 14.717 | 100.4572 | 0.48 | 33 | 14.5455 | 99.2864
7977 | 7977 | 2019-11-29 09:00 | 1.21 | 2.18 | 145 | 15.0345 | 102.6245 | 2.2 | 147 | 14.966 | 102.1569 | 2.16 | 144 | 15 | 102.3891 | 1.01 | 69 | 14.6377 | 99.9159
7978 | 7978 | 2019-11-29 10:00 | 1.94 | 3.35 | 223 | 15.0224 | 102.5421 | 3.36 | 224 | 15 | 102.3891 | 3.36 | 224 | 15 | 102.3891 | 2.16 | 146 | 14.7945 | 100.9865
7979 | 7979 | 2019-11-29 11:00 | 2.67 | 3.93 | 262 | 15 | 102.3891 | 3.94 | 263 | 14.981 | 102.2593 | 3.97 | 265 | 14.9811 | 102.2603 | 3.14 | 212 | 14.8113 | 101.1012
7980 | 7980 | 2019-11-29 12:00 | 3.4 | 3.69 | 247 | 14.9393 | 101.9745 | 3.7 | 247 | 14.9798 | 102.2509 | 3.72 | 249 | 14.9398 | 101.9779 | 2.89 | 195 | 14.8205 | 101.1639
7981 | 7981 | 2019-11-29 13:00 | 3.01 | 2.79 | 187 | 14.9198 | 101.8415 | 2.81 | 188 | 14.9468 | 102.026 | 2.79 | 186 | 15 | 102.3891 | 1.49 | 102 | 14.6078 | 99.7122
7982 | 7982 | 2019-11-29 14:00 | 2.62 | 1.43 | 96 | 14.8958 | 101.678 | 1.45 | 97 | 14.9485 | 102.0372 | 1.41 | 95 | 14.8421 | 101.3113 | 0.72 | 50 | 14.4 | 98.2935
7983 | 7983 | 2019-11-29 15:00 | 2.23 | 0 | 0 | 0 | 0 | 0 | 0 | 0 | 0 | 0 | 0 | 0 | 0 | 0 | 0 | 0 | 0
7984 | 7984 | 2019-11-29 16:00 | 1.34 | 0 | 0 | 0 | 0 | 0 | 0 | 0 | 0 | 0 | 0 | 0 | 0 | 0 | 0 | 0 | 0
7985 | 7985 | 2019-11-29 17:00 | 0.44 | 0 | 0 | 0 | 0 | 0 | 0 | 0 | 0 | 0 | 0 | 0 | 0 | 0 | 0 | 0 | 0
7986 | 7986 | 2019-11-29 18:00 | -0.45 | 0 | 0 | 0 | 0 | 0 | 0 | 0 | 0 | 0 | 0 | 0 | 0 | 0 | 0 | 0 | 0
7987 | 7987 | 2019-11-29 19:00 | -0.82 | 0 | 0 | 0 | 0 | 0 | 0 | 0 | 0 | 0 | 0 | 0 | 0 | 0 | 0 | 0 | 0
7988 | 7988 | 2019-11-29 20:00 | -1.18 | 0 | 0 | 0 | 0 | 0 | 0 | 0 | 0 | 0 | 0 | 0 | 0 | 0 | 0 | 0 | 0
7989 | 7989 | 2019-11-29 21:00 | -1.55 | 0 | 0 | 0 | 0 | 0 | 0 | 0 | 0 | 0 | 0 | 0 | 0 | 0 | 0 | 0 | 0
7990 | 7990 | 2019-11-29 22:00 | -1.69 | 0 | 0 | 0 | 0 | 0 | 0 | 0 | 0 | 0 | 0 | 0 | 0 | 0 | 0 | 0 | 0
7991 | 7991 | 2019-11-29 23:00 | -1.84 | 0 | 0 | 0 | 0 | 0 | 0 | 0 | 0 | 0 | 0 | 0 | 0 | 0 | 0 | 0 | 0
7992 | 7992 | 2019-11-30 | -1.98 | 0 | 0 | 0 | 0 | 0 | 0 | 0 | 0 | 0 | 0 | 0 | 0 | 0 | 0 | 0 | 0
7993 | 7993 | 2019-11-30 01:00 | -1.92 | 0 | 0 | 0 | 0 | 0 | 0 | 0 | 0 | 0 | 0 | 0 | 0 | 0 | 0 | 0 | 0
7994 | 7994 | 2019-11-30 02:00 | -1.85 | 0 | 0 | 0 | 0 | 0 | 0 | 0 | 0 | 0 | 0 | 0 | 0 | 0 | 0 | 0 | 0
7995 | 7995 | 2019-11-30 03:00 | -1.79 | 0 | 0 | 0 | 0 | 0 | 0 | 0 | 0 | 0 | 0 | 0 | 0 | 0 | 0 | 0 | 0
7996 | 7996 | 2019-11-30 04:00 | -1.91 | 0 | 0 | 0 | 0 | 0 | 0 | 0 | 0 | 0 | 0 | 0 | 0 | 0 | 0 | 0 | 0
7997 | 7997 | 2019-11-30 05:00 | -2.03 | 0 | 0 | 0 | 0 | 0 | 0 | 0 | 0 | 0 | 0 | 0 | 0 | 0 | 0 | 0 | 0
7998 | 7998 | 2019-11-30 06:00 | -2.15 | 0 | 0 | 0 | 0 | 0 | 0 | 0 | 0 | 0 | 0 | 0 | 0 | 0 | 0 | 0 | 0
7999 | 7999 | 2019-11-30 07:00 | -1.47 | 0 | 0 | 0 | 0 | 0 | 0 | 0 | 0 | 0 | 0 | 0 | 0 | 0 | 0 | 0 | 0
8000 | 8000 | 2019-11-30 08:00 | -0.78 | 0.72 | 49 | 14.6939 | 100.2995 | 0.75 | 50 | 15 | 102.3891 | 0.73 | 49 | 14.898 | 101.6926 | 0.5 | 34 | 14.7059 | 100.3814
8001 | 8001 | 2019-11-30 09:00 | -0.09 | 2.09 | 138 | 15.1449 | 103.3783 | 2.11 | 140 | 15.0714 | 102.8766 | 2.09 | 138 | 15.1449 | 103.3783 | 1.08 | 73 | 14.7945 | 100.9865
8002 | 8002 | 2019-11-30 10:00 | 0.92 | 3.29 | 219 | 15.0228 | 102.5449 | 3.31 | 220 | 15.0455 | 102.6993 | 3.31 | 220 | 15.0455 | 102.6993 | 2.1 | 142 | 14.7887 | 100.947
8003 | 8003 | 2019-11-30 11:00 | 1.93 | 3.85 | 257 | 14.9805 | 102.2563 | 3.86 | 258 | 14.9612 | 102.1245 | 3.89 | 260 | 14.9615 | 102.1265 | 3.1 | 209 | 14.8325 | 101.246
8004 | 8004 | 2019-11-30 12:00 | 2.94 | 3.63 | 244 | 14.877 | 101.5498 | 3.64 | 244 | 14.918 | 101.8296 | 3.67 | 246 | 14.9187 | 101.8341 | 2.83 | 192 | 14.7396 | 100.6115
8005 | 8005 | 2019-11-30 13:00 | 2.16 | 2.74 | 183 | 14.9727 | 102.2026 | 2.75 | 184 | 14.9457 | 102.0181 | 2.74 | 183 | 14.9727 | 102.2026 | 1.47 | 100 | 14.7 | 100.3413
8006 | 8006 | 2019-11-30 14:00 | 1.37 | 1.41 | 94 | 15 | 102.3891 | 1.43 | 96 | 14.8958 | 101.678 | 1.39 | 94 | 14.7872 | 100.9368 | 0.74 | 51 | 14.5098 | 99.043
8007 | 8007 | 2019-11-30 15:00 | 0.59 | 0 | 0 | 0 | 0 | 0 | 0 | 0 | 0 | 0 | 0 | 0 | 0 | 0 | 0 | 0 | 0
8008 | 8008 | 2019-11-30 16:00 | -0.67 | 0 | 0 | 0 | 0 | 0 | 0 | 0 | 0 | 0 | 0 | 0 | 0 | 0 | 0 | 0 | 0
8009 | 8009 | 2019-11-30 17:00 | -1.92 | 0 | 0 | 0 | 0 | 0 | 0 | 0 | 0 | 0 | 0 | 0 | 0 | 0 | 0 | 0 | 0
8010 | 8010 | 2019-11-30 18:00 | -3.18 | 0 | 0 | 0 | 0 | 0 | 0 | 0 | 0 | 0 | 0 | 0 | 0 | 0 | 0 | 0 | 0
8011 | 8011 | 2019-11-30 19:00 | -3.3 | 0 | 0 | 0 | 0 | 0 | 0 | 0 | 0 | 0 | 0 | 0 | 0 | 0 | 0 | 0 | 0
8012 | 8012 | 2019-11-30 20:00 | -3.41 | 0 | 0 | 0 | 0 | 0 | 0 | 0 | 0 | 0 | 0 | 0 | 0 | 0 | 0 | 0 | 0
8013 | 8013 | 2019-11-30 21:00 | -3.53 | 0 | 0 | 0 | 0 | 0 | 0 | 0 | 0 | 0 | 0 | 0 | 0 | 0 | 0 | 0 | 0
8014 | 8014 | 2019-11-30 22:00 | -3.71 | 0 | 0 | 0 | 0 | 0 | 0 | 0 | 0 | 0 | 0 | 0 | 0 | 0 | 0 | 0 | 0
8015 | 8015 | 2019-11-30 23:00 | -3.89 | 0 | 0 | 0 | 0 | 0 | 0 | 0 | 0 | 0 | 0 | 0 | 0 | 0 | 0 | 0 | 0
8016 | 8016 | 2019-12-01 | -4.07 | 0 | 0 | 0 | 0 | 0 | 0 | 0 | 0 | 0 | 0 | 0 | 0 | 0 | 0 | 0 | 0
8017 | 8017 | 2019-12-01 01:00 | -3.8 | 0 | 0 | 0 | 0 | 0 | 0 | 0 | 0 | 0 | 0 | 0 | 0 | 0 | 0 | 0 | 0
8018 | 8018 | 2019-12-01 02:00 | -3.53 | 0 | 0 | 0 | 0 | 0 | 0 | 0 | 0 | 0 | 0 | 0 | 0 | 0 | 0 | 0 | 0
8019 | 8019 | 2019-12-01 03:00 | -3.26 | 0 | 0 | 0 | 0 | 0 | 0 | 0 | 0 | 0 | 0 | 0 | 0 | 0 | 0 | 0 | 0
8020 | 8020 | 2019-12-01 04:00 | -3.1 | 0 | 0 | 0 | 0 | 0 | 0 | 0 | 0 | 0 | 0 | 0 | 0 | 0 | 0 | 0 | 0
8021 | 8021 | 2019-12-01 05:00 | -2.94 | 0 | 0 | 0 | 0 | 0 | 0 | 0 | 0 | 0 | 0 | 0 | 0 | 0 | 0 | 0 | 0
8022 | 8022 | 2019-12-01 06:00 | -2.77 | 0 | 0 | 0 | 0 | 0 | 0 | 0 | 0 | 0 | 0 | 0 | 0 | 0 | 0 | 0 | 0
8023 | 8023 | 2019-12-01 07:00 | -1.79 | 0 | 0 | 0 | 0 | 0 | 0 | 0 | 0 | 0 | 0 | 0 | 0 | 0 | 0 | 0 | 0
8024 | 8024 | 2019-12-01 08:00 | -0.8 | 0.66 | 45 | 14.6667 | 100.1138 | 0.69 | 46 | 15 | 102.3891 | 0.67 | 45 | 14.8889 | 101.6306 | 0.48 | 33 | 14.5455 | 99.2864
8025 | 8025 | 2019-12-01 09:00 | 0.19 | 1.84 | 122 | 15.082 | 102.9486 | 1.86 | 124 | 15 | 102.3891 | 1.87 | 124 | 15.0806 | 102.9396 | 1.18 | 79 | 14.9367 | 101.9571
8026 | 8026 | 2019-12-01 10:00 | 1.57 | 2.85 | 190 | 15 | 102.3891 | 2.86 | 191 | 14.9738 | 102.2104 | 2.91 | 194 | 15 | 102.3891 | 2.16 | 145 | 14.8966 | 101.6829
8027 | 8027 | 2019-12-01 11:00 | 2.95 | 3.68 | 246 | 14.9593 | 102.1116 | 3.69 | 247 | 14.9393 | 101.9745 | 3.74 | 250 | 14.96 | 102.116 | 3.03 | 204 | 14.8529 | 101.3853
8028 | 8028 | 2019-12-01 12:00 | 4.33 | 3.48 | 234 | 14.8718 | 101.514 | 3.49 | 235 | 14.8511 | 101.3724 | 3.53 | 237 | 14.8945 | 101.669 | 2.79 | 189 | 14.7619 | 100.7639
8029 | 8029 | 2019-12-01 13:00 | 3.54 | 1.97 | 132 | 14.9242 | 101.872 | 1.98 | 133 | 14.8872 | 101.6192 | 2.04 | 137 | 14.8905 | 101.6417 | 1.62 | 110 | 14.7273 | 100.5275
8030 | 8030 | 2019-12-01 14:00 | 2.74 | 0.61 | 42 | 14.5238 | 99.1386 | 0.62 | 43 | 14.4186 | 98.4205 | 0.65 | 44 | 14.7727 | 100.8377 | 0.63 | 43 | 14.6512 | 100.0079
8031 | 8031 | 2019-12-01 15:00 | 1.95 | 0 | 0 | 0 | 0 | 0 | 0 | 0 | 0 | 0 | 0 | 0 | 0 | 0 | 0 | 0 | 0
8032 | 8032 | 2019-12-01 16:00 | 1.18 | 0 | 0 | 0 | 0 | 0 | 0 | 0 | 0 | 0 | 0 | 0 | 0 | 0 | 0 | 0 | 0
8033 | 8033 | 2019-12-01 17:00 | 0.42 | 0 | 0 | 0 | 0 | 0 | 0 | 0 | 0 | 0 | 0 | 0 | 0 | 0 | 0 | 0 | 0
8034 | 8034 | 2019-12-01 18:00 | -0.35 | 0 | 0 | 0 | 0 | 0 | 0 | 0 | 0 | 0 | 0 | 0 | 0 | 0 | 0 | 0 | 0
8035 | 8035 | 2019-12-01 19:00 | -0.35 | 0 | 0 | 0 | 0 | 0 | 0 | 0 | 0 | 0 | 0 | 0 | 0 | 0 | 0 | 0 | 0
8036 | 8036 | 2019-12-01 20:00 | -0.34 | 0 | 0 | 0 | 0 | 0 | 0 | 0 | 0 | 0 | 0 | 0 | 0 | 0 | 0 | 0 | 0
8037 | 8037 | 2019-12-01 21:00 | -0.34 | 0 | 0 | 0 | 0 | 0 | 0 | 0 | 0 | 0 | 0 | 0 | 0 | 0 | 0 | 0 | 0
8038 | 8038 | 2019-12-01 22:00 | -0.15 | 0 | 0 | 0 | 0 | 0 | 0 | 0 | 0 | 0 | 0 | 0 | 0 | 0 | 0 | 0 | 0
8039 | 8039 | 2019-12-01 23:00 | 0.05 | 0 | 0 | 0 | 0 | 0 | 0 | 0 | 0 | 0 | 0 | 0 | 0 | 0 | 0 | 0 | 0
8040 | 8040 | 2019-12-02 | 0.24 | 0 | 0 | 0 | 0 | 0 | 0 | 0 | 0 | 0 | 0 | 0 | 0 | 0 | 0 | 0 | 0
8041 | 8041 | 2019-12-02 01:00 | 0.6 | 0 | 0 | 0 | 0 | 0 | 0 | 0 | 0 | 0 | 0 | 0 | 0 | 0 | 0 | 0 | 0
8042 | 8042 | 2019-12-02 02:00 | 0.97 | 0 | 0 | 0 | 0 | 0 | 0 | 0 | 0 | 0 | 0 | 0 | 0 | 0 | 0 | 0 | 0
8043 | 8043 | 2019-12-02 03:00 | 1.34 | 0 | 0 | 0 | 0 | 0 | 0 | 0 | 0 | 0 | 0 | 0 | 0 | 0 | 0 | 0 | 0
8044 | 8044 | 2019-12-02 04:00 | 1.26 | 0 | 0 | 0 | 0 | 0 | 0 | 0 | 0 | 0 | 0 | 0 | 0 | 0 | 0 | 0 | 0
8045 | 8045 | 2019-12-02 05:00 | 1.19 | 0 | 0 | 0 | 0 | 0 | 0 | 0 | 0 | 0 | 0 | 0 | 0 | 0 | 0 | 0 | 0
8046 | 8046 | 2019-12-02 06:00 | 1.11 | 0 | 0 | 0 | 0 | 0 | 0 | 0 | 0 | 0 | 0 | 0 | 0 | 0 | 0 | 0 | 0
8047 | 8047 | 2019-12-02 07:00 | 1.64 | 0 | 0 | 0 | 0 | 0 | 0 | 0 | 0 | 0 | 0 | 0 | 0 | 0 | 0 | 0 | 0
8048 | 8048 | 2019-12-02 08:00 | 2.17 | 0.34 | 23 | 14.7826 | 100.9052 | 0.35 | 24 | 14.5833 | 99.5449 | 0.36 | 25 | 14.4 | 98.2935 | 0.35 | 24 | 14.5833 | 99.5449
8049 | 8049 | 2019-12-02 09:00 | 2.7 | 0.87 | 59 | 14.7458 | 100.6537 | 0.87 | 59 | 14.7458 | 100.6537 | 0.92 | 62 | 14.8387 | 101.2881 | 0.9 | 61 | 14.7541 | 100.7106
8050 | 8050 | 2019-12-02 10:00 | 3.71 | 1.13 | 77 | 14.6753 | 100.1729 | 1.13 | 77 | 14.6753 | 100.1729 | 1.2 | 81 | 14.8148 | 101.125 | 1.18 | 80 | 14.75 | 100.6826
8051 | 8051 | 2019-12-02 11:00 | 4.71 | 0.52 | 36 | 14.4444 | 98.5969 | 0.52 | 36 | 14.4444 | 98.5969 | 0.55 | 38 | 14.4737 | 98.7965 | 0.55 | 38 | 14.4737 | 98.7965
8052 | 8052 | 2019-12-02 12:00 | 5.72 | 0.55 | 38 | 14.4737 | 98.7965 | 0.55 | 39 | 14.1026 | 96.2632 | 0.59 | 41 | 14.3902 | 98.2269 | 0.59 | 41 | 14.3902 | 98.2269
8053 | 8053 | 2019-12-02 13:00 | 5.35 | 0.83 | 57 | 14.5614 | 99.3952 | 0.83 | 57 | 14.5614 | 99.3952 | 0.88 | 61 | 14.4262 | 98.4726 | 0.88 | 61 | 14.4262 | 98.4726
8054 | 8054 | 2019-12-02 14:00 | 4.99 | 0.67 | 46 | 14.5652 | 99.4213 | 0.68 | 47 | 14.4681 | 98.7583 | 0.71 | 49 | 14.4898 | 98.9065 | 0.68 | 47 | 14.4681 | 98.7583
8055 | 8055 | 2019-12-02 15:00 | 4.62 | 0 | 0 | 0 | 0 | 0 | 0 | 0 | 0 | 0 | 0 | 0 | 0 | 0 | 0 | 0 | 0
8056 | 8056 | 2019-12-02 16:00 | 4.2 | 0 | 0 | 0 | 0 | 0 | 0 | 0 | 0 | 0 | 0 | 0 | 0 | 0 | 0 | 0 | 0
8057 | 8057 | 2019-12-02 17:00 | 3.77 | 0 | 0 | 0 | 0 | 0 | 0 | 0 | 0 | 0 | 0 | 0 | 0 | 0 | 0 | 0 | 0
8058 | 8058 | 2019-12-02 18:00 | 3.35 | 0 | 0 | 0 | 0 | 0 | 0 | 0 | 0 | 0 | 0 | 0 | 0 | 0 | 0 | 0 | 0
8059 | 8059 | 2019-12-02 19:00 | 3.4 | 0 | 0 | 0 | 0 | 0 | 0 | 0 | 0 | 0 | 0 | 0 | 0 | 0 | 0 | 0 | 0
8060 | 8060 | 2019-12-02 20:00 | 3.46 | 0 | 0 | 0 | 0 | 0 | 0 | 0 | 0 | 0 | 0 | 0 | 0 | 0 | 0 | 0 | 0
8061 | 8061 | 2019-12-02 21:00 | 3.51 | 0 | 0 | 0 | 0 | 0 | 0 | 0 | 0 | 0 | 0 | 0 | 0 | 0 | 0 | 0 | 0
8062 | 8062 | 2019-12-02 22:00 | 3.74 | 0 | 0 | 0 | 0 | 0 | 0 | 0 | 0 | 0 | 0 | 0 | 0 | 0 | 0 | 0 | 0
8063 | 8063 | 2019-12-02 23:00 | 3.96 | 0 | 0 | 0 | 0 | 0 | 0 | 0 | 0 | 0 | 0 | 0 | 0 | 0 | 0 | 0 | 0
8064 | 8064 | 2019-12-03 | 4.19 | 0 | 0 | 0 | 0 | 0 | 0 | 0 | 0 | 0 | 0 | 0 | 0 | 0 | 0 | 0 | 0
8065 | 8065 | 2019-12-03 01:00 | 4.72 | 0 | 0 | 0 | 0 | 0 | 0 | 0 | 0 | 0 | 0 | 0 | 0 | 0 | 0 | 0 | 0
8066 | 8066 | 2019-12-03 02:00 | 5.25 | 0 | 0 | 0 | 0 | 0 | 0 | 0 | 0 | 0 | 0 | 0 | 0 | 0 | 0 | 0 | 0
8067 | 8067 | 2019-12-03 03:00 | 5.79 | 0 | 0 | 0 | 0 | 0 | 0 | 0 | 0 | 0 | 0 | 0 | 0 | 0 | 0 | 0 | 0
8068 | 8068 | 2019-12-03 04:00 | 6.07 | 0 | 0 | 0 | 0 | 0 | 0 | 0 | 0 | 0 | 0 | 0 | 0 | 0 | 0 | 0 | 0
8069 | 8069 | 2019-12-03 05:00 | 6.35 | 0 | 0 | 0 | 0 | 0 | 0 | 0 | 0 | 0 | 0 | 0 | 0 | 0 | 0 | 0 | 0
8070 | 8070 | 2019-12-03 06:00 | 6.63 | 0 | 0 | 0 | 0 | 0 | 0 | 0 | 0 | 0 | 0 | 0 | 0 | 0 | 0 | 0 | 0
8071 | 8071 | 2019-12-03 07:00 | 6.86 | 0 | 0 | 0 | 0 | 0 | 0 | 0 | 0 | 0 | 0 | 0 | 0 | 0 | 0 | 0 | 0
8072 | 8072 | 2019-12-03 08:00 | 7.08 | 0.39 | 27 | 14.4444 | 98.5969 | 0.4 | 28 | 14.2857 | 97.5134 | 0.42 | 29 | 14.4828 | 98.8584 | 0.38 | 27 | 14.0741 | 96.0688
8073 | 8073 | 2019-12-03 09:00 | 7.31 | 0.87 | 61 | 14.2623 | 97.3536 | 0.88 | 61 | 14.4262 | 98.4726 | 0.93 | 64 | 14.5312 | 99.1894 | 0.9 | 62 | 14.5161 | 99.0862
8074 | 8074 | 2019-12-03 10:00 | 7.58 | 2.51 | 171 | 14.6784 | 100.1936 | 2.52 | 172 | 14.6512 | 100.0079 | 2.58 | 176 | 14.6591 | 100.0621 | 2.01 | 138 | 14.5652 | 99.4213
8075 | 8075 | 2019-12-03 11:00 | 7.86 | 1.14 | 79 | 14.4304 | 98.5009 | 1.15 | 79 | 14.557 | 99.3649 | 1.22 | 84 | 14.5238 | 99.1386 | 1.21 | 84 | 14.4048 | 98.326
8076 | 8076 | 2019-12-03 12:00 | 8.13 | 1.33 | 92 | 14.4565 | 98.6793 | 1.34 | 92 | 14.5652 | 99.4213 | 1.41 | 97 | 14.5361 | 99.2224 | 1.39 | 96 | 14.4792 | 98.8339
8077 | 8077 | 2019-12-03 13:00 | 7.78 | 1.36 | 94 | 14.4681 | 98.7583 | 1.37 | 94 | 14.5745 | 99.4844 | 1.43 | 99 | 14.4444 | 98.5969 | 1.32 | 91 | 14.5055 | 99.0136
8078 | 8078 | 2019-12-03 14:00 | 7.44 | 0.95 | 66 | 14.3939 | 98.2521 | 0.97 | 67 | 14.4776 | 98.8233 | 0.98 | 68 | 14.4118 | 98.3738 | 0.79 | 55 | 14.3636 | 98.0453
8079 | 8079 | 2019-12-03 15:00 | 7.09 | 0 | 0 | 0 | 0 | 0 | 0 | 0 | 0 | 0 | 0 | 0 | 0 | 0 | 0 | 0 | 0
8080 | 8080 | 2019-12-03 16:00 | 6.22 | 0 | 0 | 0 | 0 | 0 | 0 | 0 | 0 | 0 | 0 | 0 | 0 | 0 | 0 | 0 | 0
8081 | 8081 | 2019-12-03 17:00 | 5.36 | 0 | 0 | 0 | 0 | 0 | 0 | 0 | 0 | 0 | 0 | 0 | 0 | 0 | 0 | 0 | 0
8082 | 8082 | 2019-12-03 18:00 | 4.49 | 0 | 0 | 0 | 0 | 0 | 0 | 0 | 0 | 0 | 0 | 0 | 0 | 0 | 0 | 0 | 0
8083 | 8083 | 2019-12-03 19:00 | 3.92 | 0 | 0 | 0 | 0 | 0 | 0 | 0 | 0 | 0 | 0 | 0 | 0 | 0 | 0 | 0 | 0
8084 | 8084 | 2019-12-03 20:00 | 3.35 | 0 | 0 | 0 | 0 | 0 | 0 | 0 | 0 | 0 | 0 | 0 | 0 | 0 | 0 | 0 | 0
8085 | 8085 | 2019-12-03 21:00 | 2.78 | 0 | 0 | 0 | 0 | 0 | 0 | 0 | 0 | 0 | 0 | 0 | 0 | 0 | 0 | 0 | 0
8086 | 8086 | 2019-12-03 22:00 | 2.58 | 0 | 0 | 0 | 0 | 0 | 0 | 0 | 0 | 0 | 0 | 0 | 0 | 0 | 0 | 0 | 0
8087 | 8087 | 2019-12-03 23:00 | 2.37 | 0 | 0 | 0 | 0 | 0 | 0 | 0 | 0 | 0 | 0 | 0 | 0 | 0 | 0 | 0 | 0
8088 | 8088 | 2019-12-04 | 2.17 | 0 | 0 | 0 | 0 | 0 | 0 | 0 | 0 | 0 | 0 | 0 | 0 | 0 | 0 | 0 | 0
8089 | 8089 | 2019-12-04 01:00 | 1.65 | 0 | 0 | 0 | 0 | 0 | 0 | 0 | 0 | 0 | 0 | 0 | 0 | 0 | 0 | 0 | 0
8090 | 8090 | 2019-12-04 02:00 | 1.13 | 0 | 0 | 0 | 0 | 0 | 0 | 0 | 0 | 0 | 0 | 0 | 0 | 0 | 0 | 0 | 0
8091 | 8091 | 2019-12-04 03:00 | 0.61 | 0 | 0 | 0 | 0 | 0 | 0 | 0 | 0 | 0 | 0 | 0 | 0 | 0 | 0 | 0 | 0
8092 | 8092 | 2019-12-04 04:00 | 0.04 | 0 | 0 | 0 | 0 | 0 | 0 | 0 | 0 | 0 | 0 | 0 | 0 | 0 | 0 | 0 | 0
8093 | 8093 | 2019-12-04 05:00 | -0.53 | 0 | 0 | 0 | 0 | 0 | 0 | 0 | 0 | 0 | 0 | 0 | 0 | 0 | 0 | 0 | 0
8094 | 8094 | 2019-12-04 06:00 | -1.1 | 0 | 0 | 0 | 0 | 0 | 0 | 0 | 0 | 0 | 0 | 0 | 0 | 0 | 0 | 0 | 0
8095 | 8095 | 2019-12-04 07:00 | -0.57 | 0 | 0 | 0 | 0 | 0 | 0 | 0 | 0 | 0 | 0 | 0 | 0 | 0 | 0 | 0 | 0
8096 | 8096 | 2019-12-04 08:00 | -0.04 | 0.54 | 36 | 15 | 102.3891 | 0.56 | 38 | 14.7368 | 100.5928 | 0.56 | 38 | 14.7368 | 100.5928 | 0.45 | 30 | 15 | 102.3891
8097 | 8097 | 2019-12-04 09:00 | 0.49 | 1.52 | 102 | 14.902 | 101.7199 | 1.54 | 103 | 14.9515 | 102.0577 | 1.57 | 105 | 14.9524 | 102.064 | 1.15 | 78 | 14.7436 | 100.6388
8098 | 8098 | 2019-12-04 10:00 | 1.71 | 2.25 | 150 | 15 | 102.3891 | 2.26 | 151 | 14.9669 | 102.1631 | 2.33 | 156 | 14.9359 | 101.9515 | 1.94 | 130 | 14.9231 | 101.864
8099 | 8099 | 2019-12-04 11:00 | 2.93 | 2.72 | 183 | 14.8634 | 101.4566 | 2.73 | 183 | 14.918 | 101.8296 | 2.82 | 189 | 14.9206 | 101.8473 | 2.53 | 170 | 14.8824 | 101.586
8100 | 8100 | 2019-12-04 12:00 | 4.15 | 2.92 | 197 | 14.8223 | 101.1763 | 2.93 | 198 | 14.798 | 101.0101 | 3.01 | 203 | 14.8276 | 101.2122 | 2.54 | 173 | 14.6821 | 100.219
8101 | 8101 | 2019-12-04 13:00 | 3.49 | 2.55 | 171 | 14.9123 | 101.7903 | 2.56 | 172 | 14.8837 | 101.5954 | 2.56 | 172 | 14.8837 | 101.5954 | 1.44 | 99 | 14.5455 | 99.2864
8102 | 8102 | 2019-12-04 14:00 | 2.84 | 1.28 | 87 | 14.7126 | 100.4276 | 1.3 | 88 | 14.7727 | 100.8377 | 1.27 | 86 | 14.7674 | 100.8017 | 0.71 | 49 | 14.4898 | 98.9065
8103 | 8103 | 2019-12-04 15:00 | 2.18 | 0 | 0 | 0 | 0 | 0 | 0 | 0 | 0 | 0 | 0 | 0 | 0 | 0 | 0 | 0 | 0
8104 | 8104 | 2019-12-04 16:00 | 1.12 | 0 | 0 | 0 | 0 | 0 | 0 | 0 | 0 | 0 | 0 | 0 | 0 | 0 | 0 | 0 | 0
8105 | 8105 | 2019-12-04 17:00 | 0.07 | 0 | 0 | 0 | 0 | 0 | 0 | 0 | 0 | 0 | 0 | 0 | 0 | 0 | 0 | 0 | 0
8106 | 8106 | 2019-12-04 18:00 | -0.99 | 0 | 0 | 0 | 0 | 0 | 0 | 0 | 0 | 0 | 0 | 0 | 0 | 0 | 0 | 0 | 0
8107 | 8107 | 2019-12-04 19:00 | -1.26 | 0 | 0 | 0 | 0 | 0 | 0 | 0 | 0 | 0 | 0 | 0 | 0 | 0 | 0 | 0 | 0
8108 | 8108 | 2019-12-04 20:00 | -1.54 | 0 | 0 | 0 | 0 | 0 | 0 | 0 | 0 | 0 | 0 | 0 | 0 | 0 | 0 | 0 | 0
8109 | 8109 | 2019-12-04 21:00 | -1.81 | 0 | 0 | 0 | 0 | 0 | 0 | 0 | 0 | 0 | 0 | 0 | 0 | 0 | 0 | 0 | 0
8110 | 8110 | 2019-12-04 22:00 | -1.9 | 0 | 0 | 0 | 0 | 0 | 0 | 0 | 0 | 0 | 0 | 0 | 0 | 0 | 0 | 0 | 0
8111 | 8111 | 2019-12-04 23:00 | -2 | 0 | 0 | 0 | 0 | 0 | 0 | 0 | 0 | 0 | 0 | 0 | 0 | 0 | 0 | 0 | 0
8112 | 8112 | 2019-12-05 | -2.1 | 0 | 0 | 0 | 0 | 0 | 0 | 0 | 0 | 0 | 0 | 0 | 0 | 0 | 0 | 0 | 0
8113 | 8113 | 2019-12-05 01:00 | -2.06 | 0 | 0 | 0 | 0 | 0 | 0 | 0 | 0 | 0 | 0 | 0 | 0 | 0 | 0 | 0 | 0
8114 | 8114 | 2019-12-05 02:00 | -2.02 | 0 | 0 | 0 | 0 | 0 | 0 | 0 | 0 | 0 | 0 | 0 | 0 | 0 | 0 | 0 | 0
8115 | 8115 | 2019-12-05 03:00 | -1.98 | 0 | 0 | 0 | 0 | 0 | 0 | 0 | 0 | 0 | 0 | 0 | 0 | 0 | 0 | 0 | 0
8116 | 8116 | 2019-12-05 04:00 | -2.03 | 0 | 0 | 0 | 0 | 0 | 0 | 0 | 0 | 0 | 0 | 0 | 0 | 0 | 0 | 0 | 0
8117 | 8117 | 2019-12-05 05:00 | -2.07 | 0 | 0 | 0 | 0 | 0 | 0 | 0 | 0 | 0 | 0 | 0 | 0 | 0 | 0 | 0 | 0
8118 | 8118 | 2019-12-05 06:00 | -2.12 | 0 | 0 | 0 | 0 | 0 | 0 | 0 | 0 | 0 | 0 | 0 | 0 | 0 | 0 | 0 | 0
8119 | 8119 | 2019-12-05 07:00 | -1.4 | 0 | 0 | 0 | 0 | 0 | 0 | 0 | 0 | 0 | 0 | 0 | 0 | 0 | 0 | 0 | 0
8120 | 8120 | 2019-12-05 08:00 | -0.69 | 0.46 | 31 | 14.8387 | 101.2881 | 0.48 | 33 | 14.5455 | 99.2864 | 0.49 | 33 | 14.8485 | 101.3548 | 0.38 | 26 | 14.6154 | 99.7637
8121 | 8121 | 2019-12-05 09:00 | 0.03 | 1.94 | 128 | 15.1562 | 103.4556 | 1.96 | 130 | 15.0769 | 102.9142 | 1.92 | 128 | 15 | 102.3891 | 0.95 | 64 | 14.8438 | 101.3225
8122 | 8122 | 2019-12-05 10:00 | 1.46 | 3.07 | 204 | 15.049 | 102.7237 | 3.09 | 205 | 15.0732 | 102.8885 | 3.09 | 205 | 15.0732 | 102.8885 | 1.89 | 128 | 14.7656 | 100.7892
8123 | 8123 | 2019-12-05 11:00 | 2.89 | 3.61 | 242 | 14.9174 | 101.825 | 3.62 | 242 | 14.9587 | 102.107 | 3.65 | 244 | 14.959 | 102.1093 | 2.85 | 193 | 14.7668 | 100.7975
8124 | 8124 | 2019-12-05 12:00 | 4.32 | 3.44 | 231 | 14.8918 | 101.6503 | 3.45 | 232 | 14.8707 | 101.5064 | 3.47 | 233 | 14.8927 | 101.6567 | 2.64 | 179 | 14.7486 | 100.6731
8125 | 8125 | 2019-12-05 13:00 | 3.43 | 2.59 | 174 | 14.8851 | 101.6045 | 2.61 | 175 | 14.9143 | 101.804 | 2.6 | 174 | 14.9425 | 101.9968 | 1.39 | 95 | 14.6316 | 99.8743
8126 | 8126 | 2019-12-05 14:00 | 2.55 | 1.28 | 87 | 14.7126 | 100.4276 | 1.3 | 88 | 14.7727 | 100.8377 | 1.27 | 86 | 14.7674 | 100.8017 | 0.7 | 48 | 14.5833 | 99.5449
8127 | 8127 | 2019-12-05 15:00 | 1.66 | 0 | 0 | 0 | 0 | 0 | 0 | 0 | 0 | 0 | 0 | 0 | 0 | 0 | 0 | 0 | 0
8128 | 8128 | 2019-12-05 16:00 | 0.53 | 0 | 0 | 0 | 0 | 0 | 0 | 0 | 0 | 0 | 0 | 0 | 0 | 0 | 0 | 0 | 0
8129 | 8129 | 2019-12-05 17:00 | -0.6 | 0 | 0 | 0 | 0 | 0 | 0 | 0 | 0 | 0 | 0 | 0 | 0 | 0 | 0 | 0 | 0
8130 | 8130 | 2019-12-05 18:00 | -1.73 | 0 | 0 | 0 | 0 | 0 | 0 | 0 | 0 | 0 | 0 | 0 | 0 | 0 | 0 | 0 | 0
8131 | 8131 | 2019-12-05 19:00 | -2.05 | 0 | 0 | 0 | 0 | 0 | 0 | 0 | 0 | 0 | 0 | 0 | 0 | 0 | 0 | 0 | 0
8132 | 8132 | 2019-12-05 20:00 | -2.37 | 0 | 0 | 0 | 0 | 0 | 0 | 0 | 0 | 0 | 0 | 0 | 0 | 0 | 0 | 0 | 0
8133 | 8133 | 2019-12-05 21:00 | -2.69 | 0 | 0 | 0 | 0 | 0 | 0 | 0 | 0 | 0 | 0 | 0 | 0 | 0 | 0 | 0 | 0
8134 | 8134 | 2019-12-05 22:00 | -2.83 | 0 | 0 | 0 | 0 | 0 | 0 | 0 | 0 | 0 | 0 | 0 | 0 | 0 | 0 | 0 | 0
8135 | 8135 | 2019-12-05 23:00 | -2.98 | 0 | 0 | 0 | 0 | 0 | 0 | 0 | 0 | 0 | 0 | 0 | 0 | 0 | 0 | 0 | 0
8136 | 8136 | 2019-12-06 | -3.13 | 0 | 0 | 0 | 0 | 0 | 0 | 0 | 0 | 0 | 0 | 0 | 0 | 0 | 0 | 0 | 0
8137 | 8137 | 2019-12-06 01:00 | -2.83 | 0 | 0 | 0 | 0 | 0 | 0 | 0 | 0 | 0 | 0 | 0 | 0 | 0 | 0 | 0 | 0
8138 | 8138 | 2019-12-06 02:00 | -2.53 | 0 | 0 | 0 | 0 | 0 | 0 | 0 | 0 | 0 | 0 | 0 | 0 | 0 | 0 | 0 | 0
8139 | 8139 | 2019-12-06 03:00 | -2.23 | 0 | 0 | 0 | 0 | 0 | 0 | 0 | 0 | 0 | 0 | 0 | 0 | 0 | 0 | 0 | 0
8140 | 8140 | 2019-12-06 04:00 | -2.43 | 0 | 0 | 0 | 0 | 0 | 0 | 0 | 0 | 0 | 0 | 0 | 0 | 0 | 0 | 0 | 0
8141 | 8141 | 2019-12-06 05:00 | -2.62 | 0 | 0 | 0 | 0 | 0 | 0 | 0 | 0 | 0 | 0 | 0 | 0 | 0 | 0 | 0 | 0
8142 | 8142 | 2019-12-06 06:00 | -2.81 | 0 | 0 | 0 | 0 | 0 | 0 | 0 | 0 | 0 | 0 | 0 | 0 | 0 | 0 | 0 | 0
8143 | 8143 | 2019-12-06 07:00 | -2 | 0 | 0 | 0 | 0 | 0 | 0 | 0 | 0 | 0 | 0 | 0 | 0 | 0 | 0 | 0 | 0
8144 | 8144 | 2019-12-06 08:00 | -1.19 | 0.45 | 30 | 15 | 102.3891 | 0.46 | 31 | 14.8387 | 101.2881 | 0.48 | 32 | 15 | 102.3891 | 0.39 | 26 | 15 | 102.3891
8145 | 8145 | 2019-12-06 09:00 | -0.38 | 1.92 | 127 | 15.1181 | 103.1953 | 1.94 | 128 | 15.1562 | 103.4556 | 1.9 | 126 | 15.0794 | 102.9308 | 0.89 | 61 | 14.5902 | 99.5916
8146 | 8146 | 2019-12-06 10:00 | 1.51 | 3.05 | 203 | 15.0246 | 102.5572 | 3.07 | 204 | 15.049 | 102.7237 | 3.06 | 204 | 15 | 102.3891 | 1.83 | 124 | 14.7581 | 100.7376
8147 | 8147 | 2019-12-06 11:00 | 3.39 | 3.56 | 239 | 14.8954 | 101.6751 | 3.57 | 240 | 14.875 | 101.5358 | 3.6 | 242 | 14.876 | 101.5429 | 2.82 | 191 | 14.7644 | 100.7809
8148 | 8148 | 2019-12-06 12:00 | 5.28 | 3.35 | 227 | 14.7577 | 100.7352 | 3.36 | 227 | 14.8018 | 101.0359 | 3.39 | 229 | 14.8035 | 101.0477 | 2.59 | 177 | 14.6328 | 99.8824
8149 | 8149 | 2019-12-06 13:00 | 4.37 | 2.57 | 173 | 14.8555 | 101.4027 | 2.59 | 174 | 14.8851 | 101.6045 | 2.57 | 173 | 14.8555 | 101.4027 | 1.34 | 92 | 14.5652 | 99.4213
8150 | 8150 | 2019-12-06 14:00 | 3.45 | 1.25 | 85 | 14.7059 | 100.3814 | 1.27 | 86 | 14.7674 | 100.8017 | 1.24 | 84 | 14.7619 | 100.7639 | 0.69 | 48 | 14.375 | 98.1229
8151 | 8151 | 2019-12-06 15:00 | 2.54 | 0 | 0 | 0 | 0 | 0 | 0 | 0 | 0 | 0 | 0 | 0 | 0 | 0 | 0 | 0 | 0
8152 | 8152 | 2019-12-06 16:00 | 1.43 | 0 | 0 | 0 | 0 | 0 | 0 | 0 | 0 | 0 | 0 | 0 | 0 | 0 | 0 | 0 | 0
8153 | 8153 | 2019-12-06 17:00 | 0.33 | 0 | 0 | 0 | 0 | 0 | 0 | 0 | 0 | 0 | 0 | 0 | 0 | 0 | 0 | 0 | 0
8154 | 8154 | 2019-12-06 18:00 | -0.78 | 0 | 0 | 0 | 0 | 0 | 0 | 0 | 0 | 0 | 0 | 0 | 0 | 0 | 0 | 0 | 0
8155 | 8155 | 2019-12-06 19:00 | -0.97 | 0 | 0 | 0 | 0 | 0 | 0 | 0 | 0 | 0 | 0 | 0 | 0 | 0 | 0 | 0 | 0
8156 | 8156 | 2019-12-06 20:00 | -1.17 | 0 | 0 | 0 | 0 | 0 | 0 | 0 | 0 | 0 | 0 | 0 | 0 | 0 | 0 | 0 | 0
8157 | 8157 | 2019-12-06 21:00 | -1.36 | 0 | 0 | 0 | 0 | 0 | 0 | 0 | 0 | 0 | 0 | 0 | 0 | 0 | 0 | 0 | 0
8158 | 8158 | 2019-12-06 22:00 | -1.24 | 0 | 0 | 0 | 0 | 0 | 0 | 0 | 0 | 0 | 0 | 0 | 0 | 0 | 0 | 0 | 0
8159 | 8159 | 2019-12-06 23:00 | -1.13 | 0 | 0 | 0 | 0 | 0 | 0 | 0 | 0 | 0 | 0 | 0 | 0 | 0 | 0 | 0 | 0
8160 | 8160 | 2019-12-07 | -1.01 | 0 | 0 | 0 | 0 | 0 | 0 | 0 | 0 | 0 | 0 | 0 | 0 | 0 | 0 | 0 | 0
8161 | 8161 | 2019-12-07 01:00 | -1.04 | 0 | 0 | 0 | 0 | 0 | 0 | 0 | 0 | 0 | 0 | 0 | 0 | 0 | 0 | 0 | 0
8162 | 8162 | 2019-12-07 02:00 | -1.07 | 0 | 0 | 0 | 0 | 0 | 0 | 0 | 0 | 0 | 0 | 0 | 0 | 0 | 0 | 0 | 0
8163 | 8163 | 2019-12-07 03:00 | -1.09 | 0 | 0 | 0 | 0 | 0 | 0 | 0 | 0 | 0 | 0 | 0 | 0 | 0 | 0 | 0 | 0
8164 | 8164 | 2019-12-07 04:00 | -1.18 | 0 | 0 | 0 | 0 | 0 | 0 | 0 | 0 | 0 | 0 | 0 | 0 | 0 | 0 | 0 | 0
8165 | 8165 | 2019-12-07 05:00 | -1.26 | 0 | 0 | 0 | 0 | 0 | 0 | 0 | 0 | 0 | 0 | 0 | 0 | 0 | 0 | 0 | 0
8166 | 8166 | 2019-12-07 06:00 | -1.34 | 0 | 0 | 0 | 0 | 0 | 0 | 0 | 0 | 0 | 0 | 0 | 0 | 0 | 0 | 0 | 0
8167 | 8167 | 2019-12-07 07:00 | -0.38 | 0 | 0 | 0 | 0 | 0 | 0 | 0 | 0 | 0 | 0 | 0 | 0 | 0 | 0 | 0 | 0
8168 | 8168 | 2019-12-07 08:00 | 0.59 | 0.42 | 28 | 15 | 102.3891 | 0.43 | 30 | 14.3333 | 97.8385 | 0.45 | 31 | 14.5161 | 99.0862 | 0.36 | 25 | 14.4 | 98.2935
8169 | 8169 | 2019-12-07 09:00 | 1.55 | 1.86 | 124 | 15 | 102.3891 | 1.88 | 126 | 14.9206 | 101.8473 | 1.84 | 123 | 14.9593 | 102.1116 | 0.88 | 60 | 14.6667 | 100.1138
8170 | 8170 | 2019-12-07 10:00 | 3.51 | 2.98 | 200 | 14.9 | 101.7065 | 2.99 | 201 | 14.8756 | 101.5401 | 2.98 | 201 | 14.8259 | 101.2005 | 1.77 | 121 | 14.6281 | 99.8505
8171 | 8171 | 2019-12-07 11:00 | 5.48 | 3.48 | 236 | 14.7458 | 100.6537 | 3.49 | 237 | 14.7257 | 100.517 | 3.52 | 239 | 14.728 | 100.5327 | 2.73 | 187 | 14.5989 | 99.6514
8172 | 8172 | 2019-12-07 12:00 | 7.44 | 3.28 | 225 | 14.5778 | 99.507 | 3.29 | 225 | 14.6222 | 99.8104 | 3.32 | 227 | 14.6256 | 99.8331 | 2.53 | 175 | 14.4571 | 98.6836
8173 | 8173 | 2019-12-07 13:00 | 5.67 | 2.6 | 177 | 14.6893 | 100.268 | 2.62 | 178 | 14.7191 | 100.4717 | 2.59 | 176 | 14.7159 | 100.4499 | 1.22 | 85 | 14.3529 | 97.9723
8174 | 8174 | 2019-12-07 14:00 | 3.9 | 1.32 | 90 | 14.6667 | 100.1138 | 1.34 | 91 | 14.7253 | 100.5138 | 1.29 | 88 | 14.6591 | 100.0621 | 0.57 | 40 | 14.25 | 97.2696
8175 | 8175 | 2019-12-07 15:00 | 2.13 | 0 | 0 | 0 | 0 | 0 | 0 | 0 | 0 | 0 | 0 | 0 | 0 | 0 | 0 | 0 | 0
8176 | 8176 | 2019-12-07 16:00 | 0.85 | 0 | 0 | 0 | 0 | 0 | 0 | 0 | 0 | 0 | 0 | 0 | 0 | 0 | 0 | 0 | 0
8177 | 8177 | 2019-12-07 17:00 | -0.43 | 0 | 0 | 0 | 0 | 0 | 0 | 0 | 0 | 0 | 0 | 0 | 0 | 0 | 0 | 0 | 0
8178 | 8178 | 2019-12-07 18:00 | -1.71 | 0 | 0 | 0 | 0 | 0 | 0 | 0 | 0 | 0 | 0 | 0 | 0 | 0 | 0 | 0 | 0
8179 | 8179 | 2019-12-07 19:00 | -1.89 | 0 | 0 | 0 | 0 | 0 | 0 | 0 | 0 | 0 | 0 | 0 | 0 | 0 | 0 | 0 | 0
8180 | 8180 | 2019-12-07 20:00 | -2.06 | 0 | 0 | 0 | 0 | 0 | 0 | 0 | 0 | 0 | 0 | 0 | 0 | 0 | 0 | 0 | 0
8181 | 8181 | 2019-12-07 21:00 | -2.24 | 0 | 0 | 0 | 0 | 0 | 0 | 0 | 0 | 0 | 0 | 0 | 0 | 0 | 0 | 0 | 0
8182 | 8182 | 2019-12-07 22:00 | -2.08 | 0 | 0 | 0 | 0 | 0 | 0 | 0 | 0 | 0 | 0 | 0 | 0 | 0 | 0 | 0 | 0
8183 | 8183 | 2019-12-07 23:00 | -1.93 | 0 | 0 | 0 | 0 | 0 | 0 | 0 | 0 | 0 | 0 | 0 | 0 | 0 | 0 | 0 | 0
8184 | 8184 | 2019-12-08 | -1.77 | 0 | 0 | 0 | 0 | 0 | 0 | 0 | 0 | 0 | 0 | 0 | 0 | 0 | 0 | 0 | 0
8185 | 8185 | 2019-12-08 01:00 | -1.28 | 0 | 0 | 0 | 0 | 0 | 0 | 0 | 0 | 0 | 0 | 0 | 0 | 0 | 0 | 0 | 0
8186 | 8186 | 2019-12-08 02:00 | -0.8 | 0 | 0 | 0 | 0 | 0 | 0 | 0 | 0 | 0 | 0 | 0 | 0 | 0 | 0 | 0 | 0
8187 | 8187 | 2019-12-08 03:00 | -0.31 | 0 | 0 | 0 | 0 | 0 | 0 | 0 | 0 | 0 | 0 | 0 | 0 | 0 | 0 | 0 | 0
8188 | 8188 | 2019-12-08 04:00 | -0.23 | 0 | 0 | 0 | 0 | 0 | 0 | 0 | 0 | 0 | 0 | 0 | 0 | 0 | 0 | 0 | 0
8189 | 8189 | 2019-12-08 05:00 | -0.14 | 0 | 0 | 0 | 0 | 0 | 0 | 0 | 0 | 0 | 0 | 0 | 0 | 0 | 0 | 0 | 0
8190 | 8190 | 2019-12-08 06:00 | -0.05 | 0 | 0 | 0 | 0 | 0 | 0 | 0 | 0 | 0 | 0 | 0 | 0 | 0 | 0 | 0 | 0
8191 | 8191 | 2019-12-08 07:00 | 0.82 | 0 | 0 | 0 | 0 | 0 | 0 | 0 | 0 | 0 | 0 | 0 | 0 | 0 | 0 | 0 | 0
8192 | 8192 | 2019-12-08 08:00 | 1.68 | 0.34 | 24 | 14.1667 | 96.7008 | 0.36 | 25 | 14.4 | 98.2935 | 0.39 | 27 | 14.4444 | 98.5969 | 0.34 | 23 | 14.7826 | 100.9052
8193 | 8193 | 2019-12-08 09:00 | 2.55 | 0.34 | 23 | 14.7826 | 100.9052 | 0.34 | 24 | 14.1667 | 96.7008 | 0.36 | 25 | 14.4 | 98.2935 | 0.36 | 25 | 14.4 | 98.2935
8194 | 8194 | 2019-12-08 10:00 | 4.25 | 0.87 | 60 | 14.5 | 98.9761 | 0.88 | 60 | 14.6667 | 100.1138 | 0.93 | 63 | 14.7619 | 100.7639 | 0.93 | 63 | 14.7619 | 100.7639
8195 | 8195 | 2019-12-08 11:00 | 5.96 | 1.67 | 114 | 14.6491 | 99.994 | 1.68 | 114 | 14.7368 | 100.5928 | 1.77 | 120 | 14.75 | 100.6826 | 1.71 | 116 | 14.7414 | 100.6237
8196 | 8196 | 2019-12-08 12:00 | 7.66 | 1.14 | 78 | 14.6154 | 99.7637 | 1.14 | 79 | 14.4304 | 98.5009 | 1.21 | 83 | 14.5783 | 99.5107 | 1.2 | 82 | 14.6341 | 99.8918
8197 | 8197 | 2019-12-08 13:00 | 6.76 | 0.76 | 53 | 14.3396 | 97.8814 | 0.76 | 53 | 14.3396 | 97.8814 | 0.81 | 56 | 14.4643 | 98.7323 | 0.81 | 56 | 14.4643 | 98.7323
8198 | 8198 | 2019-12-08 14:00 | 5.85 | 0.67 | 46 | 14.5652 | 99.4213 | 0.68 | 47 | 14.4681 | 98.7583 | 0.7 | 49 | 14.2857 | 97.5134 | 0.65 | 45 | 14.4444 | 98.5969
8199 | 8199 | 2019-12-08 15:00 | 4.95 | 0 | 0 | 0 | 0 | 0 | 0 | 0 | 0 | 0 | 0 | 0 | 0 | 0 | 0 | 0 | 0
8200 | 8200 | 2019-12-08 16:00 | 4.23 | 0 | 0 | 0 | 0 | 0 | 0 | 0 | 0 | 0 | 0 | 0 | 0 | 0 | 0 | 0 | 0
8201 | 8201 | 2019-12-08 17:00 | 3.51 | 0 | 0 | 0 | 0 | 0 | 0 | 0 | 0 | 0 | 0 | 0 | 0 | 0 | 0 | 0 | 0
8202 | 8202 | 2019-12-08 18:00 | 2.79 | 0 | 0 | 0 | 0 | 0 | 0 | 0 | 0 | 0 | 0 | 0 | 0 | 0 | 0 | 0 | 0
8203 | 8203 | 2019-12-08 19:00 | 2.6 | 0 | 0 | 0 | 0 | 0 | 0 | 0 | 0 | 0 | 0 | 0 | 0 | 0 | 0 | 0 | 0
8204 | 8204 | 2019-12-08 20:00 | 2.41 | 0 | 0 | 0 | 0 | 0 | 0 | 0 | 0 | 0 | 0 | 0 | 0 | 0 | 0 | 0 | 0
8205 | 8205 | 2019-12-08 21:00 | 2.22 | 0 | 0 | 0 | 0 | 0 | 0 | 0 | 0 | 0 | 0 | 0 | 0 | 0 | 0 | 0 | 0
8206 | 8206 | 2019-12-08 22:00 | 2.07 | 0 | 0 | 0 | 0 | 0 | 0 | 0 | 0 | 0 | 0 | 0 | 0 | 0 | 0 | 0 | 0
8207 | 8207 | 2019-12-08 23:00 | 1.92 | 0 | 0 | 0 | 0 | 0 | 0 | 0 | 0 | 0 | 0 | 0 | 0 | 0 | 0 | 0 | 0
8208 | 8208 | 2019-12-09 | 1.77 | 0 | 0 | 0 | 0 | 0 | 0 | 0 | 0 | 0 | 0 | 0 | 0 | 0 | 0 | 0 | 0
8209 | 8209 | 2019-12-09 01:00 | 1.93 | 0 | 0 | 0 | 0 | 0 | 0 | 0 | 0 | 0 | 0 | 0 | 0 | 0 | 0 | 0 | 0
8210 | 8210 | 2019-12-09 02:00 | 2.08 | 0 | 0 | 0 | 0 | 0 | 0 | 0 | 0 | 0 | 0 | 0 | 0 | 0 | 0 | 0 | 0
8211 | 8211 | 2019-12-09 03:00 | 2.24 | 0 | 0 | 0 | 0 | 0 | 0 | 0 | 0 | 0 | 0 | 0 | 0 | 0 | 0 | 0 | 0
8212 | 8212 | 2019-12-09 04:00 | 2.16 | 0 | 0 | 0 | 0 | 0 | 0 | 0 | 0 | 0 | 0 | 0 | 0 | 0 | 0 | 0 | 0
8213 | 8213 | 2019-12-09 05:00 | 2.09 | 0 | 0 | 0 | 0 | 0 | 0 | 0 | 0 | 0 | 0 | 0 | 0 | 0 | 0 | 0 | 0
8214 | 8214 | 2019-12-09 06:00 | 2.01 | 0 | 0 | 0 | 0 | 0 | 0 | 0 | 0 | 0 | 0 | 0 | 0 | 0 | 0 | 0 | 0
8215 | 8215 | 2019-12-09 07:00 | 2.66 | 0 | 0 | 0 | 0 | 0 | 0 | 0 | 0 | 0 | 0 | 0 | 0 | 0 | 0 | 0 | 0
8216 | 8216 | 2019-12-09 08:00 | 3.32 | 0.29 | 20 | 14.5 | 98.9761 | 0.3 | 21 | 14.2857 | 97.5134 | 0.34 | 23 | 14.7826 | 100.9052 | 0.32 | 22 | 14.5455 | 99.2864
8217 | 8217 | 2019-12-09 09:00 | 3.97 | 0.94 | 64 | 14.6875 | 100.256 | 0.95 | 65 | 14.6154 | 99.7637 | 0.99 | 68 | 14.5588 | 99.3776 | 0.92 | 63 | 14.6032 | 99.6804
8218 | 8218 | 2019-12-09 10:00 | 5.34 | 2.19 | 148 | 14.7973 | 101.0054 | 2.2 | 149 | 14.7651 | 100.7857 | 2.26 | 153 | 14.7712 | 100.8276 | 1.79 | 122 | 14.6721 | 100.1511
8219 | 8219 | 2019-12-09 11:00 | 6.7 | 3.28 | 222 | 14.7748 | 100.8517 | 3.29 | 223 | 14.7534 | 100.7056 | 3.34 | 226 | 14.7788 | 100.8789 | 2.66 | 182 | 14.6154 | 99.7637
8220 | 8220 | 2019-12-09 12:00 | 8.07 | 3.36 | 229 | 14.6725 | 100.1535 | 3.37 | 230 | 14.6522 | 100.0148 | 3.38 | 231 | 14.632 | 99.8774 | 2.46 | 170 | 14.4706 | 98.7753
8221 | 8221 | 2019-12-09 13:00 | 7.5 | 0.85 | 59 | 14.4068 | 98.3398 | 0.85 | 59 | 14.4068 | 98.3398 | 0.9 | 63 | 14.2857 | 97.5134 | 0.89 | 62 | 14.3548 | 97.9852
8222 | 8222 | 2019-12-09 14:00 | 6.93 | 0.73 | 51 | 14.3137 | 97.7046 | 0.74 | 52 | 14.2308 | 97.1384 | 0.77 | 53 | 14.5283 | 99.1693 | 0.68 | 48 | 14.1667 | 96.7008
8223 | 8223 | 2019-12-09 15:00 | 6.36 | 0 | 0 | 0 | 0 | 0 | 0 | 0 | 0 | 0 | 0 | 0 | 0 | 0 | 0 | 0 | 0
8224 | 8224 | 2019-12-09 16:00 | 5.79 | 0 | 0 | 0 | 0 | 0 | 0 | 0 | 0 | 0 | 0 | 0 | 0 | 0 | 0 | 0 | 0
8225 | 8225 | 2019-12-09 17:00 | 5.21 | 0 | 0 | 0 | 0 | 0 | 0 | 0 | 0 | 0 | 0 | 0 | 0 | 0 | 0 | 0 | 0
8226 | 8226 | 2019-12-09 18:00 | 4.64 | 0 | 0 | 0 | 0 | 0 | 0 | 0 | 0 | 0 | 0 | 0 | 0 | 0 | 0 | 0 | 0
8227 | 8227 | 2019-12-09 19:00 | 4.35 | 0 | 0 | 0 | 0 | 0 | 0 | 0 | 0 | 0 | 0 | 0 | 0 | 0 | 0 | 0 | 0
8228 | 8228 | 2019-12-09 20:00 | 4.07 | 0 | 0 | 0 | 0 | 0 | 0 | 0 | 0 | 0 | 0 | 0 | 0 | 0 | 0 | 0 | 0
8229 | 8229 | 2019-12-09 21:00 | 3.78 | 0 | 0 | 0 | 0 | 0 | 0 | 0 | 0 | 0 | 0 | 0 | 0 | 0 | 0 | 0 | 0
8230 | 8230 | 2019-12-09 22:00 | 3.9 | 0 | 0 | 0 | 0 | 0 | 0 | 0 | 0 | 0 | 0 | 0 | 0 | 0 | 0 | 0 | 0
8231 | 8231 | 2019-12-09 23:00 | 4.02 | 0 | 0 | 0 | 0 | 0 | 0 | 0 | 0 | 0 | 0 | 0 | 0 | 0 | 0 | 0 | 0
8232 | 8232 | 2019-12-10 | 4.14 | 0 | 0 | 0 | 0 | 0 | 0 | 0 | 0 | 0 | 0 | 0 | 0 | 0 | 0 | 0 | 0
8233 | 8233 | 2019-12-10 01:00 | 4.46 | 0 | 0 | 0 | 0 | 0 | 0 | 0 | 0 | 0 | 0 | 0 | 0 | 0 | 0 | 0 | 0
8234 | 8234 | 2019-12-10 02:00 | 4.78 | 0 | 0 | 0 | 0 | 0 | 0 | 0 | 0 | 0 | 0 | 0 | 0 | 0 | 0 | 0 | 0
8235 | 8235 | 2019-12-10 03:00 | 5.11 | 0 | 0 | 0 | 0 | 0 | 0 | 0 | 0 | 0 | 0 | 0 | 0 | 0 | 0 | 0 | 0
8236 | 8236 | 2019-12-10 04:00 | 5.26 | 0 | 0 | 0 | 0 | 0 | 0 | 0 | 0 | 0 | 0 | 0 | 0 | 0 | 0 | 0 | 0
8237 | 8237 | 2019-12-10 05:00 | 5.42 | 0 | 0 | 0 | 0 | 0 | 0 | 0 | 0 | 0 | 0 | 0 | 0 | 0 | 0 | 0 | 0
8238 | 8238 | 2019-12-10 06:00 | 5.58 | 0 | 0 | 0 | 0 | 0 | 0 | 0 | 0 | 0 | 0 | 0 | 0 | 0 | 0 | 0 | 0
8239 | 8239 | 2019-12-10 07:00 | 5.95 | 0 | 0 | 0 | 0 | 0 | 0 | 0 | 0 | 0 | 0 | 0 | 0 | 0 | 0 | 0 | 0
8240 | 8240 | 2019-12-10 08:00 | 6.32 | 0.23 | 16 | 14.375 | 98.1229 | 0.24 | 17 | 14.1176 | 96.3662 | 0.27 | 19 | 14.2105 | 97.0002 | 0.26 | 18 | 14.4444 | 98.5969
8241 | 8241 | 2019-12-10 09:00 | 6.69 | 0.85 | 59 | 14.4068 | 98.3398 | 0.86 | 60 | 14.3333 | 97.8385 | 0.9 | 62 | 14.5161 | 99.0862 | 0.85 | 59 | 14.4068 | 98.3398
8242 | 8242 | 2019-12-10 10:00 | 7.39 | 0.82 | 57 | 14.386 | 98.1977 | 0.82 | 57 | 14.386 | 98.1977 | 0.87 | 61 | 14.2623 | 97.3536 | 0.87 | 61 | 14.2623 | 97.3536
8243 | 8243 | 2019-12-10 11:00 | 8.1 | 0.65 | 45 | 14.4444 | 98.5969 | 0.65 | 46 | 14.1304 | 96.4535 | 0.69 | 48 | 14.375 | 98.1229 | 0.69 | 48 | 14.375 | 98.1229
8244 | 8244 | 2019-12-10 12:00 | 8.8 | 0.94 | 66 | 14.2424 | 97.2179 | 0.95 | 66 | 14.3939 | 98.2521 | 1 | 70 | 14.2857 | 97.5134 | 1 | 70 | 14.2857 | 97.5134
8245 | 8245 | 2019-12-10 13:00 | 8.49 | 1.77 | 122 | 14.5082 | 99.0321 | 1.78 | 123 | 14.4715 | 98.7819 | 1.84 | 126 | 14.6032 | 99.6804 | 1.46 | 101 | 14.4554 | 98.672
8246 | 8246 | 2019-12-10 14:00 | 8.18 | 0.95 | 66 | 14.3939 | 98.2521 | 0.97 | 67 | 14.4776 | 98.8233 | 0.97 | 68 | 14.2647 | 97.37 | 0.73 | 51 | 14.3137 | 97.7046
8247 | 8247 | 2019-12-10 15:00 | 7.87 | 0 | 0 | 0 | 0 | 0 | 0 | 0 | 0 | 0 | 0 | 0 | 0 | 0 | 0 | 0 | 0
8248 | 8248 | 2019-12-10 16:00 | 6.88 | 0 | 0 | 0 | 0 | 0 | 0 | 0 | 0 | 0 | 0 | 0 | 0 | 0 | 0 | 0 | 0
8249 | 8249 | 2019-12-10 17:00 | 5.9 | 0 | 0 | 0 | 0 | 0 | 0 | 0 | 0 | 0 | 0 | 0 | 0 | 0 | 0 | 0 | 0
8250 | 8250 | 2019-12-10 18:00 | 4.91 | 0 | 0 | 0 | 0 | 0 | 0 | 0 | 0 | 0 | 0 | 0 | 0 | 0 | 0 | 0 | 0
8251 | 8251 | 2019-12-10 19:00 | 4.5 | 0 | 0 | 0 | 0 | 0 | 0 | 0 | 0 | 0 | 0 | 0 | 0 | 0 | 0 | 0 | 0
8252 | 8252 | 2019-12-10 20:00 | 4.08 | 0 | 0 | 0 | 0 | 0 | 0 | 0 | 0 | 0 | 0 | 0 | 0 | 0 | 0 | 0 | 0
8253 | 8253 | 2019-12-10 21:00 | 3.67 | 0 | 0 | 0 | 0 | 0 | 0 | 0 | 0 | 0 | 0 | 0 | 0 | 0 | 0 | 0 | 0
8254 | 8254 | 2019-12-10 22:00 | 3.51 | 0 | 0 | 0 | 0 | 0 | 0 | 0 | 0 | 0 | 0 | 0 | 0 | 0 | 0 | 0 | 0
8255 | 8255 | 2019-12-10 23:00 | 3.35 | 0 | 0 | 0 | 0 | 0 | 0 | 0 | 0 | 0 | 0 | 0 | 0 | 0 | 0 | 0 | 0
8256 | 8256 | 2019-12-11 | 3.19 | 0 | 0 | 0 | 0 | 0 | 0 | 0 | 0 | 0 | 0 | 0 | 0 | 0 | 0 | 0 | 0
8257 | 8257 | 2019-12-11 01:00 | 3.8 | 0 | 0 | 0 | 0 | 0 | 0 | 0 | 0 | 0 | 0 | 0 | 0 | 0 | 0 | 0 | 0
8258 | 8258 | 2019-12-11 02:00 | 4.41 | 0 | 0 | 0 | 0 | 0 | 0 | 0 | 0 | 0 | 0 | 0 | 0 | 0 | 0 | 0 | 0
8259 | 8259 | 2019-12-11 03:00 | 5.02 | 0 | 0 | 0 | 0 | 0 | 0 | 0 | 0 | 0 | 0 | 0 | 0 | 0 | 0 | 0 | 0
8260 | 8260 | 2019-12-11 04:00 | 4.88 | 0 | 0 | 0 | 0 | 0 | 0 | 0 | 0 | 0 | 0 | 0 | 0 | 0 | 0 | 0 | 0
8261 | 8261 | 2019-12-11 05:00 | 4.75 | 0 | 0 | 0 | 0 | 0 | 0 | 0 | 0 | 0 | 0 | 0 | 0 | 0 | 0 | 0 | 0
8262 | 8262 | 2019-12-11 06:00 | 4.61 | 0 | 0 | 0 | 0 | 0 | 0 | 0 | 0 | 0 | 0 | 0 | 0 | 0 | 0 | 0 | 0
8263 | 8263 | 2019-12-11 07:00 | 5.01 | 0 | 0 | 0 | 0 | 0 | 0 | 0 | 0 | 0 | 0 | 0 | 0 | 0 | 0 | 0 | 0
8264 | 8264 | 2019-12-11 08:00 | 5.41 | 0.31 | 22 | 14.0909 | 96.1837 | 0.33 | 23 | 14.3478 | 97.9374 | 0.37 | 26 | 14.2308 | 97.1384 | 0.32 | 23 | 13.913 | 94.9696
8265 | 8265 | 2019-12-11 09:00 | 5.81 | 1.01 | 69 | 14.6377 | 99.9159 | 1.02 | 70 | 14.5714 | 99.4637 | 1.05 | 72 | 14.5833 | 99.5449 | 0.94 | 64 | 14.6875 | 100.256
8266 | 8266 | 2019-12-11 10:00 | 6.89 | 0.91 | 63 | 14.4444 | 98.5969 | 0.92 | 64 | 14.375 | 98.1229 | 0.97 | 67 | 14.4776 | 98.8233 | 0.97 | 67 | 14.4776 | 98.8233
8267 | 8267 | 2019-12-11 11:00 | 7.98 | 0.48 | 34 | 14.1176 | 96.3662 | 0.48 | 34 | 14.1176 | 96.3662 | 0.51 | 36 | 14.1667 | 96.7008 | 0.51 | 36 | 14.1667 | 96.7008
8268 | 8268 | 2019-12-11 12:00 | 9.06 | 0.35 | 25 | 14 | 95.5631 | 0.35 | 25 | 14 | 95.5631 | 0.38 | 27 | 14.0741 | 96.0688 | 0.38 | 27 | 14.0741 | 96.0688
8269 | 8269 | 2019-12-11 13:00 | 8.66 | 1.28 | 88 | 14.5455 | 99.2864 | 1.28 | 89 | 14.382 | 98.1708 | 1.35 | 93 | 14.5161 | 99.0862 | 1.24 | 86 | 14.4186 | 98.4205
8270 | 8270 | 2019-12-11 14:00 | 8.26 | 0.46 | 32 | 14.375 | 98.1229 | 0.46 | 33 | 13.9394 | 95.1494 | 0.48 | 34 | 14.1176 | 96.3662 | 0.47 | 33 | 14.2424 | 97.2179
8271 | 8271 | 2019-12-11 15:00 | 7.86 | 0 | 0 | 0 | 0 | 0 | 0 | 0 | 0 | 0 | 0 | 0 | 0 | 0 | 0 | 0 | 0
8272 | 8272 | 2019-12-11 16:00 | 7.42 | 0 | 0 | 0 | 0 | 0 | 0 | 0 | 0 | 0 | 0 | 0 | 0 | 0 | 0 | 0 | 0
8273 | 8273 | 2019-12-11 17:00 | 6.99 | 0 | 0 | 0 | 0 | 0 | 0 | 0 | 0 | 0 | 0 | 0 | 0 | 0 | 0 | 0 | 0
8274 | 8274 | 2019-12-11 18:00 | 6.55 | 0 | 0 | 0 | 0 | 0 | 0 | 0 | 0 | 0 | 0 | 0 | 0 | 0 | 0 | 0 | 0
8275 | 8275 | 2019-12-11 19:00 | 6.6 | 0 | 0 | 0 | 0 | 0 | 0 | 0 | 0 | 0 | 0 | 0 | 0 | 0 | 0 | 0 | 0
8276 | 8276 | 2019-12-11 20:00 | 6.64 | 0 | 0 | 0 | 0 | 0 | 0 | 0 | 0 | 0 | 0 | 0 | 0 | 0 | 0 | 0 | 0
8277 | 8277 | 2019-12-11 21:00 | 6.69 | 0 | 0 | 0 | 0 | 0 | 0 | 0 | 0 | 0 | 0 | 0 | 0 | 0 | 0 | 0 | 0
8278 | 8278 | 2019-12-11 22:00 | 6.8 | 0 | 0 | 0 | 0 | 0 | 0 | 0 | 0 | 0 | 0 | 0 | 0 | 0 | 0 | 0 | 0
8279 | 8279 | 2019-12-11 23:00 | 6.9 | 0 | 0 | 0 | 0 | 0 | 0 | 0 | 0 | 0 | 0 | 0 | 0 | 0 | 0 | 0 | 0
8280 | 8280 | 2019-12-12 | 7 | 0 | 0 | 0 | 0 | 0 | 0 | 0 | 0 | 0 | 0 | 0 | 0 | 0 | 0 | 0 | 0
8281 | 8281 | 2019-12-12 01:00 | 7.27 | 0 | 0 | 0 | 0 | 0 | 0 | 0 | 0 | 0 | 0 | 0 | 0 | 0 | 0 | 0 | 0
8282 | 8282 | 2019-12-12 02:00 | 7.54 | 0 | 0 | 0 | 0 | 0 | 0 | 0 | 0 | 0 | 0 | 0 | 0 | 0 | 0 | 0 | 0
8283 | 8283 | 2019-12-12 03:00 | 7.82 | 0 | 0 | 0 | 0 | 0 | 0 | 0 | 0 | 0 | 0 | 0 | 0 | 0 | 0 | 0 | 0
8284 | 8284 | 2019-12-12 04:00 | 8.05 | 0 | 0 | 0 | 0 | 0 | 0 | 0 | 0 | 0 | 0 | 0 | 0 | 0 | 0 | 0 | 0
8285 | 8285 | 2019-12-12 05:00 | 8.29 | 0 | 0 | 0 | 0 | 0 | 0 | 0 | 0 | 0 | 0 | 0 | 0 | 0 | 0 | 0 | 0
8286 | 8286 | 2019-12-12 06:00 | 8.52 | 0 | 0 | 0 | 0 | 0 | 0 | 0 | 0 | 0 | 0 | 0 | 0 | 0 | 0 | 0 | 0
8287 | 8287 | 2019-12-12 07:00 | 8.29 | 0 | 0 | 0 | 0 | 0 | 0 | 0 | 0 | 0 | 0 | 0 | 0 | 0 | 0 | 0 | 0
8288 | 8288 | 2019-12-12 08:00 | 8.07 | 0.33 | 23 | 14.3478 | 97.9374 | 0.34 | 24 | 14.1667 | 96.7008 | 0.39 | 28 | 13.9286 | 95.0756 | 0.31 | 22 | 14.0909 | 96.1837
8289 | 8289 | 2019-12-12 09:00 | 7.84 | 0.3 | 22 | 13.6364 | 93.081 | 0.31 | 22 | 14.0909 | 96.1837 | 0.32 | 23 | 13.913 | 94.9696 | 0.32 | 23 | 13.913 | 94.9696
8290 | 8290 | 2019-12-12 10:00 | 8.04 | 1.6 | 110 | 14.5455 | 99.2864 | 1.61 | 111 | 14.5045 | 99.0069 | 1.69 | 116 | 14.569 | 99.4469 | 1.51 | 104 | 14.5192 | 99.1074
8291 | 8291 | 2019-12-12 11:00 | 8.25 | 1.66 | 114 | 14.5614 | 99.3952 | 1.67 | 115 | 14.5217 | 99.1245 | 1.76 | 120 | 14.6667 | 100.1138 | 1.69 | 116 | 14.569 | 99.4469
8292 | 8292 | 2019-12-12 12:00 | 8.45 | 0.55 | 38 | 14.4737 | 98.7965 | 0.55 | 39 | 14.1026 | 96.2632 | 0.58 | 41 | 14.1463 | 96.5621 | 0.58 | 41 | 14.1463 | 96.5621
8293 | 8293 | 2019-12-12 13:00 | 7.95 | 0.65 | 45 | 14.4444 | 98.5969 | 0.65 | 46 | 14.1304 | 96.4535 | 0.69 | 48 | 14.375 | 98.1229 | 0.69 | 48 | 14.375 | 98.1229
8294 | 8294 | 2019-12-12 14:00 | 7.45 | 0.8 | 55 | 14.5455 | 99.2864 | 0.81 | 56 | 14.4643 | 98.7323 | 0.83 | 57 | 14.5614 | 99.3952 | 0.7 | 49 | 14.2857 | 97.5134
8295 | 8295 | 2019-12-12 15:00 | 6.95 | 0 | 0 | 0 | 0 | 0 | 0 | 0 | 0 | 0 | 0 | 0 | 0 | 0 | 0 | 0 | 0
8296 | 8296 | 2019-12-12 16:00 | 6.64 | 0 | 0 | 0 | 0 | 0 | 0 | 0 | 0 | 0 | 0 | 0 | 0 | 0 | 0 | 0 | 0
8297 | 8297 | 2019-12-12 17:00 | 6.34 | 0 | 0 | 0 | 0 | 0 | 0 | 0 | 0 | 0 | 0 | 0 | 0 | 0 | 0 | 0 | 0
8298 | 8298 | 2019-12-12 18:00 | 6.03 | 0 | 0 | 0 | 0 | 0 | 0 | 0 | 0 | 0 | 0 | 0 | 0 | 0 | 0 | 0 | 0
8299 | 8299 | 2019-12-12 19:00 | 5.97 | 0 | 0 | 0 | 0 | 0 | 0 | 0 | 0 | 0 | 0 | 0 | 0 | 0 | 0 | 0 | 0
8300 | 8300 | 2019-12-12 20:00 | 5.9 | 0 | 0 | 0 | 0 | 0 | 0 | 0 | 0 | 0 | 0 | 0 | 0 | 0 | 0 | 0 | 0
8301 | 8301 | 2019-12-12 21:00 | 5.84 | 0 | 0 | 0 | 0 | 0 | 0 | 0 | 0 | 0 | 0 | 0 | 0 | 0 | 0 | 0 | 0
8302 | 8302 | 2019-12-12 22:00 | 5.87 | 0 | 0 | 0 | 0 | 0 | 0 | 0 | 0 | 0 | 0 | 0 | 0 | 0 | 0 | 0 | 0
8303 | 8303 | 2019-12-12 23:00 | 5.9 | 0 | 0 | 0 | 0 | 0 | 0 | 0 | 0 | 0 | 0 | 0 | 0 | 0 | 0 | 0 | 0
8304 | 8304 | 2019-12-13 | 5.93 | 0 | 0 | 0 | 0 | 0 | 0 | 0 | 0 | 0 | 0 | 0 | 0 | 0 | 0 | 0 | 0
8305 | 8305 | 2019-12-13 01:00 | 5.84 | 0 | 0 | 0 | 0 | 0 | 0 | 0 | 0 | 0 | 0 | 0 | 0 | 0 | 0 | 0 | 0
8306 | 8306 | 2019-12-13 02:00 | 5.74 | 0 | 0 | 0 | 0 | 0 | 0 | 0 | 0 | 0 | 0 | 0 | 0 | 0 | 0 | 0 | 0
8307 | 8307 | 2019-12-13 03:00 | 5.65 | 0 | 0 | 0 | 0 | 0 | 0 | 0 | 0 | 0 | 0 | 0 | 0 | 0 | 0 | 0 | 0
8308 | 8308 | 2019-12-13 04:00 | 5.67 | 0 | 0 | 0 | 0 | 0 | 0 | 0 | 0 | 0 | 0 | 0 | 0 | 0 | 0 | 0 | 0
8309 | 8309 | 2019-12-13 05:00 | 5.69 | 0 | 0 | 0 | 0 | 0 | 0 | 0 | 0 | 0 | 0 | 0 | 0 | 0 | 0 | 0 | 0
8310 | 8310 | 2019-12-13 06:00 | 5.71 | 0 | 0 | 0 | 0 | 0 | 0 | 0 | 0 | 0 | 0 | 0 | 0 | 0 | 0 | 0 | 0
8311 | 8311 | 2019-12-13 07:00 | 6.01 | 0 | 0 | 0 | 0 | 0 | 0 | 0 | 0 | 0 | 0 | 0 | 0 | 0 | 0 | 0 | 0
8312 | 8312 | 2019-12-13 08:00 | 6.31 | 0.23 | 16 | 14.375 | 98.1229 | 0.24 | 17 | 14.1176 | 96.3662 | 0.29 | 20 | 14.5 | 98.9761 | 0.28 | 20 | 14 | 95.5631
8313 | 8313 | 2019-12-13 09:00 | 6.61 | 0.96 | 66 | 14.5455 | 99.2864 | 0.97 | 67 | 14.4776 | 98.8233 | 1.01 | 69 | 14.6377 | 99.9159 | 0.9 | 62 | 14.5161 | 99.0862
8314 | 8314 | 2019-12-13 10:00 | 6.89 | 0.97 | 67 | 14.4776 | 98.8233 | 0.97 | 67 | 14.4776 | 98.8233 | 1.03 | 71 | 14.507 | 99.0242 | 1.02 | 70 | 14.5714 | 99.4637
8315 | 8315 | 2019-12-13 11:00 | 7.17 | 0.92 | 64 | 14.375 | 98.1229 | 0.93 | 64 | 14.5312 | 99.1894 | 0.98 | 68 | 14.4118 | 98.3738 | 0.98 | 68 | 14.4118 | 98.3738
8316 | 8316 | 2019-12-13 12:00 | 7.45 | 2.56 | 175 | 14.6286 | 99.8537 | 2.57 | 175 | 14.6857 | 100.2438 | 2.64 | 180 | 14.6667 | 100.1138 | 2.26 | 155 | 14.5806 | 99.5266
8317 | 8317 | 2019-12-13 13:00 | 7.08 | 0.76 | 53 | 14.3396 | 97.8814 | 0.76 | 53 | 14.3396 | 97.8814 | 0.81 | 56 | 14.4643 | 98.7323 | 0.81 | 56 | 14.4643 | 98.7323
8318 | 8318 | 2019-12-13 14:00 | 6.72 | 0.5 | 35 | 14.2857 | 97.5134 | 0.51 | 35 | 14.5714 | 99.4637 | 0.53 | 37 | 14.3243 | 97.777 | 0.52 | 36 | 14.4444 | 98.5969
8319 | 8319 | 2019-12-13 15:00 | 6.35 | 0 | 0 | 0 | 0 | 0 | 0 | 0 | 0 | 0 | 0 | 0 | 0 | 0 | 0 | 0 | 0
8320 | 8320 | 2019-12-13 16:00 | 5.66 | 0 | 0 | 0 | 0 | 0 | 0 | 0 | 0 | 0 | 0 | 0 | 0 | 0 | 0 | 0 | 0
8321 | 8321 | 2019-12-13 17:00 | 4.98 | 0 | 0 | 0 | 0 | 0 | 0 | 0 | 0 | 0 | 0 | 0 | 0 | 0 | 0 | 0 | 0
8322 | 8322 | 2019-12-13 18:00 | 4.29 | 0 | 0 | 0 | 0 | 0 | 0 | 0 | 0 | 0 | 0 | 0 | 0 | 0 | 0 | 0 | 0
8323 | 8323 | 2019-12-13 19:00 | 4.07 | 0 | 0 | 0 | 0 | 0 | 0 | 0 | 0 | 0 | 0 | 0 | 0 | 0 | 0 | 0 | 0
8324 | 8324 | 2019-12-13 20:00 | 3.85 | 0 | 0 | 0 | 0 | 0 | 0 | 0 | 0 | 0 | 0 | 0 | 0 | 0 | 0 | 0 | 0
8325 | 8325 | 2019-12-13 21:00 | 3.63 | 0 | 0 | 0 | 0 | 0 | 0 | 0 | 0 | 0 | 0 | 0 | 0 | 0 | 0 | 0 | 0
8326 | 8326 | 2019-12-13 22:00 | 3.45 | 0 | 0 | 0 | 0 | 0 | 0 | 0 | 0 | 0 | 0 | 0 | 0 | 0 | 0 | 0 | 0
8327 | 8327 | 2019-12-13 23:00 | 3.26 | 0 | 0 | 0 | 0 | 0 | 0 | 0 | 0 | 0 | 0 | 0 | 0 | 0 | 0 | 0 | 0
8328 | 8328 | 2019-12-14 | 3.07 | 0 | 0 | 0 | 0 | 0 | 0 | 0 | 0 | 0 | 0 | 0 | 0 | 0 | 0 | 0 | 0
8329 | 8329 | 2019-12-14 01:00 | 3.26 | 0 | 0 | 0 | 0 | 0 | 0 | 0 | 0 | 0 | 0 | 0 | 0 | 0 | 0 | 0 | 0
8330 | 8330 | 2019-12-14 02:00 | 3.45 | 0 | 0 | 0 | 0 | 0 | 0 | 0 | 0 | 0 | 0 | 0 | 0 | 0 | 0 | 0 | 0
8331 | 8331 | 2019-12-14 03:00 | 3.64 | 0 | 0 | 0 | 0 | 0 | 0 | 0 | 0 | 0 | 0 | 0 | 0 | 0 | 0 | 0 | 0
8332 | 8332 | 2019-12-14 04:00 | 3.59 | 0 | 0 | 0 | 0 | 0 | 0 | 0 | 0 | 0 | 0 | 0 | 0 | 0 | 0 | 0 | 0
8333 | 8333 | 2019-12-14 05:00 | 3.54 | 0 | 0 | 0 | 0 | 0 | 0 | 0 | 0 | 0 | 0 | 0 | 0 | 0 | 0 | 0 | 0
8334 | 8334 | 2019-12-14 06:00 | 3.49 | 0 | 0 | 0 | 0 | 0 | 0 | 0 | 0 | 0 | 0 | 0 | 0 | 0 | 0 | 0 | 0
8335 | 8335 | 2019-12-14 07:00 | 3.86 | 0 | 0 | 0 | 0 | 0 | 0 | 0 | 0 | 0 | 0 | 0 | 0 | 0 | 0 | 0 | 0
8336 | 8336 | 2019-12-14 08:00 | 4.24 | 0.28 | 19 | 14.7368 | 100.5928 | 0.29 | 20 | 14.5 | 98.9761 | 0.35 | 24 | 14.5833 | 99.5449 | 0.3 | 21 | 14.2857 | 97.5134
8337 | 8337 | 2019-12-14 09:00 | 4.61 | 0.85 | 58 | 14.6552 | 100.0353 | 0.86 | 59 | 14.5763 | 99.4967 | 0.89 | 61 | 14.5902 | 99.5916 | 0.83 | 57 | 14.5614 | 99.3952
8338 | 8338 | 2019-12-14 10:00 | 5.14 | 0.95 | 65 | 14.6154 | 99.7637 | 0.95 | 65 | 14.6154 | 99.7637 | 1.01 | 69 | 14.6377 | 99.9159 | 1 | 69 | 14.4928 | 98.9266
8339 | 8339 | 2019-12-14 11:00 | 5.66 | 0.97 | 67 | 14.4776 | 98.8233 | 0.97 | 67 | 14.4776 | 98.8233 | 1.03 | 71 | 14.507 | 99.0242 | 1.03 | 71 | 14.507 | 99.0242
8340 | 8340 | 2019-12-14 12:00 | 6.19 | 0.88 | 60 | 14.6667 | 100.1138 | 0.88 | 61 | 14.4262 | 98.4726 | 0.93 | 64 | 14.5312 | 99.1894 | 0.93 | 64 | 14.5312 | 99.1894
8341 | 8341 | 2019-12-14 13:00 | 6.27 | 0.76 | 53 | 14.3396 | 97.8814 | 0.76 | 53 | 14.3396 | 97.8814 | 0.81 | 56 | 14.4643 | 98.7323 | 0.81 | 56 | 14.4643 | 98.7323
8342 | 8342 | 2019-12-14 14:00 | 6.36 | 0.43 | 30 | 14.3333 | 97.8385 | 0.44 | 31 | 14.1935 | 96.8843 | 0.46 | 32 | 14.375 | 98.1229 | 0.46 | 32 | 14.375 | 98.1229
8343 | 8343 | 2019-12-14 15:00 | 6.44 | 0 | 0 | 0 | 0 | 0 | 0 | 0 | 0 | 0 | 0 | 0 | 0 | 0 | 0 | 0 | 0
8344 | 8344 | 2019-12-14 16:00 | 6.46 | 0 | 0 | 0 | 0 | 0 | 0 | 0 | 0 | 0 | 0 | 0 | 0 | 0 | 0 | 0 | 0
8345 | 8345 | 2019-12-14 17:00 | 6.47 | 0 | 0 | 0 | 0 | 0 | 0 | 0 | 0 | 0 | 0 | 0 | 0 | 0 | 0 | 0 | 0
8346 | 8346 | 2019-12-14 18:00 | 6.49 | 0 | 0 | 0 | 0 | 0 | 0 | 0 | 0 | 0 | 0 | 0 | 0 | 0 | 0 | 0 | 0
8347 | 8347 | 2019-12-14 19:00 | 6.59 | 0 | 0 | 0 | 0 | 0 | 0 | 0 | 0 | 0 | 0 | 0 | 0 | 0 | 0 | 0 | 0
8348 | 8348 | 2019-12-14 20:00 | 6.7 | 0 | 0 | 0 | 0 | 0 | 0 | 0 | 0 | 0 | 0 | 0 | 0 | 0 | 0 | 0 | 0
8349 | 8349 | 2019-12-14 21:00 | 6.8 | 0 | 0 | 0 | 0 | 0 | 0 | 0 | 0 | 0 | 0 | 0 | 0 | 0 | 0 | 0 | 0
8350 | 8350 | 2019-12-14 22:00 | 6.9 | 0 | 0 | 0 | 0 | 0 | 0 | 0 | 0 | 0 | 0 | 0 | 0 | 0 | 0 | 0 | 0
8351 | 8351 | 2019-12-14 23:00 | 6.99 | 0 | 0 | 0 | 0 | 0 | 0 | 0 | 0 | 0 | 0 | 0 | 0 | 0 | 0 | 0 | 0
8352 | 8352 | 2019-12-15 | 7.08 | 0 | 0 | 0 | 0 | 0 | 0 | 0 | 0 | 0 | 0 | 0 | 0 | 0 | 0 | 0 | 0
8353 | 8353 | 2019-12-15 01:00 | 6.53 | 0 | 0 | 0 | 0 | 0 | 0 | 0 | 0 | 0 | 0 | 0 | 0 | 0 | 0 | 0 | 0
8354 | 8354 | 2019-12-15 02:00 | 5.98 | 0 | 0 | 0 | 0 | 0 | 0 | 0 | 0 | 0 | 0 | 0 | 0 | 0 | 0 | 0 | 0
8355 | 8355 | 2019-12-15 03:00 | 5.44 | 0 | 0 | 0 | 0 | 0 | 0 | 0 | 0 | 0 | 0 | 0 | 0 | 0 | 0 | 0 | 0
8356 | 8356 | 2019-12-15 04:00 | 5.39 | 0 | 0 | 0 | 0 | 0 | 0 | 0 | 0 | 0 | 0 | 0 | 0 | 0 | 0 | 0 | 0
8357 | 8357 | 2019-12-15 05:00 | 5.34 | 0 | 0 | 0 | 0 | 0 | 0 | 0 | 0 | 0 | 0 | 0 | 0 | 0 | 0 | 0 | 0
8358 | 8358 | 2019-12-15 06:00 | 5.29 | 0 | 0 | 0 | 0 | 0 | 0 | 0 | 0 | 0 | 0 | 0 | 0 | 0 | 0 | 0 | 0
8359 | 8359 | 2019-12-15 07:00 | 5.55 | 0 | 0 | 0 | 0 | 0 | 0 | 0 | 0 | 0 | 0 | 0 | 0 | 0 | 0 | 0 | 0
8360 | 8360 | 2019-12-15 08:00 | 5.82 | 0.2 | 14 | 14.2857 | 97.5134 | 0.21 | 15 | 14 | 95.5631 | 0.27 | 19 | 14.2105 | 97.0002 | 0.26 | 18 | 14.4444 | 98.5969
8361 | 8361 | 2019-12-15 09:00 | 6.08 | 0.77 | 54 | 14.2593 | 97.3328 | 0.78 | 54 | 14.4444 | 98.5969 | 0.82 | 57 | 14.386 | 98.1977 | 0.78 | 54 | 14.4444 | 98.5969
8362 | 8362 | 2019-12-15 10:00 | 7.03 | 2.17 | 149 | 14.5638 | 99.4113 | 2.19 | 149 | 14.698 | 100.3276 | 2.24 | 153 | 14.6405 | 99.9353 | 1.66 | 115 | 14.4348 | 98.5309
8363 | 8363 | 2019-12-15 11:00 | 7.99 | 1.43 | 99 | 14.4444 | 98.5969 | 1.43 | 99 | 14.4444 | 98.5969 | 1.51 | 104 | 14.5192 | 99.1074 | 1.48 | 102 | 14.5098 | 99.043
8364 | 8364 | 2019-12-15 12:00 | 8.94 | 2.51 | 173 | 14.5087 | 99.0353 | 2.52 | 173 | 14.5665 | 99.4299 | 2.59 | 178 | 14.5506 | 99.3212 | 2.21 | 153 | 14.4444 | 98.5969
8365 | 8365 | 2019-12-15 13:00 | 8.81 | 1.55 | 107 | 14.486 | 98.8804 | 1.56 | 108 | 14.4444 | 98.5969 | 1.62 | 112 | 14.4643 | 98.7323 | 1.36 | 95 | 14.3158 | 97.7187
8366 | 8366 | 2019-12-15 14:00 | 8.68 | 1.09 | 76 | 14.3421 | 97.8983 | 1.1 | 77 | 14.2857 | 97.5134 | 1.09 | 76 | 14.3421 | 97.8983 | 0.67 | 47 | 14.2553 | 97.3059
8367 | 8367 | 2019-12-15 15:00 | 8.55 | 0 | 0 | 0 | 0 | 0 | 0 | 0 | 0 | 0 | 0 | 0 | 0 | 0 | 0 | 0 | 0
8368 | 8368 | 2019-12-15 16:00 | 7.84 | 0 | 0 | 0 | 0 | 0 | 0 | 0 | 0 | 0 | 0 | 0 | 0 | 0 | 0 | 0 | 0
8369 | 8369 | 2019-12-15 17:00 | 7.13 | 0 | 0 | 0 | 0 | 0 | 0 | 0 | 0 | 0 | 0 | 0 | 0 | 0 | 0 | 0 | 0
8370 | 8370 | 2019-12-15 18:00 | 6.42 | 0 | 0 | 0 | 0 | 0 | 0 | 0 | 0 | 0 | 0 | 0 | 0 | 0 | 0 | 0 | 0
8371 | 8371 | 2019-12-15 19:00 | 6.16 | 0 | 0 | 0 | 0 | 0 | 0 | 0 | 0 | 0 | 0 | 0 | 0 | 0 | 0 | 0 | 0
8372 | 8372 | 2019-12-15 20:00 | 5.91 | 0 | 0 | 0 | 0 | 0 | 0 | 0 | 0 | 0 | 0 | 0 | 0 | 0 | 0 | 0 | 0
8373 | 8373 | 2019-12-15 21:00 | 5.65 | 0 | 0 | 0 | 0 | 0 | 0 | 0 | 0 | 0 | 0 | 0 | 0 | 0 | 0 | 0 | 0
8374 | 8374 | 2019-12-15 22:00 | 5.63 | 0 | 0 | 0 | 0 | 0 | 0 | 0 | 0 | 0 | 0 | 0 | 0 | 0 | 0 | 0 | 0
8375 | 8375 | 2019-12-15 23:00 | 5.6 | 0 | 0 | 0 | 0 | 0 | 0 | 0 | 0 | 0 | 0 | 0 | 0 | 0 | 0 | 0 | 0
8376 | 8376 | 2019-12-16 | 5.58 | 0 | 0 | 0 | 0 | 0 | 0 | 0 | 0 | 0 | 0 | 0 | 0 | 0 | 0 | 0 | 0
8377 | 8377 | 2019-12-16 01:00 | 4.56 | 0 | 0 | 0 | 0 | 0 | 0 | 0 | 0 | 0 | 0 | 0 | 0 | 0 | 0 | 0 | 0
8378 | 8378 | 2019-12-16 02:00 | 3.53 | 0 | 0 | 0 | 0 | 0 | 0 | 0 | 0 | 0 | 0 | 0 | 0 | 0 | 0 | 0 | 0
8379 | 8379 | 2019-12-16 03:00 | 2.51 | 0 | 0 | 0 | 0 | 0 | 0 | 0 | 0 | 0 | 0 | 0 | 0 | 0 | 0 | 0 | 0
8380 | 8380 | 2019-12-16 04:00 | 2.55 | 0 | 0 | 0 | 0 | 0 | 0 | 0 | 0 | 0 | 0 | 0 | 0 | 0 | 0 | 0 | 0
8381 | 8381 | 2019-12-16 05:00 | 2.6 | 0 | 0 | 0 | 0 | 0 | 0 | 0 | 0 | 0 | 0 | 0 | 0 | 0 | 0 | 0 | 0
8382 | 8382 | 2019-12-16 06:00 | 2.64 | 0 | 0 | 0 | 0 | 0 | 0 | 0 | 0 | 0 | 0 | 0 | 0 | 0 | 0 | 0 | 0
8383 | 8383 | 2019-12-16 07:00 | 3.13 | 0 | 0 | 0 | 0 | 0 | 0 | 0 | 0 | 0 | 0 | 0 | 0 | 0 | 0 | 0 | 0
8384 | 8384 | 2019-12-16 08:00 | 3.63 | 0.14 | 10 | 14 | 95.5631 | 0.15 | 11 | 13.6364 | 93.081 | 0.2 | 14 | 14.2857 | 97.5134 | 0.2 | 14 | 14.2857 | 97.5134
8385 | 8385 | 2019-12-16 09:00 | 4.12 | 0.58 | 40 | 14.5 | 98.9761 | 0.59 | 41 | 14.3902 | 98.2269 | 0.62 | 43 | 14.4186 | 98.4205 | 0.61 | 42 | 14.5238 | 99.1386
8386 | 8386 | 2019-12-16 10:00 | 5.23 | 0.76 | 53 | 14.3396 | 97.8814 | 0.77 | 53 | 14.5283 | 99.1693 | 0.81 | 56 | 14.4643 | 98.7323 | 0.81 | 56 | 14.4643 | 98.7323
8387 | 8387 | 2019-12-16 11:00 | 6.35 | 0.93 | 64 | 14.5312 | 99.1894 | 0.93 | 64 | 14.5312 | 99.1894 | 0.99 | 68 | 14.5588 | 99.3776 | 0.99 | 68 | 14.5588 | 99.3776
8388 | 8388 | 2019-12-16 12:00 | 7.46 | 0.82 | 57 | 14.386 | 98.1977 | 0.82 | 57 | 14.386 | 98.1977 | 0.87 | 60 | 14.5 | 98.9761 | 0.87 | 60 | 14.5 | 98.9761
8389 | 8389 | 2019-12-16 13:00 | 7.3 | 0.85 | 59 | 14.4068 | 98.3398 | 0.85 | 59 | 14.4068 | 98.3398 | 0.9 | 63 | 14.2857 | 97.5134 | 0.89 | 62 | 14.3548 | 97.9852
8390 | 8390 | 2019-12-16 14:00 | 7.15 | 0.67 | 46 | 14.5652 | 99.4213 | 0.68 | 47 | 14.4681 | 98.7583 | 0.7 | 49 | 14.2857 | 97.5134 | 0.64 | 44 | 14.5455 | 99.2864
8391 | 8391 | 2019-12-16 15:00 | 6.99 | 0 | 0 | 0 | 0 | 0 | 0 | 0 | 0 | 0 | 0 | 0 | 0 | 0 | 0 | 0 | 0
8392 | 8392 | 2019-12-16 16:00 | 6.34 | 0 | 0 | 0 | 0 | 0 | 0 | 0 | 0 | 0 | 0 | 0 | 0 | 0 | 0 | 0 | 0
8393 | 8393 | 2019-12-16 17:00 | 5.68 | 0 | 0 | 0 | 0 | 0 | 0 | 0 | 0 | 0 | 0 | 0 | 0 | 0 | 0 | 0 | 0
8394 | 8394 | 2019-12-16 18:00 | 5.03 | 0 | 0 | 0 | 0 | 0 | 0 | 0 | 0 | 0 | 0 | 0 | 0 | 0 | 0 | 0 | 0
8395 | 8395 | 2019-12-16 19:00 | 4.65 | 0 | 0 | 0 | 0 | 0 | 0 | 0 | 0 | 0 | 0 | 0 | 0 | 0 | 0 | 0 | 0
8396 | 8396 | 2019-12-16 20:00 | 4.28 | 0 | 0 | 0 | 0 | 0 | 0 | 0 | 0 | 0 | 0 | 0 | 0 | 0 | 0 | 0 | 0
8397 | 8397 | 2019-12-16 21:00 | 3.9 | 0 | 0 | 0 | 0 | 0 | 0 | 0 | 0 | 0 | 0 | 0 | 0 | 0 | 0 | 0 | 0
8398 | 8398 | 2019-12-16 22:00 | 3.56 | 0 | 0 | 0 | 0 | 0 | 0 | 0 | 0 | 0 | 0 | 0 | 0 | 0 | 0 | 0 | 0
8399 | 8399 | 2019-12-16 23:00 | 3.21 | 0 | 0 | 0 | 0 | 0 | 0 | 0 | 0 | 0 | 0 | 0 | 0 | 0 | 0 | 0 | 0
8400 | 8400 | 2019-12-17 | 2.86 | 0 | 0 | 0 | 0 | 0 | 0 | 0 | 0 | 0 | 0 | 0 | 0 | 0 | 0 | 0 | 0
8401 | 8401 | 2019-12-17 01:00 | 3.32 | 0 | 0 | 0 | 0 | 0 | 0 | 0 | 0 | 0 | 0 | 0 | 0 | 0 | 0 | 0 | 0
8402 | 8402 | 2019-12-17 02:00 | 3.77 | 0 | 0 | 0 | 0 | 0 | 0 | 0 | 0 | 0 | 0 | 0 | 0 | 0 | 0 | 0 | 0
8403 | 8403 | 2019-12-17 03:00 | 4.23 | 0 | 0 | 0 | 0 | 0 | 0 | 0 | 0 | 0 | 0 | 0 | 0 | 0 | 0 | 0 | 0
8404 | 8404 | 2019-12-17 04:00 | 3.9 | 0 | 0 | 0 | 0 | 0 | 0 | 0 | 0 | 0 | 0 | 0 | 0 | 0 | 0 | 0 | 0
8405 | 8405 | 2019-12-17 05:00 | 3.57 | 0 | 0 | 0 | 0 | 0 | 0 | 0 | 0 | 0 | 0 | 0 | 0 | 0 | 0 | 0 | 0
8406 | 8406 | 2019-12-17 06:00 | 3.24 | 0 | 0 | 0 | 0 | 0 | 0 | 0 | 0 | 0 | 0 | 0 | 0 | 0 | 0 | 0 | 0
8407 | 8407 | 2019-12-17 07:00 | 3.24 | 0 | 0 | 0 | 0 | 0 | 0 | 0 | 0 | 0 | 0 | 0 | 0 | 0 | 0 | 0 | 0
8408 | 8408 | 2019-12-17 08:00 | 3.24 | 0.17 | 12 | 14.1667 | 96.7008 | 0.17 | 12 | 14.1667 | 96.7008 | 0.24 | 16 | 15 | 102.3891 | 0.23 | 16 | 14.375 | 98.1229
8409 | 8409 | 2019-12-17 09:00 | 3.24 | 1.26 | 85 | 14.8235 | 101.1845 | 1.27 | 86 | 14.7674 | 100.8017 | 1.28 | 87 | 14.7126 | 100.4276 | 0.94 | 64 | 14.6875 | 100.256
8410 | 8410 | 2019-12-17 10:00 | 3.92 | 2.27 | 153 | 14.8366 | 101.2737 | 2.28 | 154 | 14.8052 | 101.0594 | 2.33 | 156 | 14.9359 | 101.9515 | 1.66 | 113 | 14.6903 | 100.2748
8411 | 8411 | 2019-12-17 11:00 | 4.61 | 2.79 | 188 | 14.8404 | 101.2998 | 2.79 | 188 | 14.8404 | 101.2998 | 2.87 | 193 | 14.8705 | 101.5049 | 2.39 | 162 | 14.7531 | 100.7037
8412 | 8412 | 2019-12-17 12:00 | 5.29 | 3.06 | 207 | 14.7826 | 100.9052 | 3.07 | 207 | 14.8309 | 101.2349 | 3.11 | 210 | 14.8095 | 101.0889 | 2.4 | 163 | 14.7239 | 100.5046
8413 | 8413 | 2019-12-17 13:00 | 5.28 | 1.7 | 115 | 14.7826 | 100.9052 | 1.71 | 116 | 14.7414 | 100.6237 | 1.76 | 120 | 14.6667 | 100.1138 | 1.43 | 97 | 14.7423 | 100.6298
8414 | 8414 | 2019-12-17 14:00 | 5.27 | 1.24 | 85 | 14.5882 | 99.5784 | 1.26 | 86 | 14.6512 | 100.0079 | 1.22 | 83 | 14.6988 | 100.3331 | 0.55 | 38 | 14.4737 | 98.7965
8415 | 8415 | 2019-12-17 15:00 | 5.26 | 0 | 0 | 0 | 0 | 0 | 0 | 0 | 0 | 0 | 0 | 0 | 0 | 0 | 0 | 0 | 0
8416 | 8416 | 2019-12-17 16:00 | 4.5 | 0 | 0 | 0 | 0 | 0 | 0 | 0 | 0 | 0 | 0 | 0 | 0 | 0 | 0 | 0 | 0
8417 | 8417 | 2019-12-17 17:00 | 3.75 | 0 | 0 | 0 | 0 | 0 | 0 | 0 | 0 | 0 | 0 | 0 | 0 | 0 | 0 | 0 | 0
8418 | 8418 | 2019-12-17 18:00 | 2.99 | 0 | 0 | 0 | 0 | 0 | 0 | 0 | 0 | 0 | 0 | 0 | 0 | 0 | 0 | 0 | 0
8419 | 8419 | 2019-12-17 19:00 | 2.82 | 0 | 0 | 0 | 0 | 0 | 0 | 0 | 0 | 0 | 0 | 0 | 0 | 0 | 0 | 0 | 0
8420 | 8420 | 2019-12-17 20:00 | 2.64 | 0 | 0 | 0 | 0 | 0 | 0 | 0 | 0 | 0 | 0 | 0 | 0 | 0 | 0 | 0 | 0
8421 | 8421 | 2019-12-17 21:00 | 2.47 | 0 | 0 | 0 | 0 | 0 | 0 | 0 | 0 | 0 | 0 | 0 | 0 | 0 | 0 | 0 | 0
8422 | 8422 | 2019-12-17 22:00 | 2.38 | 0 | 0 | 0 | 0 | 0 | 0 | 0 | 0 | 0 | 0 | 0 | 0 | 0 | 0 | 0 | 0
8423 | 8423 | 2019-12-17 23:00 | 2.28 | 0 | 0 | 0 | 0 | 0 | 0 | 0 | 0 | 0 | 0 | 0 | 0 | 0 | 0 | 0 | 0
8424 | 8424 | 2019-12-18 | 2.19 | 0 | 0 | 0 | 0 | 0 | 0 | 0 | 0 | 0 | 0 | 0 | 0 | 0 | 0 | 0 | 0
8425 | 8425 | 2019-12-18 01:00 | 2.45 | 0 | 0 | 0 | 0 | 0 | 0 | 0 | 0 | 0 | 0 | 0 | 0 | 0 | 0 | 0 | 0
8426 | 8426 | 2019-12-18 02:00 | 2.71 | 0 | 0 | 0 | 0 | 0 | 0 | 0 | 0 | 0 | 0 | 0 | 0 | 0 | 0 | 0 | 0
8427 | 8427 | 2019-12-18 03:00 | 2.98 | 0 | 0 | 0 | 0 | 0 | 0 | 0 | 0 | 0 | 0 | 0 | 0 | 0 | 0 | 0 | 0
8428 | 8428 | 2019-12-18 04:00 | 3.03 | 0 | 0 | 0 | 0 | 0 | 0 | 0 | 0 | 0 | 0 | 0 | 0 | 0 | 0 | 0 | 0
8429 | 8429 | 2019-12-18 05:00 | 3.09 | 0 | 0 | 0 | 0 | 0 | 0 | 0 | 0 | 0 | 0 | 0 | 0 | 0 | 0 | 0 | 0
8430 | 8430 | 2019-12-18 06:00 | 3.15 | 0 | 0 | 0 | 0 | 0 | 0 | 0 | 0 | 0 | 0 | 0 | 0 | 0 | 0 | 0 | 0
8431 | 8431 | 2019-12-18 07:00 | 3.56 | 0 | 0 | 0 | 0 | 0 | 0 | 0 | 0 | 0 | 0 | 0 | 0 | 0 | 0 | 0 | 0
8432 | 8432 | 2019-12-18 08:00 | 3.97 | 0.17 | 12 | 14.1667 | 96.7008 | 0.17 | 12 | 14.1667 | 96.7008 | 0.24 | 17 | 14.1176 | 96.3662 | 0.23 | 16 | 14.375 | 98.1229
8433 | 8433 | 2019-12-18 09:00 | 4.38 | 0.25 | 17 | 14.7059 | 100.3814 | 0.25 | 17 | 14.7059 | 100.3814 | 0.26 | 18 | 14.4444 | 98.5969 | 0.26 | 18 | 14.4444 | 98.5969
8434 | 8434 | 2019-12-18 10:00 | 5.38 | 1.04 | 71 | 14.6479 | 99.9856 | 1.05 | 72 | 14.5833 | 99.5449 | 1.11 | 76 | 14.6053 | 99.6946 | 1.08 | 74 | 14.5946 | 99.6218
8435 | 8435 | 2019-12-18 11:00 | 6.37 | 1.76 | 121 | 14.5455 | 99.2864 | 1.77 | 121 | 14.6281 | 99.8505 | 1.86 | 127 | 14.6457 | 99.9704 | 1.76 | 120 | 14.6667 | 100.1138
8436 | 8436 | 2019-12-18 12:00 | 7.37 | 0.92 | 64 | 14.375 | 98.1229 | 0.93 | 64 | 14.5312 | 99.1894 | 0.98 | 68 | 14.4118 | 98.3738 | 0.98 | 68 | 14.4118 | 98.3738
8437 | 8437 | 2019-12-18 13:00 | 6.83 | 0.8 | 55 | 14.5455 | 99.2864 | 0.8 | 56 | 14.2857 | 97.5134 | 0.85 | 59 | 14.4068 | 98.3398 | 0.84 | 58 | 14.4828 | 98.8584
8438 | 8438 | 2019-12-18 14:00 | 6.29 | 0.34 | 24 | 14.1667 | 96.7008 | 0.35 | 25 | 14 | 95.5631 | 0.37 | 26 | 14.2308 | 97.1384 | 0.37 | 26 | 14.2308 | 97.1384
8439 | 8439 | 2019-12-18 15:00 | 5.75 | 0 | 0 | 0 | 0 | 0 | 0 | 0 | 0 | 0 | 0 | 0 | 0 | 0 | 0 | 0 | 0
8440 | 8440 | 2019-12-18 16:00 | 4.92 | 0 | 0 | 0 | 0 | 0 | 0 | 0 | 0 | 0 | 0 | 0 | 0 | 0 | 0 | 0 | 0
8441 | 8441 | 2019-12-18 17:00 | 4.08 | 0 | 0 | 0 | 0 | 0 | 0 | 0 | 0 | 0 | 0 | 0 | 0 | 0 | 0 | 0 | 0
8442 | 8442 | 2019-12-18 18:00 | 3.25 | 0 | 0 | 0 | 0 | 0 | 0 | 0 | 0 | 0 | 0 | 0 | 0 | 0 | 0 | 0 | 0
8443 | 8443 | 2019-12-18 19:00 | 3.06 | 0 | 0 | 0 | 0 | 0 | 0 | 0 | 0 | 0 | 0 | 0 | 0 | 0 | 0 | 0 | 0
8444 | 8444 | 2019-12-18 20:00 | 2.87 | 0 | 0 | 0 | 0 | 0 | 0 | 0 | 0 | 0 | 0 | 0 | 0 | 0 | 0 | 0 | 0
8445 | 8445 | 2019-12-18 21:00 | 2.68 | 0 | 0 | 0 | 0 | 0 | 0 | 0 | 0 | 0 | 0 | 0 | 0 | 0 | 0 | 0 | 0
8446 | 8446 | 2019-12-18 22:00 | 2.92 | 0 | 0 | 0 | 0 | 0 | 0 | 0 | 0 | 0 | 0 | 0 | 0 | 0 | 0 | 0 | 0
8447 | 8447 | 2019-12-18 23:00 | 3.15 | 0 | 0 | 0 | 0 | 0 | 0 | 0 | 0 | 0 | 0 | 0 | 0 | 0 | 0 | 0 | 0
8448 | 8448 | 2019-12-19 | 3.38 | 0 | 0 | 0 | 0 | 0 | 0 | 0 | 0 | 0 | 0 | 0 | 0 | 0 | 0 | 0 | 0
8449 | 8449 | 2019-12-19 01:00 | 3.33 | 0 | 0 | 0 | 0 | 0 | 0 | 0 | 0 | 0 | 0 | 0 | 0 | 0 | 0 | 0 | 0
8450 | 8450 | 2019-12-19 02:00 | 3.27 | 0 | 0 | 0 | 0 | 0 | 0 | 0 | 0 | 0 | 0 | 0 | 0 | 0 | 0 | 0 | 0
8451 | 8451 | 2019-12-19 03:00 | 3.22 | 0 | 0 | 0 | 0 | 0 | 0 | 0 | 0 | 0 | 0 | 0 | 0 | 0 | 0 | 0 | 0
8452 | 8452 | 2019-12-19 04:00 | 3.28 | 0 | 0 | 0 | 0 | 0 | 0 | 0 | 0 | 0 | 0 | 0 | 0 | 0 | 0 | 0 | 0
8453 | 8453 | 2019-12-19 05:00 | 3.35 | 0 | 0 | 0 | 0 | 0 | 0 | 0 | 0 | 0 | 0 | 0 | 0 | 0 | 0 | 0 | 0
8454 | 8454 | 2019-12-19 06:00 | 3.41 | 0 | 0 | 0 | 0 | 0 | 0 | 0 | 0 | 0 | 0 | 0 | 0 | 0 | 0 | 0 | 0
8455 | 8455 | 2019-12-19 07:00 | 3.72 | 0 | 0 | 0 | 0 | 0 | 0 | 0 | 0 | 0 | 0 | 0 | 0 | 0 | 0 | 0 | 0
8456 | 8456 | 2019-12-19 08:00 | 4.04 | 0.19 | 13 | 14.6154 | 99.7637 | 0.2 | 14 | 14.2857 | 97.5134 | 0.28 | 19 | 14.7368 | 100.5928 | 0.26 | 18 | 14.4444 | 98.5969
8457 | 8457 | 2019-12-19 09:00 | 4.35 | 0.66 | 45 | 14.6667 | 100.1138 | 0.67 | 46 | 14.5652 | 99.4213 | 0.7 | 48 | 14.5833 | 99.5449 | 0.68 | 47 | 14.4681 | 98.7583
8458 | 8458 | 2019-12-19 10:00 | 4.94 | 0.91 | 62 | 14.6774 | 100.1872 | 0.91 | 63 | 14.4444 | 98.5969 | 0.97 | 66 | 14.697 | 100.3206 | 0.96 | 66 | 14.5455 | 99.2864
8459 | 8459 | 2019-12-19 11:00 | 5.52 | 1.32 | 90 | 14.6667 | 100.1138 | 1.33 | 91 | 14.6154 | 99.7637 | 1.4 | 96 | 14.5833 | 99.5449 | 1.38 | 94 | 14.6809 | 100.2106
8460 | 8460 | 2019-12-19 12:00 | 6.11 | 1.22 | 84 | 14.5238 | 99.1386 | 1.23 | 84 | 14.6429 | 99.9512 | 1.3 | 89 | 14.6067 | 99.7047 | 1.28 | 88 | 14.5455 | 99.2864
8461 | 8461 | 2019-12-19 13:00 | 6.1 | 1.07 | 73 | 14.6575 | 100.0514 | 1.07 | 74 | 14.4595 | 98.6994 | 1.13 | 78 | 14.4872 | 98.8886 | 1.08 | 75 | 14.4 | 98.2935
8462 | 8462 | 2019-12-19 14:00 | 6.09 | 0.73 | 51 | 14.3137 | 97.7046 | 0.75 | 52 | 14.4231 | 98.451 | 0.77 | 53 | 14.5283 | 99.1693 | 0.67 | 47 | 14.2553 | 97.3059
8463 | 8463 | 2019-12-19 15:00 | 6.08 | 0 | 0 | 0 | 0 | 0 | 0 | 0 | 0 | 0 | 0 | 0 | 0 | 0 | 0 | 0 | 0
8464 | 8464 | 2019-12-19 16:00 | 5.6 | 0 | 0 | 0 | 0 | 0 | 0 | 0 | 0 | 0 | 0 | 0 | 0 | 0 | 0 | 0 | 0
8465 | 8465 | 2019-12-19 17:00 | 5.13 | 0 | 0 | 0 | 0 | 0 | 0 | 0 | 0 | 0 | 0 | 0 | 0 | 0 | 0 | 0 | 0
8466 | 8466 | 2019-12-19 18:00 | 4.65 | 0 | 0 | 0 | 0 | 0 | 0 | 0 | 0 | 0 | 0 | 0 | 0 | 0 | 0 | 0 | 0
8467 | 8467 | 2019-12-19 19:00 | 4.76 | 0 | 0 | 0 | 0 | 0 | 0 | 0 | 0 | 0 | 0 | 0 | 0 | 0 | 0 | 0 | 0
8468 | 8468 | 2019-12-19 20:00 | 4.87 | 0 | 0 | 0 | 0 | 0 | 0 | 0 | 0 | 0 | 0 | 0 | 0 | 0 | 0 | 0 | 0
8469 | 8469 | 2019-12-19 21:00 | 4.98 | 0 | 0 | 0 | 0 | 0 | 0 | 0 | 0 | 0 | 0 | 0 | 0 | 0 | 0 | 0 | 0
8470 | 8470 | 2019-12-19 22:00 | 5.02 | 0 | 0 | 0 | 0 | 0 | 0 | 0 | 0 | 0 | 0 | 0 | 0 | 0 | 0 | 0 | 0
8471 | 8471 | 2019-12-19 23:00 | 5.05 | 0 | 0 | 0 | 0 | 0 | 0 | 0 | 0 | 0 | 0 | 0 | 0 | 0 | 0 | 0 | 0
8472 | 8472 | 2019-12-20 | 5.09 | 0 | 0 | 0 | 0 | 0 | 0 | 0 | 0 | 0 | 0 | 0 | 0 | 0 | 0 | 0 | 0
8473 | 8473 | 2019-12-20 01:00 | 4.86 | 0 | 0 | 0 | 0 | 0 | 0 | 0 | 0 | 0 | 0 | 0 | 0 | 0 | 0 | 0 | 0
8474 | 8474 | 2019-12-20 02:00 | 4.63 | 0 | 0 | 0 | 0 | 0 | 0 | 0 | 0 | 0 | 0 | 0 | 0 | 0 | 0 | 0 | 0
8475 | 8475 | 2019-12-20 03:00 | 4.41 | 0 | 0 | 0 | 0 | 0 | 0 | 0 | 0 | 0 | 0 | 0 | 0 | 0 | 0 | 0 | 0
8476 | 8476 | 2019-12-20 04:00 | 4.35 | 0 | 0 | 0 | 0 | 0 | 0 | 0 | 0 | 0 | 0 | 0 | 0 | 0 | 0 | 0 | 0
8477 | 8477 | 2019-12-20 05:00 | 4.29 | 0 | 0 | 0 | 0 | 0 | 0 | 0 | 0 | 0 | 0 | 0 | 0 | 0 | 0 | 0 | 0
8478 | 8478 | 2019-12-20 06:00 | 4.23 | 0 | 0 | 0 | 0 | 0 | 0 | 0 | 0 | 0 | 0 | 0 | 0 | 0 | 0 | 0 | 0
8479 | 8479 | 2019-12-20 07:00 | 4.35 | 0 | 0 | 0 | 0 | 0 | 0 | 0 | 0 | 0 | 0 | 0 | 0 | 0 | 0 | 0 | 0
8480 | 8480 | 2019-12-20 08:00 | 4.48 | 0.19 | 13 | 14.6154 | 99.7637 | 0.2 | 14 | 14.2857 | 97.5134 | 0.29 | 20 | 14.5 | 98.9761 | 0.26 | 18 | 14.4444 | 98.5969
8481 | 8481 | 2019-12-20 09:00 | 4.6 | 1.54 | 104 | 14.8077 | 101.0764 | 1.56 | 106 | 14.717 | 100.4572 | 1.51 | 103 | 14.6602 | 100.0696 | 0.74 | 52 | 14.2308 | 97.1384
8482 | 8482 | 2019-12-20 10:00 | 5.04 | 2.62 | 177 | 14.8023 | 101.0393 | 2.63 | 178 | 14.7753 | 100.8552 | 2.63 | 177 | 14.8588 | 101.425 | 1.45 | 100 | 14.5 | 98.9761
8483 | 8483 | 2019-12-20 11:00 | 5.48 | 2.62 | 177 | 14.8023 | 101.0393 | 2.63 | 178 | 14.7753 | 100.8552 | 2.7 | 183 | 14.7541 | 100.7106 | 2.3 | 156 | 14.7436 | 100.6388
8484 | 8484 | 2019-12-20 12:00 | 5.92 | 2.66 | 180 | 14.7778 | 100.8722 | 2.67 | 181 | 14.7514 | 100.692 | 2.74 | 186 | 14.7312 | 100.5541 | 2.29 | 156 | 14.6795 | 100.2013
8485 | 8485 | 2019-12-20 13:00 | 5.56 | 2.3 | 156 | 14.7436 | 100.6388 | 2.31 | 157 | 14.7134 | 100.4326 | 2.32 | 157 | 14.7771 | 100.8674 | 1.38 | 95 | 14.5263 | 99.1557
8486 | 8486 | 2019-12-20 14:00 | 5.2 | 0.53 | 37 | 14.3243 | 97.777 | 0.53 | 37 | 14.3243 | 97.777 | 0.56 | 39 | 14.359 | 98.0135 | 0.54 | 37 | 14.5946 | 99.6218
8487 | 8487 | 2019-12-20 15:00 | 4.84 | 0 | 0 | 0 | 0 | 0 | 0 | 0 | 0 | 0 | 0 | 0 | 0 | 0 | 0 | 0 | 0
8488 | 8488 | 2019-12-20 16:00 | 4.18 | 0 | 0 | 0 | 0 | 0 | 0 | 0 | 0 | 0 | 0 | 0 | 0 | 0 | 0 | 0 | 0
8489 | 8489 | 2019-12-20 17:00 | 3.53 | 0 | 0 | 0 | 0 | 0 | 0 | 0 | 0 | 0 | 0 | 0 | 0 | 0 | 0 | 0 | 0
8490 | 8490 | 2019-12-20 18:00 | 2.87 | 0 | 0 | 0 | 0 | 0 | 0 | 0 | 0 | 0 | 0 | 0 | 0 | 0 | 0 | 0 | 0
8491 | 8491 | 2019-12-20 19:00 | 2.43 | 0 | 0 | 0 | 0 | 0 | 0 | 0 | 0 | 0 | 0 | 0 | 0 | 0 | 0 | 0 | 0
8492 | 8492 | 2019-12-20 20:00 | 1.98 | 0 | 0 | 0 | 0 | 0 | 0 | 0 | 0 | 0 | 0 | 0 | 0 | 0 | 0 | 0 | 0
8493 | 8493 | 2019-12-20 21:00 | 1.54 | 0 | 0 | 0 | 0 | 0 | 0 | 0 | 0 | 0 | 0 | 0 | 0 | 0 | 0 | 0 | 0
8494 | 8494 | 2019-12-20 22:00 | 1.1 | 0 | 0 | 0 | 0 | 0 | 0 | 0 | 0 | 0 | 0 | 0 | 0 | 0 | 0 | 0 | 0
8495 | 8495 | 2019-12-20 23:00 | 0.66 | 0 | 0 | 0 | 0 | 0 | 0 | 0 | 0 | 0 | 0 | 0 | 0 | 0 | 0 | 0 | 0
8496 | 8496 | 2019-12-21 | 0.22 | 0 | 0 | 0 | 0 | 0 | 0 | 0 | 0 | 0 | 0 | 0 | 0 | 0 | 0 | 0 | 0
8497 | 8497 | 2019-12-21 01:00 | 0.03 | 0 | 0 | 0 | 0 | 0 | 0 | 0 | 0 | 0 | 0 | 0 | 0 | 0 | 0 | 0 | 0
8498 | 8498 | 2019-12-21 02:00 | -0.16 | 0 | 0 | 0 | 0 | 0 | 0 | 0 | 0 | 0 | 0 | 0 | 0 | 0 | 0 | 0 | 0
8499 | 8499 | 2019-12-21 03:00 | -0.34 | 0 | 0 | 0 | 0 | 0 | 0 | 0 | 0 | 0 | 0 | 0 | 0 | 0 | 0 | 0 | 0
8500 | 8500 | 2019-12-21 04:00 | -0.42 | 0 | 0 | 0 | 0 | 0 | 0 | 0 | 0 | 0 | 0 | 0 | 0 | 0 | 0 | 0 | 0
8501 | 8501 | 2019-12-21 05:00 | -0.49 | 0 | 0 | 0 | 0 | 0 | 0 | 0 | 0 | 0 | 0 | 0 | 0 | 0 | 0 | 0 | 0
8502 | 8502 | 2019-12-21 06:00 | -0.56 | 0 | 0 | 0 | 0 | 0 | 0 | 0 | 0 | 0 | 0 | 0 | 0 | 0 | 0 | 0 | 0
8503 | 8503 | 2019-12-21 07:00 | -0.01 | 0 | 0 | 0 | 0 | 0 | 0 | 0 | 0 | 0 | 0 | 0 | 0 | 0 | 0 | 0 | 0
8504 | 8504 | 2019-12-21 08:00 | 0.55 | 0.21 | 14 | 15 | 102.3891 | 0.22 | 15 | 14.6667 | 100.1138 | 0.32 | 22 | 14.5455 | 99.2864 | 0.28 | 19 | 14.7368 | 100.5928
8505 | 8505 | 2019-12-21 09:00 | 1.1 | 1.55 | 104 | 14.9038 | 101.7327 | 1.57 | 105 | 14.9524 | 102.064 | 1.53 | 102 | 15 | 102.3891 | 0.77 | 52 | 14.8077 | 101.0764
8506 | 8506 | 2019-12-21 10:00 | 2.65 | 2.68 | 179 | 14.9721 | 102.1984 | 2.7 | 180 | 15 | 102.3891 | 2.68 | 179 | 14.9721 | 102.1984 | 1.42 | 97 | 14.6392 | 99.9261
8507 | 8507 | 2019-12-21 11:00 | 4.19 | 3.31 | 223 | 14.843 | 101.3177 | 3.32 | 223 | 14.8879 | 101.6238 | 3.34 | 224 | 14.9107 | 101.7796 | 2.45 | 166 | 14.759 | 100.7443
8508 | 8508 | 2019-12-21 12:00 | 5.74 | 3.18 | 215 | 14.7907 | 100.9604 | 3.19 | 216 | 14.7685 | 100.809 | 3.21 | 217 | 14.7926 | 100.9736 | 2.37 | 162 | 14.6296 | 99.861
8509 | 8509 | 2019-12-21 13:00 | 4.76 | 2.44 | 164 | 14.878 | 101.5566 | 2.45 | 165 | 14.8485 | 101.3548 | 2.44 | 165 | 14.7879 | 100.9412 | 1.31 | 90 | 14.5556 | 99.3553
8510 | 8510 | 2019-12-21 14:00 | 3.77 | 1.21 | 82 | 14.7561 | 100.7242 | 1.23 | 84 | 14.6429 | 99.9512 | 1.2 | 82 | 14.6341 | 99.8918 | 0.65 | 45 | 14.4444 | 98.5969
8511 | 8511 | 2019-12-21 15:00 | 2.79 | 0 | 0 | 0 | 0 | 0 | 0 | 0 | 0 | 0 | 0 | 0 | 0 | 0 | 0 | 0 | 0
8512 | 8512 | 2019-12-21 16:00 | 1.62 | 0 | 0 | 0 | 0 | 0 | 0 | 0 | 0 | 0 | 0 | 0 | 0 | 0 | 0 | 0 | 0
8513 | 8513 | 2019-12-21 17:00 | 0.44 | 0 | 0 | 0 | 0 | 0 | 0 | 0 | 0 | 0 | 0 | 0 | 0 | 0 | 0 | 0 | 0
8514 | 8514 | 2019-12-21 18:00 | -0.73 | 0 | 0 | 0 | 0 | 0 | 0 | 0 | 0 | 0 | 0 | 0 | 0 | 0 | 0 | 0 | 0
8515 | 8515 | 2019-12-21 19:00 | -0.76 | 0 | 0 | 0 | 0 | 0 | 0 | 0 | 0 | 0 | 0 | 0 | 0 | 0 | 0 | 0 | 0
8516 | 8516 | 2019-12-21 20:00 | -0.8 | 0 | 0 | 0 | 0 | 0 | 0 | 0 | 0 | 0 | 0 | 0 | 0 | 0 | 0 | 0 | 0
8517 | 8517 | 2019-12-21 21:00 | -0.83 | 0 | 0 | 0 | 0 | 0 | 0 | 0 | 0 | 0 | 0 | 0 | 0 | 0 | 0 | 0 | 0
8518 | 8518 | 2019-12-21 22:00 | -0.82 | 0 | 0 | 0 | 0 | 0 | 0 | 0 | 0 | 0 | 0 | 0 | 0 | 0 | 0 | 0 | 0
8519 | 8519 | 2019-12-21 23:00 | -0.82 | 0 | 0 | 0 | 0 | 0 | 0 | 0 | 0 | 0 | 0 | 0 | 0 | 0 | 0 | 0 | 0
8520 | 8520 | 2019-12-22 | -0.82 | 0 | 0 | 0 | 0 | 0 | 0 | 0 | 0 | 0 | 0 | 0 | 0 | 0 | 0 | 0 | 0
8521 | 8521 | 2019-12-22 01:00 | -0.45 | 0 | 0 | 0 | 0 | 0 | 0 | 0 | 0 | 0 | 0 | 0 | 0 | 0 | 0 | 0 | 0
8522 | 8522 | 2019-12-22 02:00 | -0.08 | 0 | 0 | 0 | 0 | 0 | 0 | 0 | 0 | 0 | 0 | 0 | 0 | 0 | 0 | 0 | 0
8523 | 8523 | 2019-12-22 03:00 | 0.3 | 0 | 0 | 0 | 0 | 0 | 0 | 0 | 0 | 0 | 0 | 0 | 0 | 0 | 0 | 0 | 0
8524 | 8524 | 2019-12-22 04:00 | 0.42 | 0 | 0 | 0 | 0 | 0 | 0 | 0 | 0 | 0 | 0 | 0 | 0 | 0 | 0 | 0 | 0
8525 | 8525 | 2019-12-22 05:00 | 0.55 | 0 | 0 | 0 | 0 | 0 | 0 | 0 | 0 | 0 | 0 | 0 | 0 | 0 | 0 | 0 | 0
8526 | 8526 | 2019-12-22 06:00 | 0.68 | 0 | 0 | 0 | 0 | 0 | 0 | 0 | 0 | 0 | 0 | 0 | 0 | 0 | 0 | 0 | 0
8527 | 8527 | 2019-12-22 07:00 | 1.09 | 0 | 0 | 0 | 0 | 0 | 0 | 0 | 0 | 0 | 0 | 0 | 0 | 0 | 0 | 0 | 0
8528 | 8528 | 2019-12-22 08:00 | 1.5 | 0.2 | 14 | 14.2857 | 97.5134 | 0.21 | 14 | 15 | 102.3891 | 0.32 | 22 | 14.5455 | 99.2864 | 0.28 | 19 | 14.7368 | 100.5928
8529 | 8529 | 2019-12-22 09:00 | 1.91 | 0.67 | 45 | 14.8889 | 101.6306 | 0.68 | 46 | 14.7826 | 100.9052 | 0.71 | 48 | 14.7917 | 100.967 | 0.69 | 47 | 14.6809 | 100.2106
8530 | 8530 | 2019-12-22 10:00 | 2.83 | 2.41 | 161 | 14.9689 | 102.1771 | 2.43 | 162 | 15 | 102.3891 | 2.45 | 164 | 14.939 | 101.9729 | 1.58 | 107 | 14.7664 | 100.7942
8531 | 8531 | 2019-12-22 11:00 | 3.75 | 1.59 | 108 | 14.7222 | 100.493 | 1.6 | 108 | 14.8148 | 101.125 | 1.68 | 113 | 14.8673 | 101.483 | 1.62 | 109 | 14.8624 | 101.4497
8532 | 8532 | 2019-12-22 12:00 | 4.67 | 2.47 | 166 | 14.8795 | 101.5667 | 2.48 | 167 | 14.8503 | 101.3672 | 2.56 | 172 | 14.8837 | 101.5954 | 2.21 | 150 | 14.7333 | 100.5688
8533 | 8533 | 2019-12-22 13:00 | 4.47 | 1.64 | 111 | 14.7748 | 100.8517 | 1.65 | 112 | 14.7321 | 100.5607 | 1.71 | 116 | 14.7414 | 100.6237 | 1.43 | 97 | 14.7423 | 100.6298
8534 | 8534 | 2019-12-22 14:00 | 4.26 | 0.77 | 53 | 14.5283 | 99.1693 | 0.78 | 53 | 14.717 | 100.4572 | 0.8 | 55 | 14.5455 | 99.2864 | 0.71 | 49 | 14.4898 | 98.9065
8535 | 8535 | 2019-12-22 15:00 | 4.06 | 0 | 0 | 0 | 0 | 0 | 0 | 0 | 0 | 0 | 0 | 0 | 0 | 0 | 0 | 0 | 0
8536 | 8536 | 2019-12-22 16:00 | 3.47 | 0 | 0 | 0 | 0 | 0 | 0 | 0 | 0 | 0 | 0 | 0 | 0 | 0 | 0 | 0 | 0
8537 | 8537 | 2019-12-22 17:00 | 2.88 | 0 | 0 | 0 | 0 | 0 | 0 | 0 | 0 | 0 | 0 | 0 | 0 | 0 | 0 | 0 | 0
8538 | 8538 | 2019-12-22 18:00 | 2.29 | 0 | 0 | 0 | 0 | 0 | 0 | 0 | 0 | 0 | 0 | 0 | 0 | 0 | 0 | 0 | 0
8539 | 8539 | 2019-12-22 19:00 | 2.22 | 0 | 0 | 0 | 0 | 0 | 0 | 0 | 0 | 0 | 0 | 0 | 0 | 0 | 0 | 0 | 0
8540 | 8540 | 2019-12-22 20:00 | 2.16 | 0 | 0 | 0 | 0 | 0 | 0 | 0 | 0 | 0 | 0 | 0 | 0 | 0 | 0 | 0 | 0
8541 | 8541 | 2019-12-22 21:00 | 2.09 | 0 | 0 | 0 | 0 | 0 | 0 | 0 | 0 | 0 | 0 | 0 | 0 | 0 | 0 | 0 | 0
8542 | 8542 | 2019-12-22 22:00 | 2.15 | 0 | 0 | 0 | 0 | 0 | 0 | 0 | 0 | 0 | 0 | 0 | 0 | 0 | 0 | 0 | 0
8543 | 8543 | 2019-12-22 23:00 | 2.2 | 0 | 0 | 0 | 0 | 0 | 0 | 0 | 0 | 0 | 0 | 0 | 0 | 0 | 0 | 0 | 0
8544 | 8544 | 2019-12-23 | 2.26 | 0 | 0 | 0 | 0 | 0 | 0 | 0 | 0 | 0 | 0 | 0 | 0 | 0 | 0 | 0 | 0
8545 | 8545 | 2019-12-23 01:00 | 2.65 | 0 | 0 | 0 | 0 | 0 | 0 | 0 | 0 | 0 | 0 | 0 | 0 | 0 | 0 | 0 | 0
8546 | 8546 | 2019-12-23 02:00 | 3.04 | 0 | 0 | 0 | 0 | 0 | 0 | 0 | 0 | 0 | 0 | 0 | 0 | 0 | 0 | 0 | 0
8547 | 8547 | 2019-12-23 03:00 | 3.43 | 0 | 0 | 0 | 0 | 0 | 0 | 0 | 0 | 0 | 0 | 0 | 0 | 0 | 0 | 0 | 0
8548 | 8548 | 2019-12-23 04:00 | 3.64 | 0 | 0 | 0 | 0 | 0 | 0 | 0 | 0 | 0 | 0 | 0 | 0 | 0 | 0 | 0 | 0
8549 | 8549 | 2019-12-23 05:00 | 3.86 | 0 | 0 | 0 | 0 | 0 | 0 | 0 | 0 | 0 | 0 | 0 | 0 | 0 | 0 | 0 | 0
8550 | 8550 | 2019-12-23 06:00 | 4.07 | 0 | 0 | 0 | 0 | 0 | 0 | 0 | 0 | 0 | 0 | 0 | 0 | 0 | 0 | 0 | 0
8551 | 8551 | 2019-12-23 07:00 | 4.49 | 0 | 0 | 0 | 0 | 0 | 0 | 0 | 0 | 0 | 0 | 0 | 0 | 0 | 0 | 0 | 0
8552 | 8552 | 2019-12-23 08:00 | 4.9 | 0.21 | 15 | 14 | 95.5631 | 0.22 | 16 | 13.75 | 93.8567 | 0.35 | 24 | 14.5833 | 99.5449 | 0.28 | 20 | 14 | 95.5631
8553 | 8553 | 2019-12-23 09:00 | 5.32 | 1.15 | 78 | 14.7436 | 100.6388 | 1.16 | 80 | 14.5 | 98.9761 | 1.18 | 80 | 14.75 | 100.6826 | 0.89 | 61 | 14.5902 | 99.5916
8554 | 8554 | 2019-12-23 10:00 | 5.78 | 0.26 | 18 | 14.4444 | 98.5969 | 0.26 | 18 | 14.4444 | 98.5969 | 0.27 | 19 | 14.2105 | 97.0002 | 0.27 | 19 | 14.2105 | 97.0002
8555 | 8555 | 2019-12-23 11:00 | 6.25 | 1.13 | 78 | 14.4872 | 98.8886 | 1.13 | 78 | 14.4872 | 98.8886 | 1.2 | 82 | 14.6341 | 99.8918 | 1.19 | 82 | 14.5122 | 99.0594
8556 | 8556 | 2019-12-23 12:00 | 6.71 | 1.26 | 87 | 14.4828 | 98.8584 | 1.27 | 87 | 14.5977 | 99.643 | 1.34 | 92 | 14.5652 | 99.4213 | 1.32 | 90 | 14.6667 | 100.1138
8557 | 8557 | 2019-12-23 13:00 | 6.51 | 0.68 | 47 | 14.4681 | 98.7583 | 0.68 | 47 | 14.4681 | 98.7583 | 0.72 | 50 | 14.4 | 98.2935 | 0.72 | 50 | 14.4 | 98.2935
8558 | 8558 | 2019-12-23 14:00 | 6.3 | 0.55 | 38 | 14.4737 | 98.7965 | 0.56 | 39 | 14.359 | 98.0135 | 0.58 | 41 | 14.1463 | 96.5621 | 0.56 | 39 | 14.359 | 98.0135
8559 | 8559 | 2019-12-23 15:00 | 6.1 | 0 | 0 | 0 | 0 | 0 | 0 | 0 | 0 | 0 | 0 | 0 | 0 | 0 | 0 | 0 | 0
8560 | 8560 | 2019-12-23 16:00 | 6.03 | 0 | 0 | 0 | 0 | 0 | 0 | 0 | 0 | 0 | 0 | 0 | 0 | 0 | 0 | 0 | 0
8561 | 8561 | 2019-12-23 17:00 | 5.95 | 0 | 0 | 0 | 0 | 0 | 0 | 0 | 0 | 0 | 0 | 0 | 0 | 0 | 0 | 0 | 0
8562 | 8562 | 2019-12-23 18:00 | 5.88 | 0 | 0 | 0 | 0 | 0 | 0 | 0 | 0 | 0 | 0 | 0 | 0 | 0 | 0 | 0 | 0
8563 | 8563 | 2019-12-23 19:00 | 5.88 | 0 | 0 | 0 | 0 | 0 | 0 | 0 | 0 | 0 | 0 | 0 | 0 | 0 | 0 | 0 | 0
8564 | 8564 | 2019-12-23 20:00 | 5.88 | 0 | 0 | 0 | 0 | 0 | 0 | 0 | 0 | 0 | 0 | 0 | 0 | 0 | 0 | 0 | 0
8565 | 8565 | 2019-12-23 21:00 | 5.88 | 0 | 0 | 0 | 0 | 0 | 0 | 0 | 0 | 0 | 0 | 0 | 0 | 0 | 0 | 0 | 0
8566 | 8566 | 2019-12-23 22:00 | 5.88 | 0 | 0 | 0 | 0 | 0 | 0 | 0 | 0 | 0 | 0 | 0 | 0 | 0 | 0 | 0 | 0
8567 | 8567 | 2019-12-23 23:00 | 5.87 | 0 | 0 | 0 | 0 | 0 | 0 | 0 | 0 | 0 | 0 | 0 | 0 | 0 | 0 | 0 | 0
8568 | 8568 | 2019-12-24 | 5.87 | 0 | 0 | 0 | 0 | 0 | 0 | 0 | 0 | 0 | 0 | 0 | 0 | 0 | 0 | 0 | 0
8569 | 8569 | 2019-12-24 01:00 | 5.41 | 0 | 0 | 0 | 0 | 0 | 0 | 0 | 0 | 0 | 0 | 0 | 0 | 0 | 0 | 0 | 0
8570 | 8570 | 2019-12-24 02:00 | 4.95 | 0 | 0 | 0 | 0 | 0 | 0 | 0 | 0 | 0 | 0 | 0 | 0 | 0 | 0 | 0 | 0
8571 | 8571 | 2019-12-24 03:00 | 4.49 | 0 | 0 | 0 | 0 | 0 | 0 | 0 | 0 | 0 | 0 | 0 | 0 | 0 | 0 | 0 | 0
8572 | 8572 | 2019-12-24 04:00 | 4.09 | 0 | 0 | 0 | 0 | 0 | 0 | 0 | 0 | 0 | 0 | 0 | 0 | 0 | 0 | 0 | 0
8573 | 8573 | 2019-12-24 05:00 | 3.7 | 0 | 0 | 0 | 0 | 0 | 0 | 0 | 0 | 0 | 0 | 0 | 0 | 0 | 0 | 0 | 0
8574 | 8574 | 2019-12-24 06:00 | 3.3 | 0 | 0 | 0 | 0 | 0 | 0 | 0 | 0 | 0 | 0 | 0 | 0 | 0 | 0 | 0 | 0
8575 | 8575 | 2019-12-24 07:00 | 3.46 | 0 | 0 | 0 | 0 | 0 | 0 | 0 | 0 | 0 | 0 | 0 | 0 | 0 | 0 | 0 | 0
8576 | 8576 | 2019-12-24 08:00 | 3.61 | 0.21 | 15 | 14 | 95.5631 | 0.22 | 16 | 13.75 | 93.8567 | 0.36 | 25 | 14.4 | 98.2935 | 0.29 | 20 | 14.5 | 98.9761
8577 | 8577 | 2019-12-24 09:00 | 3.77 | 1.04 | 71 | 14.6479 | 99.9856 | 1.06 | 72 | 14.7222 | 100.493 | 1.08 | 73 | 14.7945 | 100.9865 | 0.88 | 60 | 14.6667 | 100.1138
8578 | 8578 | 2019-12-24 10:00 | 4.75 | 1.72 | 117 | 14.7009 | 100.3471 | 1.73 | 117 | 14.7863 | 100.9305 | 1.8 | 122 | 14.7541 | 100.7106 | 1.51 | 103 | 14.6602 | 100.0696
8579 | 8579 | 2019-12-24 11:00 | 5.74 | 1.58 | 108 | 14.6296 | 99.861 | 1.58 | 108 | 14.6296 | 99.861 | 1.67 | 113 | 14.7788 | 100.8789 | 1.61 | 109 | 14.7706 | 100.8235
8580 | 8580 | 2019-12-24 12:00 | 6.72 | 1.45 | 99 | 14.6465 | 99.9759 | 1.45 | 99 | 14.6465 | 99.9759 | 1.53 | 105 | 14.5714 | 99.4637 | 1.48 | 102 | 14.5098 | 99.043
8581 | 8581 | 2019-12-24 13:00 | 6.38 | 2.06 | 140 | 14.7143 | 100.4388 | 2.07 | 140 | 14.7857 | 100.9264 | 2.11 | 143 | 14.7552 | 100.7184 | 1.51 | 104 | 14.5192 | 99.1074
8582 | 8582 | 2019-12-24 14:00 | 6.05 | 1.24 | 85 | 14.5882 | 99.5784 | 1.26 | 86 | 14.6512 | 100.0079 | 1.23 | 84 | 14.6429 | 99.9512 | 0.64 | 45 | 14.2222 | 97.08
8583 | 8583 | 2019-12-24 15:00 | 5.71 | 0 | 0 | 0 | 0 | 0 | 0 | 0 | 0 | 0 | 0 | 0 | 0 | 0 | 0 | 0 | 0
8584 | 8584 | 2019-12-24 16:00 | 5.4 | 0 | 0 | 0 | 0 | 0 | 0 | 0 | 0 | 0 | 0 | 0 | 0 | 0 | 0 | 0 | 0
8585 | 8585 | 2019-12-24 17:00 | 5.1 | 0 | 0 | 0 | 0 | 0 | 0 | 0 | 0 | 0 | 0 | 0 | 0 | 0 | 0 | 0 | 0
8586 | 8586 | 2019-12-24 18:00 | 4.79 | 0 | 0 | 0 | 0 | 0 | 0 | 0 | 0 | 0 | 0 | 0 | 0 | 0 | 0 | 0 | 0
8587 | 8587 | 2019-12-24 19:00 | 4.96 | 0 | 0 | 0 | 0 | 0 | 0 | 0 | 0 | 0 | 0 | 0 | 0 | 0 | 0 | 0 | 0
8588 | 8588 | 2019-12-24 20:00 | 5.12 | 0 | 0 | 0 | 0 | 0 | 0 | 0 | 0 | 0 | 0 | 0 | 0 | 0 | 0 | 0 | 0
8589 | 8589 | 2019-12-24 21:00 | 5.29 | 0 | 0 | 0 | 0 | 0 | 0 | 0 | 0 | 0 | 0 | 0 | 0 | 0 | 0 | 0 | 0
8590 | 8590 | 2019-12-24 22:00 | 5.46 | 0 | 0 | 0 | 0 | 0 | 0 | 0 | 0 | 0 | 0 | 0 | 0 | 0 | 0 | 0 | 0
8591 | 8591 | 2019-12-24 23:00 | 5.63 | 0 | 0 | 0 | 0 | 0 | 0 | 0 | 0 | 0 | 0 | 0 | 0 | 0 | 0 | 0 | 0
8592 | 8592 | 2019-12-25 | 5.8 | 0 | 0 | 0 | 0 | 0 | 0 | 0 | 0 | 0 | 0 | 0 | 0 | 0 | 0 | 0 | 0
8593 | 8593 | 2019-12-25 01:00 | 6.09 | 0 | 0 | 0 | 0 | 0 | 0 | 0 | 0 | 0 | 0 | 0 | 0 | 0 | 0 | 0 | 0
8594 | 8594 | 2019-12-25 02:00 | 6.37 | 0 | 0 | 0 | 0 | 0 | 0 | 0 | 0 | 0 | 0 | 0 | 0 | 0 | 0 | 0 | 0
8595 | 8595 | 2019-12-25 03:00 | 6.66 | 0 | 0 | 0 | 0 | 0 | 0 | 0 | 0 | 0 | 0 | 0 | 0 | 0 | 0 | 0 | 0
8596 | 8596 | 2019-12-25 04:00 | 6.94 | 0 | 0 | 0 | 0 | 0 | 0 | 0 | 0 | 0 | 0 | 0 | 0 | 0 | 0 | 0 | 0
8597 | 8597 | 2019-12-25 05:00 | 7.22 | 0 | 0 | 0 | 0 | 0 | 0 | 0 | 0 | 0 | 0 | 0 | 0 | 0 | 0 | 0 | 0
8598 | 8598 | 2019-12-25 06:00 | 7.5 | 0 | 0 | 0 | 0 | 0 | 0 | 0 | 0 | 0 | 0 | 0 | 0 | 0 | 0 | 0 | 0
8599 | 8599 | 2019-12-25 07:00 | 7.67 | 0 | 0 | 0 | 0 | 0 | 0 | 0 | 0 | 0 | 0 | 0 | 0 | 0 | 0 | 0 | 0
8600 | 8600 | 2019-12-25 08:00 | 7.85 | 0.24 | 17 | 14.1176 | 96.3662 | 0.25 | 18 | 13.8889 | 94.8047 | 0.4 | 28 | 14.2857 | 97.5134 | 0.27 | 19 | 14.2105 | 97.0002
8601 | 8601 | 2019-12-25 09:00 | 8.02 | 0.76 | 53 | 14.3396 | 97.8814 | 0.77 | 53 | 14.5283 | 99.1693 | 0.8 | 55 | 14.5455 | 99.2864 | 0.74 | 52 | 14.2308 | 97.1384
8602 | 8602 | 2019-12-25 10:00 | 8.03 | 1.92 | 131 | 14.6565 | 100.0443 | 1.93 | 132 | 14.6212 | 99.8035 | 1.99 | 136 | 14.6324 | 99.8795 | 1.55 | 107 | 14.486 | 98.8804
8603 | 8603 | 2019-12-25 11:00 | 8.04 | 2.39 | 163 | 14.6626 | 100.0858 | 2.4 | 163 | 14.7239 | 100.5046 | 2.48 | 169 | 14.6746 | 100.1676 | 2.17 | 149 | 14.5638 | 99.4113
8604 | 8604 | 2019-12-25 12:00 | 8.05 | 2.91 | 198 | 14.697 | 100.3206 | 2.92 | 199 | 14.6734 | 100.1595 | 2.98 | 202 | 14.7525 | 100.6995 | 2.38 | 163 | 14.6012 | 99.6671
8605 | 8605 | 2019-12-25 13:00 | 7.48 | 1.69 | 115 | 14.6957 | 100.3116 | 1.69 | 116 | 14.569 | 99.4469 | 1.75 | 120 | 14.5833 | 99.5449 | 1.44 | 99 | 14.5455 | 99.2864
8606 | 8606 | 2019-12-25 14:00 | 6.9 | 0.79 | 55 | 14.3636 | 98.0453 | 0.8 | 55 | 14.5455 | 99.2864 | 0.82 | 57 | 14.386 | 98.1977 | 0.72 | 50 | 14.4 | 98.2935
8607 | 8607 | 2019-12-25 15:00 | 6.33 | 0 | 0 | 0 | 0 | 0 | 0 | 0 | 0 | 0 | 0 | 0 | 0 | 0 | 0 | 0 | 0
8608 | 8608 | 2019-12-25 16:00 | 6.28 | 0 | 0 | 0 | 0 | 0 | 0 | 0 | 0 | 0 | 0 | 0 | 0 | 0 | 0 | 0 | 0
8609 | 8609 | 2019-12-25 17:00 | 6.23 | 0 | 0 | 0 | 0 | 0 | 0 | 0 | 0 | 0 | 0 | 0 | 0 | 0 | 0 | 0 | 0
8610 | 8610 | 2019-12-25 18:00 | 6.18 | 0 | 0 | 0 | 0 | 0 | 0 | 0 | 0 | 0 | 0 | 0 | 0 | 0 | 0 | 0 | 0
8611 | 8611 | 2019-12-25 19:00 | 6.29 | 0 | 0 | 0 | 0 | 0 | 0 | 0 | 0 | 0 | 0 | 0 | 0 | 0 | 0 | 0 | 0
8612 | 8612 | 2019-12-25 20:00 | 6.4 | 0 | 0 | 0 | 0 | 0 | 0 | 0 | 0 | 0 | 0 | 0 | 0 | 0 | 0 | 0 | 0
8613 | 8613 | 2019-12-25 21:00 | 6.51 | 0 | 0 | 0 | 0 | 0 | 0 | 0 | 0 | 0 | 0 | 0 | 0 | 0 | 0 | 0 | 0
8614 | 8614 | 2019-12-25 22:00 | 6.64 | 0 | 0 | 0 | 0 | 0 | 0 | 0 | 0 | 0 | 0 | 0 | 0 | 0 | 0 | 0 | 0
8615 | 8615 | 2019-12-25 23:00 | 6.76 | 0 | 0 | 0 | 0 | 0 | 0 | 0 | 0 | 0 | 0 | 0 | 0 | 0 | 0 | 0 | 0
8616 | 8616 | 2019-12-26 | 6.89 | 0 | 0 | 0 | 0 | 0 | 0 | 0 | 0 | 0 | 0 | 0 | 0 | 0 | 0 | 0 | 0
8617 | 8617 | 2019-12-26 01:00 | 6.79 | 0 | 0 | 0 | 0 | 0 | 0 | 0 | 0 | 0 | 0 | 0 | 0 | 0 | 0 | 0 | 0
8618 | 8618 | 2019-12-26 02:00 | 6.69 | 0 | 0 | 0 | 0 | 0 | 0 | 0 | 0 | 0 | 0 | 0 | 0 | 0 | 0 | 0 | 0
8619 | 8619 | 2019-12-26 03:00 | 6.59 | 0 | 0 | 0 | 0 | 0 | 0 | 0 | 0 | 0 | 0 | 0 | 0 | 0 | 0 | 0 | 0
8620 | 8620 | 2019-12-26 04:00 | 6.65 | 0 | 0 | 0 | 0 | 0 | 0 | 0 | 0 | 0 | 0 | 0 | 0 | 0 | 0 | 0 | 0
8621 | 8621 | 2019-12-26 05:00 | 6.72 | 0 | 0 | 0 | 0 | 0 | 0 | 0 | 0 | 0 | 0 | 0 | 0 | 0 | 0 | 0 | 0
8622 | 8622 | 2019-12-26 06:00 | 6.78 | 0 | 0 | 0 | 0 | 0 | 0 | 0 | 0 | 0 | 0 | 0 | 0 | 0 | 0 | 0 | 0
8623 | 8623 | 2019-12-26 07:00 | 6.94 | 0 | 0 | 0 | 0 | 0 | 0 | 0 | 0 | 0 | 0 | 0 | 0 | 0 | 0 | 0 | 0
8624 | 8624 | 2019-12-26 08:00 | 7.09 | 0.03 | 2 | 15 | 102.3891 | 0.04 | 2 | 20 | 136.5188 | 0.06 | 4 | 15 | 102.3891 | 0.06 | 4 | 15 | 102.3891
8625 | 8625 | 2019-12-26 09:00 | 7.25 | 0.15 | 11 | 13.6364 | 93.081 | 0.16 | 11 | 14.5455 | 99.2864 | 0.16 | 12 | 13.3333 | 91.0125 | 0.16 | 12 | 13.3333 | 91.0125
8626 | 8626 | 2019-12-26 10:00 | 7.48 | 1.59 | 109 | 14.5872 | 99.571 | 1.6 | 109 | 14.6789 | 100.1973 | 1.66 | 114 | 14.5614 | 99.3952 | 1.44 | 99 | 14.5455 | 99.2864
8627 | 8627 | 2019-12-26 11:00 | 7.72 | 0.48 | 34 | 14.1176 | 96.3662 | 0.49 | 34 | 14.4118 | 98.3738 | 0.51 | 36 | 14.1667 | 96.7008 | 0.51 | 36 | 14.1667 | 96.7008
8628 | 8628 | 2019-12-26 12:00 | 7.95 | 0.34 | 24 | 14.1667 | 96.7008 | 0.34 | 24 | 14.1667 | 96.7008 | 0.36 | 26 | 13.8462 | 94.513 | 0.36 | 26 | 13.8462 | 94.513
8629 | 8629 | 2019-12-26 13:00 | 7.89 | 0.53 | 38 | 13.9474 | 95.2039 | 0.54 | 38 | 14.2105 | 97.0002 | 0.57 | 40 | 14.25 | 97.2696 | 0.57 | 40 | 14.25 | 97.2696
8630 | 8630 | 2019-12-26 14:00 | 7.84 | 0.36 | 25 | 14.4 | 98.2935 | 0.36 | 25 | 14.4 | 98.2935 | 0.38 | 27 | 14.0741 | 96.0688 | 0.38 | 27 | 14.0741 | 96.0688
8631 | 8631 | 2019-12-26 15:00 | 7.78 | 0 | 0 | 0 | 0 | 0 | 0 | 0 | 0 | 0 | 0 | 0 | 0 | 0 | 0 | 0 | 0
8632 | 8632 | 2019-12-26 16:00 | 7.63 | 0 | 0 | 0 | 0 | 0 | 0 | 0 | 0 | 0 | 0 | 0 | 0 | 0 | 0 | 0 | 0
8633 | 8633 | 2019-12-26 17:00 | 7.49 | 0 | 0 | 0 | 0 | 0 | 0 | 0 | 0 | 0 | 0 | 0 | 0 | 0 | 0 | 0 | 0
8634 | 8634 | 2019-12-26 18:00 | 7.34 | 0 | 0 | 0 | 0 | 0 | 0 | 0 | 0 | 0 | 0 | 0 | 0 | 0 | 0 | 0 | 0
8635 | 8635 | 2019-12-26 19:00 | 7.45 | 0 | 0 | 0 | 0 | 0 | 0 | 0 | 0 | 0 | 0 | 0 | 0 | 0 | 0 | 0 | 0
8636 | 8636 | 2019-12-26 20:00 | 7.55 | 0 | 0 | 0 | 0 | 0 | 0 | 0 | 0 | 0 | 0 | 0 | 0 | 0 | 0 | 0 | 0
8637 | 8637 | 2019-12-26 21:00 | 7.66 | 0 | 0 | 0 | 0 | 0 | 0 | 0 | 0 | 0 | 0 | 0 | 0 | 0 | 0 | 0 | 0
8638 | 8638 | 2019-12-26 22:00 | 7.94 | 0 | 0 | 0 | 0 | 0 | 0 | 0 | 0 | 0 | 0 | 0 | 0 | 0 | 0 | 0 | 0
8639 | 8639 | 2019-12-26 23:00 | 8.21 | 0 | 0 | 0 | 0 | 0 | 0 | 0 | 0 | 0 | 0 | 0 | 0 | 0 | 0 | 0 | 0
8640 | 8640 | 2019-12-27 | 8.49 | 0 | 0 | 0 | 0 | 0 | 0 | 0 | 0 | 0 | 0 | 0 | 0 | 0 | 0 | 0 | 0
8641 | 8641 | 2019-12-27 01:00 | 8.57 | 0 | 0 | 0 | 0 | 0 | 0 | 0 | 0 | 0 | 0 | 0 | 0 | 0 | 0 | 0 | 0
8642 | 8642 | 2019-12-27 02:00 | 8.65 | 0 | 0 | 0 | 0 | 0 | 0 | 0 | 0 | 0 | 0 | 0 | 0 | 0 | 0 | 0 | 0
8643 | 8643 | 2019-12-27 03:00 | 8.73 | 0 | 0 | 0 | 0 | 0 | 0 | 0 | 0 | 0 | 0 | 0 | 0 | 0 | 0 | 0 | 0
8644 | 8644 | 2019-12-27 04:00 | 8.92 | 0 | 0 | 0 | 0 | 0 | 0 | 0 | 0 | 0 | 0 | 0 | 0 | 0 | 0 | 0 | 0
8645 | 8645 | 2019-12-27 05:00 | 9.12 | 0 | 0 | 0 | 0 | 0 | 0 | 0 | 0 | 0 | 0 | 0 | 0 | 0 | 0 | 0 | 0
8646 | 8646 | 2019-12-27 06:00 | 9.31 | 0 | 0 | 0 | 0 | 0 | 0 | 0 | 0 | 0 | 0 | 0 | 0 | 0 | 0 | 0 | 0
8647 | 8647 | 2019-12-27 07:00 | 9.6 | 0 | 0 | 0 | 0 | 0 | 0 | 0 | 0 | 0 | 0 | 0 | 0 | 0 | 0 | 0 | 0
8648 | 8648 | 2019-12-27 08:00 | 9.9 | 0.02 | 1 | 20 | 136.5188 | 0.02 | 1 | 20 | 136.5188 | 0.04 | 3 | 13.3333 | 91.0125 | 0.04 | 3 | 13.3333 | 91.0125
8649 | 8649 | 2019-12-27 09:00 | 10.19 | 0.12 | 8 | 15 | 102.3891 | 0.12 | 8 | 15 | 102.3891 | 0.12 | 9 | 13.3333 | 91.0125 | 0.12 | 9 | 13.3333 | 91.0125
8650 | 8650 | 2019-12-27 10:00 | 10.18 | 2.43 | 167 | 14.5509 | 99.3235 | 2.45 | 168 | 14.5833 | 99.5449 | 2.46 | 169 | 14.5562 | 99.3598 | 1.47 | 103 | 14.2718 | 97.4187
8651 | 8651 | 2019-12-27 11:00 | 10.18 | 3.17 | 217 | 14.6083 | 99.7153 | 3.18 | 218 | 14.5872 | 99.571 | 3.21 | 220 | 14.5909 | 99.5966 | 2.41 | 167 | 14.4311 | 98.5061
8652 | 8652 | 2019-12-27 12:00 | 10.17 | 1.84 | 127 | 14.4882 | 98.8955 | 1.84 | 127 | 14.4882 | 98.8955 | 1.93 | 133 | 14.5113 | 99.0531 | 1.81 | 125 | 14.48 | 98.8396
8653 | 8653 | 2019-12-27 13:00 | 9.23 | 2.15 | 148 | 14.527 | 99.1606 | 2.17 | 148 | 14.6622 | 100.083 | 2.2 | 151 | 14.5695 | 99.4508 | 1.52 | 106 | 14.3396 | 97.8814
8654 | 8654 | 2019-12-27 14:00 | 8.29 | 1.24 | 86 | 14.4186 | 98.4205 | 1.26 | 87 | 14.4828 | 98.8584 | 1.24 | 85 | 14.5882 | 99.5784 | 0.69 | 49 | 14.0816 | 96.1204
8655 | 8655 | 2019-12-27 15:00 | 7.35 | 0 | 0 | 0 | 0 | 0 | 0 | 0 | 0 | 0 | 0 | 0 | 0 | 0 | 0 | 0 | 0
8656 | 8656 | 2019-12-27 16:00 | 6.48 | 0 | 0 | 0 | 0 | 0 | 0 | 0 | 0 | 0 | 0 | 0 | 0 | 0 | 0 | 0 | 0
8657 | 8657 | 2019-12-27 17:00 | 5.61 | 0 | 0 | 0 | 0 | 0 | 0 | 0 | 0 | 0 | 0 | 0 | 0 | 0 | 0 | 0 | 0
8658 | 8658 | 2019-12-27 18:00 | 4.74 | 0 | 0 | 0 | 0 | 0 | 0 | 0 | 0 | 0 | 0 | 0 | 0 | 0 | 0 | 0 | 0
8659 | 8659 | 2019-12-27 19:00 | 4.17 | 0 | 0 | 0 | 0 | 0 | 0 | 0 | 0 | 0 | 0 | 0 | 0 | 0 | 0 | 0 | 0
8660 | 8660 | 2019-12-27 20:00 | 3.61 | 0 | 0 | 0 | 0 | 0 | 0 | 0 | 0 | 0 | 0 | 0 | 0 | 0 | 0 | 0 | 0
8661 | 8661 | 2019-12-27 21:00 | 3.04 | 0 | 0 | 0 | 0 | 0 | 0 | 0 | 0 | 0 | 0 | 0 | 0 | 0 | 0 | 0 | 0
8662 | 8662 | 2019-12-27 22:00 | 2.84 | 0 | 0 | 0 | 0 | 0 | 0 | 0 | 0 | 0 | 0 | 0 | 0 | 0 | 0 | 0 | 0
8663 | 8663 | 2019-12-27 23:00 | 2.63 | 0 | 0 | 0 | 0 | 0 | 0 | 0 | 0 | 0 | 0 | 0 | 0 | 0 | 0 | 0 | 0
8664 | 8664 | 2019-12-28 | 2.43 | 0 | 0 | 0 | 0 | 0 | 0 | 0 | 0 | 0 | 0 | 0 | 0 | 0 | 0 | 0 | 0
8665 | 8665 | 2019-12-28 01:00 | 2.25 | 0 | 0 | 0 | 0 | 0 | 0 | 0 | 0 | 0 | 0 | 0 | 0 | 0 | 0 | 0 | 0
8666 | 8666 | 2019-12-28 02:00 | 2.07 | 0 | 0 | 0 | 0 | 0 | 0 | 0 | 0 | 0 | 0 | 0 | 0 | 0 | 0 | 0 | 0
8667 | 8667 | 2019-12-28 03:00 | 1.89 | 0 | 0 | 0 | 0 | 0 | 0 | 0 | 0 | 0 | 0 | 0 | 0 | 0 | 0 | 0 | 0
8668 | 8668 | 2019-12-28 04:00 | 1.91 | 0 | 0 | 0 | 0 | 0 | 0 | 0 | 0 | 0 | 0 | 0 | 0 | 0 | 0 | 0 | 0
8669 | 8669 | 2019-12-28 05:00 | 1.93 | 0 | 0 | 0 | 0 | 0 | 0 | 0 | 0 | 0 | 0 | 0 | 0 | 0 | 0 | 0 | 0
8670 | 8670 | 2019-12-28 06:00 | 1.95 | 0 | 0 | 0 | 0 | 0 | 0 | 0 | 0 | 0 | 0 | 0 | 0 | 0 | 0 | 0 | 0
8671 | 8671 | 2019-12-28 07:00 | 2.33 | 0 | 0 | 0 | 0 | 0 | 0 | 0 | 0 | 0 | 0 | 0 | 0 | 0 | 0 | 0 | 0
8672 | 8672 | 2019-12-28 08:00 | 2.72 | 0.22 | 15 | 14.6667 | 100.1138 | 0.23 | 16 | 14.375 | 98.1229 | 0.38 | 26 | 14.6154 | 99.7637 | 0.29 | 20 | 14.5 | 98.9761
8673 | 8673 | 2019-12-28 09:00 | 3.1 | 1.5 | 101 | 14.8515 | 101.3753 | 1.52 | 102 | 14.902 | 101.7199 | 1.47 | 99 | 14.8485 | 101.3548 | 0.72 | 49 | 14.6939 | 100.2995
8674 | 8674 | 2019-12-28 10:00 | 4.41 | 2.57 | 173 | 14.8555 | 101.4027 | 2.59 | 174 | 14.8851 | 101.6045 | 2.59 | 174 | 14.8851 | 101.6045 | 1.44 | 99 | 14.5455 | 99.2864
8675 | 8675 | 2019-12-28 11:00 | 5.71 | 3.16 | 214 | 14.7664 | 100.7942 | 3.17 | 214 | 14.8131 | 101.1132 | 3.21 | 217 | 14.7926 | 100.9736 | 2.46 | 168 | 14.6429 | 99.9512
8676 | 8676 | 2019-12-28 12:00 | 7.02 | 3.1 | 211 | 14.6919 | 100.2863 | 3.11 | 211 | 14.7393 | 100.6098 | 3.15 | 214 | 14.7196 | 100.4753 | 2.46 | 168 | 14.6429 | 99.9512
8677 | 8677 | 2019-12-28 13:00 | 6.6 | 2.46 | 167 | 14.7305 | 100.5498 | 2.48 | 168 | 14.7619 | 100.7639 | 2.48 | 168 | 14.7619 | 100.7639 | 1.45 | 100 | 14.5 | 98.9761
8678 | 8678 | 2019-12-28 14:00 | 6.19 | 1.26 | 87 | 14.4828 | 98.8584 | 1.28 | 88 | 14.5455 | 99.2864 | 1.26 | 86 | 14.6512 | 100.0079 | 0.7 | 49 | 14.2857 | 97.5134
8679 | 8679 | 2019-12-28 15:00 | 5.77 | 0 | 0 | 0 | 0 | 0 | 0 | 0 | 0 | 0 | 0 | 0 | 0 | 0 | 0 | 0 | 0
8680 | 8680 | 2019-12-28 16:00 | 4.78 | 0 | 0 | 0 | 0 | 0 | 0 | 0 | 0 | 0 | 0 | 0 | 0 | 0 | 0 | 0 | 0
8681 | 8681 | 2019-12-28 17:00 | 3.79 | 0 | 0 | 0 | 0 | 0 | 0 | 0 | 0 | 0 | 0 | 0 | 0 | 0 | 0 | 0 | 0
8682 | 8682 | 2019-12-28 18:00 | 2.8 | 0 | 0 | 0 | 0 | 0 | 0 | 0 | 0 | 0 | 0 | 0 | 0 | 0 | 0 | 0 | 0
8683 | 8683 | 2019-12-28 19:00 | 2.31 | 0 | 0 | 0 | 0 | 0 | 0 | 0 | 0 | 0 | 0 | 0 | 0 | 0 | 0 | 0 | 0
8684 | 8684 | 2019-12-28 20:00 | 1.81 | 0 | 0 | 0 | 0 | 0 | 0 | 0 | 0 | 0 | 0 | 0 | 0 | 0 | 0 | 0 | 0
8685 | 8685 | 2019-12-28 21:00 | 1.32 | 0 | 0 | 0 | 0 | 0 | 0 | 0 | 0 | 0 | 0 | 0 | 0 | 0 | 0 | 0 | 0
8686 | 8686 | 2019-12-28 22:00 | 1.49 | 0 | 0 | 0 | 0 | 0 | 0 | 0 | 0 | 0 | 0 | 0 | 0 | 0 | 0 | 0 | 0
8687 | 8687 | 2019-12-28 23:00 | 1.65 | 0 | 0 | 0 | 0 | 0 | 0 | 0 | 0 | 0 | 0 | 0 | 0 | 0 | 0 | 0 | 0
8688 | 8688 | 2019-12-29 | 1.82 | 0 | 0 | 0 | 0 | 0 | 0 | 0 | 0 | 0 | 0 | 0 | 0 | 0 | 0 | 0 | 0
8689 | 8689 | 2019-12-29 01:00 | 1.81 | 0 | 0 | 0 | 0 | 0 | 0 | 0 | 0 | 0 | 0 | 0 | 0 | 0 | 0 | 0 | 0
8690 | 8690 | 2019-12-29 02:00 | 1.79 | 0 | 0 | 0 | 0 | 0 | 0 | 0 | 0 | 0 | 0 | 0 | 0 | 0 | 0 | 0 | 0
8691 | 8691 | 2019-12-29 03:00 | 1.78 | 0 | 0 | 0 | 0 | 0 | 0 | 0 | 0 | 0 | 0 | 0 | 0 | 0 | 0 | 0 | 0
8692 | 8692 | 2019-12-29 04:00 | 1.64 | 0 | 0 | 0 | 0 | 0 | 0 | 0 | 0 | 0 | 0 | 0 | 0 | 0 | 0 | 0 | 0
8693 | 8693 | 2019-12-29 05:00 | 1.5 | 0 | 0 | 0 | 0 | 0 | 0 | 0 | 0 | 0 | 0 | 0 | 0 | 0 | 0 | 0 | 0
8694 | 8694 | 2019-12-29 06:00 | 1.36 | 0 | 0 | 0 | 0 | 0 | 0 | 0 | 0 | 0 | 0 | 0 | 0 | 0 | 0 | 0 | 0
8695 | 8695 | 2019-12-29 07:00 | 1.6 | 0 | 0 | 0 | 0 | 0 | 0 | 0 | 0 | 0 | 0 | 0 | 0 | 0 | 0 | 0 | 0
8696 | 8696 | 2019-12-29 08:00 | 1.84 | 0.13 | 9 | 14.4444 | 98.5969 | 0.14 | 9 | 15.5556 | 106.1813 | 0.24 | 17 | 14.1176 | 96.3662 | 0.23 | 16 | 14.375 | 98.1229
8697 | 8697 | 2019-12-29 09:00 | 2.08 | 0.65 | 45 | 14.4444 | 98.5969 | 0.66 | 45 | 14.6667 | 100.1138 | 0.69 | 47 | 14.6809 | 100.2106 | 0.67 | 46 | 14.5652 | 99.4213
8698 | 8698 | 2019-12-29 10:00 | 2.69 | 0.43 | 30 | 14.3333 | 97.8385 | 0.43 | 30 | 14.3333 | 97.8385 | 0.46 | 31 | 14.8387 | 101.2881 | 0.46 | 31 | 14.8387 | 101.2881
8699 | 8699 | 2019-12-29 11:00 | 3.29 | 0.75 | 52 | 14.4231 | 98.451 | 0.76 | 52 | 14.6154 | 99.7637 | 0.8 | 55 | 14.5455 | 99.2864 | 0.8 | 55 | 14.5455 | 99.2864
8700 | 8700 | 2019-12-29 12:00 | 3.9 | 2.14 | 145 | 14.7586 | 100.7414 | 2.14 | 145 | 14.7586 | 100.7414 | 2.23 | 151 | 14.7682 | 100.8069 | 2.03 | 138 | 14.7101 | 100.4105
8701 | 8701 | 2019-12-29 13:00 | 3.89 | 1.47 | 100 | 14.7 | 100.3413 | 1.48 | 100 | 14.8 | 101.0239 | 1.55 | 105 | 14.7619 | 100.7639 | 1.39 | 94 | 14.7872 | 100.9368
8702 | 8702 | 2019-12-29 14:00 | 3.88 | 0.81 | 55 | 14.7273 | 100.5275 | 0.82 | 56 | 14.6429 | 99.9512 | 0.85 | 58 | 14.6552 | 100.0353 | 0.75 | 52 | 14.4231 | 98.451
8703 | 8703 | 2019-12-29 15:00 | 3.87 | 0 | 0 | 0 | 0 | 0 | 0 | 0 | 0 | 0 | 0 | 0 | 0 | 0 | 0 | 0 | 0
8704 | 8704 | 2019-12-29 16:00 | 2.99 | 0 | 0 | 0 | 0 | 0 | 0 | 0 | 0 | 0 | 0 | 0 | 0 | 0 | 0 | 0 | 0
8705 | 8705 | 2019-12-29 17:00 | 2.1 | 0 | 0 | 0 | 0 | 0 | 0 | 0 | 0 | 0 | 0 | 0 | 0 | 0 | 0 | 0 | 0
8706 | 8706 | 2019-12-29 18:00 | 1.22 | 0 | 0 | 0 | 0 | 0 | 0 | 0 | 0 | 0 | 0 | 0 | 0 | 0 | 0 | 0 | 0
8707 | 8707 | 2019-12-29 19:00 | 0.87 | 0 | 0 | 0 | 0 | 0 | 0 | 0 | 0 | 0 | 0 | 0 | 0 | 0 | 0 | 0 | 0
8708 | 8708 | 2019-12-29 20:00 | 0.53 | 0 | 0 | 0 | 0 | 0 | 0 | 0 | 0 | 0 | 0 | 0 | 0 | 0 | 0 | 0 | 0
8709 | 8709 | 2019-12-29 21:00 | 0.18 | 0 | 0 | 0 | 0 | 0 | 0 | 0 | 0 | 0 | 0 | 0 | 0 | 0 | 0 | 0 | 0
8710 | 8710 | 2019-12-29 22:00 | 0.32 | 0 | 0 | 0 | 0 | 0 | 0 | 0 | 0 | 0 | 0 | 0 | 0 | 0 | 0 | 0 | 0
8711 | 8711 | 2019-12-29 23:00 | 0.45 | 0 | 0 | 0 | 0 | 0 | 0 | 0 | 0 | 0 | 0 | 0 | 0 | 0 | 0 | 0 | 0
8712 | 8712 | 2019-12-30 | 0.58 | 0 | 0 | 0 | 0 | 0 | 0 | 0 | 0 | 0 | 0 | 0 | 0 | 0 | 0 | 0 | 0
8713 | 8713 | 2019-12-30 01:00 | 0.33 | 0 | 0 | 0 | 0 | 0 | 0 | 0 | 0 | 0 | 0 | 0 | 0 | 0 | 0 | 0 | 0
8714 | 8714 | 2019-12-30 02:00 | 0.08 | 0 | 0 | 0 | 0 | 0 | 0 | 0 | 0 | 0 | 0 | 0 | 0 | 0 | 0 | 0 | 0
8715 | 8715 | 2019-12-30 03:00 | -0.16 | 0 | 0 | 0 | 0 | 0 | 0 | 0 | 0 | 0 | 0 | 0 | 0 | 0 | 0 | 0 | 0
8716 | 8716 | 2019-12-30 04:00 | -0.44 | 0 | 0 | 0 | 0 | 0 | 0 | 0 | 0 | 0 | 0 | 0 | 0 | 0 | 0 | 0 | 0
8717 | 8717 | 2019-12-30 05:00 | -0.71 | 0 | 0 | 0 | 0 | 0 | 0 | 0 | 0 | 0 | 0 | 0 | 0 | 0 | 0 | 0 | 0
8718 | 8718 | 2019-12-30 06:00 | -0.99 | 0 | 0 | 0 | 0 | 0 | 0 | 0 | 0 | 0 | 0 | 0 | 0 | 0 | 0 | 0 | 0
8719 | 8719 | 2019-12-30 07:00 | -0.38 | 0 | 0 | 0 | 0 | 0 | 0 | 0 | 0 | 0 | 0 | 0 | 0 | 0 | 0 | 0 | 0
8720 | 8720 | 2019-12-30 08:00 | 0.23 | 0.19 | 13 | 14.6154 | 99.7637 | 0.2 | 13 | 15.3846 | 105.0144 | 0.34 | 23 | 14.7826 | 100.9052 | 0.3 | 20 | 15 | 102.3891
8721 | 8721 | 2019-12-30 09:00 | 0.84 | 1.5 | 100 | 15 | 102.3891 | 1.53 | 102 | 15 | 102.3891 | 1.48 | 99 | 14.9495 | 102.0443 | 0.76 | 52 | 14.6154 | 99.7637
8722 | 8722 | 2019-12-30 10:00 | 2.37 | 2.68 | 179 | 14.9721 | 102.1984 | 2.69 | 180 | 14.9444 | 102.0099 | 2.68 | 179 | 14.9721 | 102.1984 | 1.37 | 93 | 14.7312 | 100.5541
8723 | 8723 | 2019-12-30 11:00 | 3.9 | 3.3 | 222 | 14.8649 | 101.4667 | 3.31 | 222 | 14.9099 | 101.7741 | 3.33 | 224 | 14.8661 | 101.4749 | 2.5 | 169 | 14.7929 | 100.9754
8724 | 8724 | 2019-12-30 12:00 | 5.43 | 3.2 | 216 | 14.8148 | 101.125 | 3.21 | 217 | 14.7926 | 100.9736 | 3.25 | 219 | 14.8402 | 101.2982 | 2.5 | 171 | 14.6199 | 99.7944
8725 | 8725 | 2019-12-30 13:00 | 4.32 | 2.53 | 170 | 14.8824 | 101.586 | 2.54 | 171 | 14.8538 | 101.3911 | 2.54 | 171 | 14.8538 | 101.3911 | 1.51 | 104 | 14.5192 | 99.1074
8726 | 8726 | 2019-12-30 14:00 | 3.22 | 1.32 | 89 | 14.8315 | 101.2386 | 1.34 | 91 | 14.7253 | 100.5138 | 1.32 | 89 | 14.8315 | 101.2386 | 0.74 | 51 | 14.5098 | 99.043
8727 | 8727 | 2019-12-30 15:00 | 2.11 | 0 | 0 | 0 | 0 | 0 | 0 | 0 | 0 | 0 | 0 | 0 | 0 | 0 | 0 | 0 | 0
8728 | 8728 | 2019-12-30 16:00 | 0.81 | 0 | 0 | 0 | 0 | 0 | 0 | 0 | 0 | 0 | 0 | 0 | 0 | 0 | 0 | 0 | 0
8729 | 8729 | 2019-12-30 17:00 | -0.5 | 0 | 0 | 0 | 0 | 0 | 0 | 0 | 0 | 0 | 0 | 0 | 0 | 0 | 0 | 0 | 0
8730 | 8730 | 2019-12-30 18:00 | -1.8 | 0 | 0 | 0 | 0 | 0 | 0 | 0 | 0 | 0 | 0 | 0 | 0 | 0 | 0 | 0 | 0
8731 | 8731 | 2019-12-30 19:00 | -2.25 | 0 | 0 | 0 | 0 | 0 | 0 | 0 | 0 | 0 | 0 | 0 | 0 | 0 | 0 | 0 | 0
8732 | 8732 | 2019-12-30 20:00 | -2.7 | 0 | 0 | 0 | 0 | 0 | 0 | 0 | 0 | 0 | 0 | 0 | 0 | 0 | 0 | 0 | 0
8733 | 8733 | 2019-12-30 21:00 | -3.15 | 0 | 0 | 0 | 0 | 0 | 0 | 0 | 0 | 0 | 0 | 0 | 0 | 0 | 0 | 0 | 0
8734 | 8734 | 2019-12-30 22:00 | -3.34 | 0 | 0 | 0 | 0 | 0 | 0 | 0 | 0 | 0 | 0 | 0 | 0 | 0 | 0 | 0 | 0
8735 | 8735 | 2019-12-30 23:00 | -3.54 | 0 | 0 | 0 | 0 | 0 | 0 | 0 | 0 | 0 | 0 | 0 | 0 | 0 | 0 | 0 | 0
8736 | 8736 | 2019-12-31 | -3.73 | 0 | 0 | 0 | 0 | 0 | 0 | 0 | 0 | 0 | 0 | 0 | 0 | 0 | 0 | 0 | 0
8737 | 8737 | 2019-12-31 01:00 | -2.88 | 0 | 0 | 0 | 0 | 0 | 0 | 0 | 0 | 0 | 0 | 0 | 0 | 0 | 0 | 0 | 0
8738 | 8738 | 2019-12-31 02:00 | -2.04 | 0 | 0 | 0 | 0 | 0 | 0 | 0 | 0 | 0 | 0 | 0 | 0 | 0 | 0 | 0 | 0
8739 | 8739 | 2019-12-31 03:00 | -1.19 | 0 | 0 | 0 | 0 | 0 | 0 | 0 | 0 | 0 | 0 | 0 | 0 | 0 | 0 | 0 | 0
8740 | 8740 | 2019-12-31 04:00 | -1.19 | 0 | 0 | 0 | 0 | 0 | 0 | 0 | 0 | 0 | 0 | 0 | 0 | 0 | 0 | 0 | 0
8741 | 8741 | 2019-12-31 05:00 | -1.18 | 0 | 0 | 0 | 0 | 0 | 0 | 0 | 0 | 0 | 0 | 0 | 0 | 0 | 0 | 0 | 0
8742 | 8742 | 2019-12-31 06:00 | -1.17 | 0 | 0 | 0 | 0 | 0 | 0 | 0 | 0 | 0 | 0 | 0 | 0 | 0 | 0 | 0 | 0
8743 | 8743 | 2019-12-31 07:00 | -0.89 | 0 | 0 | 0 | 0 | 0 | 0 | 0 | 0 | 0 | 0 | 0 | 0 | 0 | 0 | 0 | 0
8744 | 8744 | 2019-12-31 08:00 | -0.6 | 0.18 | 12 | 15 | 102.3891 | 0.19 | 13 | 14.6154 | 99.7637 | 0.33 | 22 | 15 | 102.3891 | 0.3 | 20 | 15 | 102.3891
8745 | 8745 | 2019-12-31 09:00 | -0.32 | 1.44 | 96 | 15 | 102.3891 | 1.46 | 97 | 15.0515 | 102.7409 | 1.43 | 95 | 15.0526 | 102.7483 | 0.83 | 56 | 14.8214 | 101.1702
8746 | 8746 | 2019-12-31 10:00 | 0.32 | 2.61 | 173 | 15.0867 | 102.9809 | 2.63 | 174 | 15.1149 | 103.1737 | 2.63 | 174 | 15.1149 | 103.1737 | 1.46 | 99 | 14.7475 | 100.6654
8747 | 8747 | 2019-12-31 11:00 | 0.95 | 3.36 | 223 | 15.0673 | 102.8482 | 3.37 | 224 | 15.0446 | 102.6938 | 3.39 | 225 | 15.0667 | 102.8441 | 2.53 | 170 | 14.8824 | 101.586
8748 | 8748 | 2019-12-31 12:00 | 1.59 | 3.29 | 219 | 15.0228 | 102.5449 | 3.3 | 220 | 15 | 102.3891 | 3.33 | 222 | 15 | 102.3891 | 2.57 | 173 | 14.8555 | 101.4027
8749 | 8749 | 2019-12-31 13:00 | 1.92 | 2.56 | 171 | 14.9708 | 102.1895 | 2.58 | 172 | 15 | 102.3891 | 2.58 | 172 | 15 | 102.3891 | 1.54 | 105 | 14.6667 | 100.1138
8750 | 8750 | 2019-12-31 14:00 | 2.24 | 1.38 | 93 | 14.8387 | 101.2881 | 1.4 | 94 | 14.8936 | 101.6629 | 1.37 | 92 | 14.8913 | 101.6471 | 0.73 | 50 | 14.6 | 99.6587
8751 | 8751 | 2019-12-31 15:00 | 2.57 | 0 | 0 | 0 | 0 | 0 | 0 | 0 | 0 | 0 | 0 | 0 | 0 | 0 | 0 | 0 | 0
8752 | 8752 | 2019-12-31 16:00 | 1.04 | 0 | 0 | 0 | 0 | 0 | 0 | 0 | 0 | 0 | 0 | 0 | 0 | 0 | 0 | 0 | 0
8753 | 8753 | 2019-12-31 17:00 | -0.48 | 0 | 0 | 0 | 0 | 0 | 0 | 0 | 0 | 0 | 0 | 0 | 0 | 0 | 0 | 0 | 0
8754 | 8754 | 2019-12-31 18:00 | -2.01 | 0 | 0 | 0 | 0 | 0 | 0 | 0 | 0 | 0 | 0 | 0 | 0 | 0 | 0 | 0 | 0
8755 | 8755 | 2019-12-31 19:00 | -2.2 | 0 | 0 | 0 | 0 | 0 | 0 | 0 | 0 | 0 | 0 | 0 | 0 | 0 | 0 | 0 | 0
8756 | 8756 | 2019-12-31 20:00 | -2.4 | 0 | 0 | 0 | 0 | 0 | 0 | 0 | 0 | 0 | 0 | 0 | 0 | 0 | 0 | 0 | 0
8757 | 8757 | 2019-12-31 21:00 | -2.59 | 0 | 0 | 0 | 0 | 0 | 0 | 0 | 0 | 0 | 0 | 0 | 0 | 0 | 0 | 0 | 0
8758 | 8758 | 2019-12-31 22:00 | -2.55 | 0 | 0 | 0 | 0 | 0 | 0 | 0 | 0 | 0 | 0 | 0 | 0 | 0 | 0 | 0 | 0
8759 | 8759 | 2019-12-31 23:00 | -2.52 | 0 | 0 | 0 | 0 | 0 | 0 | 0 | 0 | 0 | 0 | 0 | 0 | 0 | 0 | 0 | 0
Total |  |  | 95276.66 | 13201.95 | 949665 | 13.9017 | 94.8921 | 65652.08 | 3955080 | 16.5994 | 113.3067 | 13387.23 | 962452 | 13.9095 | 94.9454 | 11321.18 | 819852 | 13.8088 | 94.2581
https://files.sma.de/downloads/Perfratio-TI-en-11.pdf

## IAM Graph
Optical losses | 7% | 7% | 0% | 8.5% | 8.5% | 8.5%
Angle | Unglazed SDP | Paxosmodule 1 | Paxosmodule 2 | Alberino T | Midhaze | Alberino P
0 | 5068 | 4898 | 5072 | 4640 | 6622 | 4714
30 | 8471 | 7581 | 7849 | 6795 | 9036 | 6551
60 | 14681 | 13309 | 13780 | 12196 | 14580 | 11836
90 | 22156 | 20503 | 21228 | 19112 | 21564 | 18655
120 | 29580 | 27684 | 28664 | 26119 | 28340 | 25544
150 | 34954 | 32820 | 33982 | 31040 | 33177 | 30522
180 | 37056 | 34707 | 35935 | 32713 | 34972 | 32236
210 | 34980 | 32840 | 34002 | 31032 | 33172 | 30528
240 | 29597 | 27690 | 28671 | 26097 | 28345 | 25546
270 | 22170 | 20508 | 21234 | 19102 | 21562 | 18658
300 | 14681 | 13316 | 13787 | 12193 | 14583 | 11838
330 | 8471 | 7584 | 7853 | 6796 | 9037 | 6552
360 | 5068 | 4898 | 5072 | 4640 | 6622 | 4714

## Comparison
| 236.0091 | 241.117 | 14.76 | 19.992 | 20.184 | 20.48
Name | Hanwha HSL60P6-PA-4-250T [2013] | Trina TSM-240PA05 [2013] | SDP | BP Solar SX320 [2007 (E)] | Kyocera Solar KS20 [2008 (E)] | Photowatt PWX200 [2000 (E)]
Vintage | 2013 | 2013 | 2020 | 2007 (E) | 2008 (E) | 2000 (E)
Area | 1.65 | 1.63 | 0.0034 | 0.213 | 0.072 | 0.266
Material | mc-Si | mc-Si | mc-Si | mc-Si | mc-Si | mc-Si
Cells_in_Series | 60 | 60 | 8 | 36 | 36 | 36
Parallel_Strings | 1 | 1 | 2 | 1 | 2 | 1
Isco | 8.5935 | 8.8449 | 3.5 | 1.29 | 1.26 | 1.4
Voco | 36.8075 | 36.8926 | 5.3 | 21 | 21.7 | 20.2
Impo | 8.0822 | 8.2955 | 3.28 | 1.19 | 1.16 | 1.28
Vmpo | 29.2011 | 29.066 | 4.5 | 16.8 | 17.4 | 16
Aisc | 0.0004 | 0.0004 | 0.0021 | 0.00065 | 0.0004 | 0.00062
Aimp | -0.0003 | -0.0003 | -0.0003 | -0.0002 | -0.00014 | 9.7e-05
C0 | 1.0061 | 1.0116 | 1 | 0.989 | 1.006 | 0.994
C1 | -0.0061 | -0.0116 | 0 | 0.011 | -0.006 | 0.006
Bvoco | -0.1263 | -0.137 | -0.0159 | -0.08 | -0.0821 | -0.0785
Mbvoc | 0 | 0 | 0 | 0 | 0 | 0
Bvmpo | -0.1314 | -0.1441 | -0.01608 | -0.082 | -0.084 | -0.0791
Mbvmp | 0 | 0 | 0 | 0 | 0 | 0
N | 1.0686 | 1.2073 | 1 | 1.32 | 1.37 | 1.27
C2 | -0.2585 | -0.07993 | 0.91285 | -0.117 | -0.117 | -0.1593
C3 | -9.8591 | -7.2762 | 0.058221 | -11.082 | -11.082 | -12.3925
A0 | 0.9428 | 0.9645 | 0.9645 | 0.9415 | 0.92194 | 0.924
A1 | 0.0536 | 0.02753 | 0.02753 | 0.052728 | 0.070892 | 0.06971
A2 | -0.01281 | -0.002848 | -0.002848 | -0.0095876 | -0.014272 | -0.01455
A3 | 0.001826 | -0.0001439 | -0.0001439 | 0.00067629 | 0.0011709 | 0.001221
A4 | -0.0001048 | 2.219e-05 | 2.219e-05 | -1.8111e-05 | -3.3705e-05 | -3.566e-05
B0 | 1 | 1 | 1.003 | 1 | 1 | `
B1 | -0.007861 | -0.00261 | -0.0027 | -0.002438 | -0.002438 | -0.002438
B2 | 0.0009058 | 0.0003279 | 0.0003 | 0.0003103 | 0.0003103 | 0.0003103
B3 | -3.496e-05 | -1.458e-05 | -1e-05 | -1.246e-05 | -1.246e-05 | -1.246e-05
B4 | 5.473e-07 | 2.654e-07 | 2e-07 | 2.11e-07 | 2.11e-07 | 2.11e-07
B5 | -3.058e-09 | -1.732e-09 | -2e-09 | -1.36e-09 | -1.36e-09 | -1.36e-09
DTC | 2.55 | 3.03 | 3 | 3 | 3 | 3
FD | 1 | 1 | 1 | 1 | 1 | 1
A | -3.5578 | -3.5924 | -3.47 | -3.537 | -3.56 | -3.47
B | -0.1766 | -0.1319 | -0.0594 | -0.0721 | -0.075 | -0.0594
C4 | 0 | 0 | 1 | 0.9866 | 0.9866 | 0.99
C5 | 0 | 0 | 0 | 0.0134 | 0.0134 | 0.01
IXO | 0 | 0 | 3.4 | 1.274 | 1.24 | 1.35
IXXO | 0 | 0 | 2.06 | 0.833 | 0.83 | 0.95
C6 | 0 | 0 | 1 | 1.1183 | 1.1183 | 1.133
C7 | 0 | 0 | 0 | -0.1183 | -0.1183 | -0.133
0 | Source: CFV Solar Test Lab. Tested 2013. Module 13022-05 | Source: CFV Solar Test Lab. Tested 2013. Module 13022-04 |  | Source: Sandia National Laboratories Updated 9/25/2012 Module Database | Source: Sandia National Laboratories Updated 9/25/2012 Module Database | Source: Sandia National Laboratories Updated 9/25/2012 Module Database
|  | P Dc Wh | 37056 | 36849 | 37506 | 37970

## Key (3)
| Name | SDP evaluated data | Reference | [6 empty] | Old module data
" | Vintage | 2020 |  |  | "Vintage" | "2020" | Key | Description |  | 2009
" | Area | 0.15514 | Solarcell Datasheet |  | "Area" | "0.155142" | A0-A4 | The airmass coefficients used in calculating effective irradiance |  | 1.701 | msq
" | Material | mc-Si | Solarcell Datasheet |  | "Material" | "mc-Si" | B0-B5 | The angle of incidence coefficients used in calculating effective irradiance |  | c-Si
" | Cells_in_Series | 8 |  |  | "Cells_in_Series" | "8" | C0-C7 | The empirically determined coefficients relating Imp, Vmp, Ix, and Ixx to effective irradiance |  | 96
" | Parallel_Strings | 2 |  |  | "Parallel_Strings" | "2" | Isco | Short circuit current at reference condition (amps) |  | 1
" | Isco | 3.5 | Solarcell Datasheet and 7% Optical losses |  | "Isco" | "3.5" | Impo | Maximum power current at reference condition (amps) |  | 5.0911
" | Voco | 5.3 | Solarcell Datasheet |  | "Voco" | "5.3" | Aisc | Short circuit current temperature coefficient at reference condition (1/C) |  | 59.2608
" | Impo | 3.3 | Solarcell Datasheet and 7% Optical losses |  | "Impo" | "3.3" | Aimp | Maximum power current temperature coefficient at reference condition (1/C) |  | 4.5463
" | Vmpo | 4.5 | Solarcell Datasheet |  | "Vmpo" | "4.5" | Bvoco | Open circuit voltage temperature coefficient at reference condition (V/C) |  | 48.3156
" | Aisc | 0.0021 | Solarcell Datasheet 0.060 %/℃ |  | "Aisc" | "0.0021" | Mbvoc | Coefficient providing the irradiance dependence for the BetaVoc temperature coefficient at reference irradiance (V/C) |  | 0.000397
" | Aimp | -0.0003 |  |  | "Aimp" | "-0.0003" | Bvmpo | Maximum power voltage temperature coefficient at reference condition |  | 0.000181
" | Bvoco | -0.0159 | Solarcell Datasheet -0.300 %/℃ |  | "Bvoco" | "-0.0159" | Mbvmp | Coefficient providing the irradiance dependence for the BetaVmp temperature coefficient at reference irradiance (V/C) |  | -0.21696
" | Mbvoc | 0 | Assumed, typical |  | "Mbvoc" | "0" | N | Empirically determined “diode factor” (dimensionless) |  | 0
" | Bvmpo | -0.01608 |  |  | "Bvmpo" | "-0.01608" | Cells_in_Series | Number of cells in series in a module’s cell string(s) |  | -0.23549
" | Mbvmp | 0 | Assumed, typical |  | "Mbvmp" | "0" | IXO | Ix at reference conditions |  | 0
" | N | 1 | Assumed, typical |  | "N" | "1" | IXXO | Ixx at reference conditions |  | 1.4032
" | IXO | 3.4 | Solarcell Datasheet and 7% Optical losses |  | "IXO" | "3.4" | FD | Fraction of diffuse irradiance used by module |  | 4.976
" | IXXO | 2.06 | Solarcell Datasheet and 7% Optical losses |  | "IXXO" | "2.06" |  |  |  | 3.188
" | A0 | 0.9645 | Assumed from Trina TSM-240PA05 [2013] |  | "A0" | "0.9645" |  |  |  | 0.92839
" | A1 | 0.02753 | Assumed from Trina TSM-240PA05 [2013] |  | "A1" | "0.02753" |  | "Vintage", "Area", "Material", "Cells_in_Series", "Parallel_Strings", "Isco", "Voco", "Impo", "Vmpo", "Aisc", "Aimp", "Bvoco", "Mbvoc", "Bvmpo", "Mbvmp", "N", "IXO", "IXXO", "A0", "A1", "A2", "A3", "A4", "B0", "B1", "B2", "B3", "B4", "B5", "DTC", "FD", "A", "B", "C0", "C1", "C2", "C3", "C4", "C5", "C6", "C7" |  | 0.068093
" | A2 | -0.002848 | Assumed from Trina TSM-240PA05 [2013] |  | "A2" | "-0.002848" |  | 2020, 0.155142, mc-Si, 8, 2, 3.5, 5.3, 3.3, 4.5, 0.0021, -0.0003, -0.0159, 0, -0.01608, 0, 1, 3.4, 2.06, 0.9645, 0.02753, -0.002848, -0.0001439, 0.00002219, 0, 0, 0, 0, 0, 0, 3, 1, -3.47, -0.0594, 0, 0, 0.0119031847013746, 0.323401071679928, 1, 0, 1, 0 |  | -0.015774
" | A3 | -0.0001439 | Assumed from Trina TSM-240PA05 [2013] |  | "A3" | "-0.0001439" |  |  |  | 0.0016606
" | A4 | 2.219e-05 | Assumed from Trina TSM-240PA05 [2013] |  | "A4" | "0.00002219" |  | "Vintage": 2020 |  | -6.93e-05
" | B0 | 0 |  |  | "B0" | "0" |  | "Area": 0.155142 |  | 1
" | B1 | 0 |  |  | "B1" | "0" |  | "Material": mc-Si |  | -0.002438
" | B2 | 0 |  | 14.85 | "B2" | "0" |  | "Cells_in_Series": 8 |  | 0.0003103
" | B3 | 0 |  |  | "B3" | "0" |  | "Parallel_Strings": 2 |  | -1.246e-05
" | B4 | 0 |  |  | "B4" | "0" |  | "Isco": 3.5 |  | 2.11e-07
" | B5 | 0 |  |  | "B5" | "0" |  | "Voco": 5.3 |  | -1.36e-09
" | DTC | 3 | Glass Cell Glass and open rack, value from sandia |  | "DTC" | "3" |  | "Impo": 3.3 | "Vintage": 2020, "Area": 0.155142, "Material": mc-Si, "Cells_in_Series": 8, "Parallel_Strings": 2, "Isco": 3.5, "Voco": 5.3, "Impo": 3.3, "Vmpo": 4.5, "Aisc": 0.0021, "Aimp": -0.0003, "Bvoco": -0.0159, "Mbvoc": 0, "Bvmpo": -0.01608, "Mbvmp": 0, "N": 1, "IXO": 3.4, "IXXO": 2.06, "A0": 0.9645, "A1": 0.02753, "A2": -0.002848, "A3": -0.0001439, "A4": 0.00002219, "B0": 0, "B1": 0, "B2": 0, "B3": 0, "B4": 0, "B5": 0, "DTC": 3, "FD": 1, "A": -3.47, "B": -0.0594, "C0": 0, "C1": 0, "C2": 0.0119031847013746, "C3": 0.323401071679928, "C4": 1, "C5": 0, "C6": 1, "C7": 0 | 3
" | FD | 1 | Assumed 1 for flatplate modules, typical |  | "FD" | "1" |  | "Vmpo": 4.5 |  | 1
" | A | -3.47 | Glass Cell Glass and open rack, value from sandia |  | "A" | "-3.47" |  | "Aisc": 0.0021 |  | -3.4064
" | B | -0.0594 | Glass Cell Glass and open rack, value from sandia |  | "B" | "-0.0594" |  | "Aimp": -0.0003 |  | -0.084208
" | C0 | 0 |  |  | "C0" | "0" |  | "Bvoco": -0.0159 |  | 1.0128
" | C1 | 0 |  |  | "C1" | "0" |  | "Mbvoc": 0 |  | -0.01284
" | C2 | 0.011903 |  |  | "C2" | "0.0119031847013746" |  | "Bvmpo": -0.01608 |  | 0.27932
" | C3 | 0.3234 |  |  | "C3" | "0.323401071679928" |  | "Mbvmp": 0 |  | -7.2446
" | C4 | 1 | Will follow same trend as of C0 and C1 since data used is same table of solarcell datasheet |  | "C4" | "1" |  | "N": 1 |  | 0.99645
" | C5 | 0 | Will follow same trend as of C0 and C1 since data used is same table of solarcell datasheet |  | "C5" | "0" |  | "IXO": 3.4 |  | 0.003554
" | C6 | 1 | Will follow same trend as of C0 and C1 since data used is same table of solarcell datasheet |  | "C6" | "1" |  | "IXXO": 2.06 |  | 1.1554
" | C7 | 0 | Will follow same trend as of C0 and C1 since data used is same table of solarcell datasheet |  | "C7" | "0" |  | "A0": 0.9645 |  | -0.15535
"A1": 0.02753
"A2": -0.002848
"A3": -0.0001439
"A4": 0.00002219
"B0": 0
"B1": 0
"B2": 0
"B3": 0
"B4": 0
"B5": 0
"DTC": 3
"FD": 1
"A": -3.47
"B": -0.0594
"C0": 0
"C1": 0
"C2": 0.0119031847013746
"C3": 0.323401071679928
"C4": 1
"C5": 0
"C6": 1
"C7": 0

## Key (2)
| Name | SDP evaluated data | Reference | [6 empty] | Old module data
" | Vintage | 2020 |  |  | "Vintage" | "2020" | Key | Description |  | 2009
" | Area | 0.39313 | Solarcell Datasheet |  | "Area" | "0.393129" | A0-A4 | The airmass coefficients used in calculating effective irradiance |  | 1.701 | msq
" | Material | mc-Si | Solarcell Datasheet |  | "Material" | "mc-Si" | B0-B5 | The angle of incidence coefficients used in calculating effective irradiance |  | c-Si
" | Cells_in_Series | 8 |  |  | "Cells_in_Series" | "8" | C0-C7 | The empirically determined coefficients relating Imp, Vmp, Ix, and Ixx to effective irradiance |  | 96
" | Parallel_Strings | 2 |  |  | "Parallel_Strings" | "2" | Isco | Short circuit current at reference condition (amps) |  | 1
" | Isco | 4.65 | Solarcell Datasheet and 7% Optical losses |  | "Isco" | "4.65" | Impo | Maximum power current at reference condition (amps) |  | 5.0911
" | Voco | 5.36 | Solarcell Datasheet |  | "Voco" | "5.36" | Aisc | Short circuit current temperature coefficient at reference condition (1/C) |  | 59.2608
" | Impo | 4.4138 | Solarcell Datasheet and 7% Optical losses |  | "Impo" | "4.41378" | Aimp | Maximum power current temperature coefficient at reference condition (1/C) |  | 4.5463
" | Vmpo | 4.568 | Solarcell Datasheet |  | "Vmpo" | "4.568" | Bvoco | Open circuit voltage temperature coefficient at reference condition (V/C) |  | 48.3156
" | Aisc | 0.00279 | Solarcell Datasheet 0.060 %/℃ |  | "Aisc" | "0.00279" | Mbvoc | Coefficient providing the irradiance dependence for the BetaVoc temperature coefficient at reference irradiance (V/C) |  | 0.000397
" | Aimp | -0.0003 |  |  | "Aimp" | "-0.0003" | Bvmpo | Maximum power voltage temperature coefficient at reference condition |  | 0.000181
" | Bvoco | -0.01608 | Solarcell Datasheet -0.300 %/℃ |  | "Bvoco" | "-0.01608" | Mbvmp | Coefficient providing the irradiance dependence for the BetaVmp temperature coefficient at reference irradiance (V/C) |  | -0.21696
" | Mbvoc | 0 | Assumed, typical |  | "Mbvoc" | "0" | N | Empirically determined “diode factor” (dimensionless) |  | 0
" | Bvmpo | -0.01608 |  |  | "Bvmpo" | "-0.01608" | Cells_in_Series | Number of cells in series in a module’s cell string(s) |  | -0.23549
" | Mbvmp | 0 | Assumed, typical |  | "Mbvmp" | "0" | IXO | Ix at reference conditions |  | 0
" | N | 1 | Assumed, typical |  | "N" | "1" | IXXO | Ixx at reference conditions |  | 1.4032
" | IXO | 4.4873 | Solarcell Datasheet and 7% Optical losses |  | "IXO" | "4.48725" | FD | Fraction of diffuse irradiance used by module |  | 4.976
" | IXXO | 2.5575 | Solarcell Datasheet and 7% Optical losses |  | "IXXO" | "2.5575" |  |  |  | 3.188
" | A0 | 0.9645 | Assumed from Trina TSM-240PA05 [2013] |  | "A0" | "0.9645" |  |  |  | 0.92839
" | A1 | 0.02753 | Assumed from Trina TSM-240PA05 [2013] |  | "A1" | "0.02753" |  | "Vintage", "Area", "Material", "Cells_in_Series", "Parallel_Strings", "Isco", "Voco", "Impo", "Vmpo", "Aisc", "Aimp", "Bvoco", "Mbvoc", "Bvmpo", "Mbvmp", "N", "IXO", "IXXO", "A0", "A1", "A2", "A3", "A4", "B0", "B1", "B2", "B3", "B4", "B5", "DTC", "FD", "A", "B", "C0", "C1", "C2", "C3", "C4", "C5", "C6", "C7" |  | 0.068093
" | A2 | -0.002848 | Assumed from Trina TSM-240PA05 [2013] |  | "A2" | "-0.002848" |  | 2020, 0.393129, mc-Si, 8, 2, 4.65, 5.36, 4.41378, 4.568, 0.00279, -0.0003, -0.01608, 0, -0.01608, 0, 1, 4.48725, 2.5575, 0.9645, 0.02753, -0.002848, -0.0001439, 0.00002219, 1.003, -0.0027, 0.0003, -0.00001, 0.0000002, -0.000000002, 3, 1, -3.47, -0.0594, 1, 0, 0.912848952156834, 0.0582212364987667, 1, 0, 1, 0 |  | -0.015774
" | A3 | -0.0001439 | Assumed from Trina TSM-240PA05 [2013] |  | "A3" | "-0.0001439" |  |  |  | 0.0016606
" | A4 | 2.219e-05 | Assumed from Trina TSM-240PA05 [2013] |  | "A4" | "0.00002219" |  | "Vintage": 2020 |  | -6.93e-05
" | B0 | 1.003 |  |  | "B0" | "1.003" |  | "Area": 0.393129 |  | 1
" | B1 | -0.0027 |  |  | "B1" | "-0.0027" |  | "Material": mc-Si |  | -0.002438
" | B2 | 0.0003 |  | 20.1621 | "B2" | "0.0003" |  | "Cells_in_Series": 8 |  | 0.0003103
" | B3 | -1e-05 |  |  | "B3" | "-0.00001" |  | "Parallel_Strings": 2 |  | -1.246e-05
" | B4 | 2e-07 |  |  | "B4" | "0.0000002" |  | "Isco": 4.65 |  | 2.11e-07
" | B5 | -2e-09 |  |  | "B5" | "-0.000000002" |  | "Voco": 5.36 |  | -1.36e-09
" | DTC | 3 | Glass Cell Glass and open rack, value from sandia |  | "DTC" | "3" |  | "Impo": 4.41378 | "Vintage": 2020, "Area": 0.393129, "Material": mc-Si, "Cells_in_Series": 8, "Parallel_Strings": 2, "Isco": 4.65, "Voco": 5.36, "Impo": 4.41378, "Vmpo": 4.568, "Aisc": 0.00279, "Aimp": -0.0003, "Bvoco": -0.01608, "Mbvoc": 0, "Bvmpo": -0.01608, "Mbvmp": 0, "N": 1, "IXO": 4.48725, "IXXO": 2.5575, "A0": 0.9645, "A1": 0.02753, "A2": -0.002848, "A3": -0.0001439, "A4": 0.00002219, "B0": 1.003, "B1": -0.0027, "B2": 0.0003, "B3": -0.00001, "B4": 0.0000002, "B5": -0.000000002, "DTC": 3, "FD": 1, "A": -3.47, "B": -0.0594, "C0": 1, "C1": 0, "C2": 0.912848952156834, "C3": 0.0582212364987667, "C4": 1, "C5": 0, "C6": 1, "C7": 0 | 3
" | FD | 1 | Assumed 1 for flatplate modules, typical |  | "FD" | "1" |  | "Vmpo": 4.568 |  | 1
" | A | -3.47 | Glass Cell Glass and open rack, value from sandia |  | "A" | "-3.47" |  | "Aisc": 0.00279 |  | -3.4064
" | B | -0.0594 | Glass Cell Glass and open rack, value from sandia |  | "B" | "-0.0594" |  | "Aimp": -0.0003 |  | -0.084208
" | C0 | 1 |  |  | "C0" | "1" |  | "Bvoco": -0.01608 |  | 1.0128
" | C1 | 0 |  |  | "C1" | "0" |  | "Mbvoc": 0 |  | -0.01284
" | C2 | 0.91285 |  |  | "C2" | "0.912848952156834" |  | "Bvmpo": -0.01608 |  | 0.27932
" | C3 | 0.058221 |  |  | "C3" | "0.0582212364987667" |  | "Mbvmp": 0 |  | -7.2446
" | C4 | 1 | Will follow same trend as of C0 and C1 since data used is same table of solarcell datasheet |  | "C4" | "1" |  | "N": 1 |  | 0.99645
" | C5 | 0 | Will follow same trend as of C0 and C1 since data used is same table of solarcell datasheet |  | "C5" | "0" |  | "IXO": 4.48725 |  | 0.003554
" | C6 | 1 | Will follow same trend as of C0 and C1 since data used is same table of solarcell datasheet |  | "C6" | "1" |  | "IXXO": 2.5575 |  | 1.1554
" | C7 | 0 | Will follow same trend as of C0 and C1 since data used is same table of solarcell datasheet |  | "C7" | "0" |  | "A0": 0.9645 |  | -0.15535
"A1": 0.02753
"A2": -0.002848
"A3": -0.0001439
"A4": 0.00002219
"B0": 1.003
"B1": -0.0027
"B2": 0.0003
"B3": -0.00001
"B4": 0.0000002
"B5": -0.000000002
"DTC": 3
"FD": 1
"A": -3.47
"B": -0.0594
"C0": 1
"C1": 0
"C2": 0.912848952156834
"C3": 0.0582212364987667
"C4": 1
"C5": 0
"C6": 1
"C7": 0

## B0-B5 (2) (hidden)
AOI[°] | IAM | Cosine | multiplication
0 | 1 | 1 | 1
5 | 0.99993 | 0.99619 | 0.99613
10 | 0.99973 | 0.98481 | 0.98454
15 | 0.99935 | 0.96593 | 0.9653
20 | 0.99875 | 0.93969 | 0.93852
25 | 0.99785 | 0.90631 | 0.90436 | y = -2E-09x5 + 2E-07x4 - 1E-05x3 + 0.0003x2 - 0.0027x + 1.003
30 | 0.9965 | 0.86603 | 0.86299 |  | Actual values | Comparision values
35 | 0.99447 | 0.81915 | 0.81462 | B5 | -2e-09 | -1.3593e-09
40 | 0.99139 | 0.76604 | 0.75945 | B4 | 2e-07 | 2.1122e-07
45 | 0.98664 | 0.70711 | 0.69766 | B3 | -1e-05 | -1.2458e-05
50 | 0.97923 | 0.64279 | 0.62943 | B2 | 0.0003 | 0.00031032
55 | 0.96744 | 0.57358 | 0.5549 | B1 | -0.0027 | -0.0024377
60 | 0.94844 | 0.5 | 0.47422 | B0 | 1.003 | 1
65 | 0.91739 | 0.42262 | 0.38771
70 | 0.86613 | 0.34202 | 0.29623
75 | 0.78082 | 0.25882 | 0.20209
80 | 0.63816 | 0.17365 | 0.11081 | Remark
85 | 0.39924 | 0.087156 | 0.034796 | The “generic” polynomial used for the majority of typical glass-surface modules is given below. f 2 (AOI) = 1-2.4377E-3(AOI)+3.1032E-4(AOI)2 -1.2458E-5(AOI)3 +2.1122E-7(AOI)4 - 1.3593E-9(AOI)5 Values look comparable
0 | 1
-5 | 0.99993
-10 | 0.99973
-15 | 0.99935
-20 | 0.99875
-25 | 0.99785
-30 | 0.9965
-35 | 0.99447
-40 | 0.99139
-45 | 0.98664
-50 | 0.97923
-55 | 0.96744
-60 | 0.94844
-65 | 0.91739
-70 | 0.86613
-75 | 0.78082
-80 | 0.63816
-85 | 0.39924
-90