## Sheet1
| Index | Time | Tamb [°C] | Tmcooling [°C] | Tm [°C] | T heatflux [°C] | Power-DC [W] | Power-AC [W] | Effective Irradiance [W/m^2] | Elec. Efficency [%] | ideal elec. energy yield [Wh] | Performance Ratio [-] | Performance Ratio STC[-] | Performance Ratio eq [-] | spez. elec. energy yield [kWh/kWp] | Autarky rate [%] | HP_COP [-] | HP_Thermal[Wh] | E_sdp_eff | P_fan | M_out | HeatFlux_[kW/m^2] | Thermal Efficency | status | Elec_demand_met | Heat_demand_met
0 | 0 | 2012-01-01 | 10.78 | 10.78 | 10.78 | 10.78 | 0 | 0 | 0 | 0 | 0 | 0 | 0 | 0 | 0 | 0 | 0 | 0 | 0 | 0 | 0 | 0 | 0 | System Off | 0 | 0
1 | 1 | 2012-01-01 01:00 | 10.73 | 10.73 | 10.73 | 10.73 | 0 | 0 | 0 | 0 | 0 | 0 | 0 | 0 | 0 | 0 | 0 | 0 | 0 | 0 | 0 | 0 | 0 | System Off | 0 | 0
2 | 2 | 2012-01-01 02:00 | 10.68 | 10.68 | 10.68 | 10.68 | 0 | 0 | 0 | 0 | 0 | 0 | 0 | 0 | 0 | 0 | 0 | 0 | 0 | 0 | 0 | 0 | 0 | System Off | 0 | 0
3 | 3 | 2012-01-01 03:00 | 10.63 | 10.63 | 10.63 | 10.63 | 0 | 0 | 0 | 0 | 0 | 0 | 0 | 0 | 0 | 0 | 0 | 0 | 0 | 0 | 0 | 0 | 0 | System Off | 0 | 0
4 | 4 | 2012-01-01 04:00 | 10.7 | 10.7 | 10.7 | 10.7 | 0 | 0 | 0 | 0 | 0 | 0 | 0 | 0 | 0 | 0 | 0 | 0 | 0 | 0 | 0 | 0 | 0 | System Off | 0 | 0
5 | 5 | 2012-01-01 05:00 | 10.76 | 10.76 | 10.76 | 10.76 | 0 | 0 | 0 | 0 | 0 | 0 | 0 | 0 | 0 | 0 | 0 | 0 | 0 | 0 | 0 | 0 | 0 | System Off | 0 | 0
6 | 6 | 2012-01-01 06:00 | 10.83 | 10.83 | 10.83 | 10.83 | 0 | 0 | 0 | 0 | 0 | 0 | 0 | 0 | 0 | 0 | 0 | 0 | 0 | 0 | 0 | 0 | 0 | System Off | 0 | 0
7 | 7 | 2012-01-01 07:00 | 11.09 | 11.09 | 11.09 | 11.09 | 0 | 0 | 0 | 0 | 0 | 0 | 0 | 0 | 0 | 0 | 0 | 0 | 0 | 0 | 0 | 0 | 0 | System Off | 0 | 0
8 | 8 | 2012-01-01 08:00 | 11.35 | 12.01 | 12.01 | 11.35 | 44.17 | 8.12 | 16 | 14.38 | 48.83 | 0 | 0.17 | 0.16 | 0 | 7.13 | 0 | 0 | 12.58 | 0.17934 | 0.056448 | 0.002 | 12.5 | System Off | 0 | 0
9 | 9 | 2012-01-01 09:00 | 11.62 | 14.17 | 14.17 | 11.62 | 186.77 | 148.21 | 67 | 14.52 | 194.45 | 0.74 | 0.76 | 0.75 | 0.05 | 110.22 | 0 | 0 | 52.55 | 0.18232 | 0.056448 | 0.007 | 10.45 | System Off | 1 | 0
10 | 10 | 2012-01-01 10:00 | 11.87 | 14.93 | 14.93 | 11.87 | 221.19 | 182 | 79 | 14.58 | 228.8 | 0.88 | 0.8 | 0.78 | 0.07 | 124.59 | 0 | 0 | 61.91 | 0.18327 | 0.056448 | 0.008 | 10.13 | System Off | 1 | 0
11 | 11 | 2012-01-01 11:00 | 12.12 | 15.74 | 15.74 | 12.12 | 257.94 | 218.09 | 92 | 14.6 | 265.28 | 0.86 | 0.82 | 0.8 | 0.08 | 137.42 | 0 | 0 | 72.07 | 0.18429 | 0.056448 | 0.009 | 9.78 | System Off | 1 | 0
12 | 12 | 2012-01-01 12:00 | 12.38 | 16.62 | 16.62 | 12.38 | 298.69 | 258.08 | 107 | 14.54 | 305.52 | 0.84 | 0.84 | 0.83 | 0.09 | 153.62 | 0 | 0 | 83.87 | 0.18543 | 0.056448 | 0.011 | 10.28 | System Off | 1 | 0
13 | 13 | 2012-01-01 13:00 | 12.38 | 13.09 | 13.09 | 12.38 | 46.54 | 10.45 | 17 | 14.26 | 51.39 | 0 | 0.2 | 0.2 | 0 | 6.69 | 0 | 0 | 13.38 | 0.18082 | 0.056448 | 0.002 | 11.76 | System Off | 0 | 0
14 | 14 | 2012-01-01 14:00 | 12.39 | 14.07 | 14.07 | 12.39 | 114.1 | 76.83 | 42 | 14.15 | 121.26 | 0.71 | 0.63 | 0.62 | 0.03 | 56.92 | 0 | 0 | 33.1 | 0.18212 | 0.056448 | 0.004 | 9.52 | System Off | 0 | 0
15 | 15 | 2012-01-01 15:00 | 12.39 | 12.39 | 12.39 | 12.39 | 0 | 0 | 0 | 0 | 0 | 0 | 0 | 0 | 0 | 0 | 0 | 0 | 0 | 0 | 0 | 0 | 0 | System Off | 0 | 0
16 | 16 | 2012-01-01 16:00 | 12.31 | 12.31 | 12.31 | 12.31 | 0 | 0 | 0 | 0 | 0 | 0 | 0 | 0 | 0 | 0 | 0 | 0 | 0 | 0 | 0 | 0 | 0 | System Off | 0 | 0
17 | 17 | 2012-01-01 17:00 | 12.23 | 12.23 | 12.23 | 12.23 | 0 | 0 | 0 | 0 | 0 | 0 | 0 | 0 | 0 | 0 | 0 | 0 | 0 | 0 | 0 | 0 | 0 | System Off | 0 | 0
18 | 18 | 2012-01-01 18:00 | 12.15 | 12.15 | 12.15 | 12.15 | 0 | 0 | 0 | 0 | 0 | 0 | 0 | 0 | 0 | 0 | 0 | 0 | 0 | 0 | 0 | 0 | 0 | System Off | 0 | 0
19 | 19 | 2012-01-01 19:00 | 12.19 | 12.19 | 12.19 | 12.19 | 0 | 0 | 0 | 0 | 0 | 0 | 0 | 0 | 0 | 0 | 0 | 0 | 0 | 0 | 0 | 0 | 0 | System Off | 0 | 0
20 | 20 | 2012-01-01 20:00 | 12.23 | 12.23 | 12.23 | 12.23 | 0 | 0 | 0 | 0 | 0 | 0 | 0 | 0 | 0 | 0 | 0 | 0 | 0 | 0 | 0 | 0 | 0 | System Off | 0 | 0
21 | 21 | 2012-01-01 21:00 | 12.27 | 12.27 | 12.27 | 12.27 | 0 | 0 | 0 | 0 | 0 | 0 | 0 | 0 | 0 | 0 | 0 | 0 | 0 | 0 | 0 | 0 | 0 | System Off | 0 | 0
22 | 22 | 2012-01-01 22:00 | 12.18 | 12.18 | 12.18 | 12.18 | 0 | 0 | 0 | 0 | 0 | 0 | 0 | 0 | 0 | 0 | 0 | 0 | 0 | 0 | 0 | 0 | 0 | System Off | 0 | 0
23 | 23 | 2012-01-01 23:00 | 12.1 | 12.1 | 12.1 | 12.1 | 0 | 0 | 0 | 0 | 0 | 0 | 0 | 0 | 0 | 0 | 0 | 0 | 0 | 0 | 0 | 0 | 0 | System Off | 0 | 0
24 | 24 | 2012-01-02 | 12.02 | 12.02 | 12.02 | 12.02 | 0 | 0 | 0 | 0 | 0 | 0 | 0 | 0 | 0 | 0 | 0 | 0 | 0 | 0 | 0 | 0 | 0 | System Off | 0 | 0
25 | 25 | 2012-01-02 01:00 | 11.78 | 11.78 | 11.78 | 11.78 | 0 | 0 | 0 | 0 | 0 | 0 | 0 | 0 | 0 | 0 | 0 | 0 | 0 | 0 | 0 | 0 | 0 | System Off | 0 | 0
26 | 26 | 2012-01-02 02:00 | 11.54 | 11.54 | 11.54 | 11.54 | 0 | 0 | 0 | 0 | 0 | 0 | 0 | 0 | 0 | 0 | 0 | 0 | 0 | 0 | 0 | 0 | 0 | System Off | 0 | 0
27 | 27 | 2012-01-02 03:00 | 11.29 | 11.29 | 11.29 | 11.29 | 0 | 0 | 0 | 0 | 0 | 0 | 0 | 0 | 0 | 0 | 0 | 0 | 0 | 0 | 0 | 0 | 0 | System Off | 0 | 0
28 | 28 | 2012-01-02 04:00 | 11.02 | 11.02 | 11.02 | 11.02 | 0 | 0 | 0 | 0 | 0 | 0 | 0 | 0 | 0 | 0 | 0 | 0 | 0 | 0 | 0 | 0 | 0 | System Off | 0 | 0
29 | 29 | 2012-01-02 05:00 | 10.75 | 10.75 | 10.75 | 10.75 | 0 | 0 | 0 | 0 | 0 | 0 | 0 | 0 | 0 | 0 | 0 | 0 | 0 | 0 | 0 | 0 | 0 | System Off | 0 | 0
30 | 30 | 2012-01-02 06:00 | 10.48 | 10.48 | 10.48 | 10.48 | 0 | 0 | 0 | 0 | 0 | 0 | 0 | 0 | 0 | 0 | 0 | 0 | 0 | 0 | 0 | 0 | 0 | System Off | 0 | 0
31 | 31 | 2012-01-02 07:00 | 10.2 | 10.2 | 10.2 | 10.2 | 0 | 0 | 0 | 0 | 0 | 0 | 0 | 0 | 0 | 0 | 0 | 0 | 0 | 0 | 0 | 0 | 0 | System Off | 0 | 0
32 | 32 | 2012-01-02 08:00 | 9.92 | 10.53 | 10.53 | 9.92 | 35.46 | 0 | 13 | 14.21 | 39.52 | 0 | 0 | 0 | 0 | 0 | 0 | 0 | 10.24 | 0.17722 | 0.056448 | 0.001 | 7.69 | System Off | 0 | 0
33 | 33 | 2012-01-02 09:00 | 9.64 | 11.45 | 11.45 | 9.64 | 108.86 | 71.68 | 39 | 14.54 | 115.7 | 0.75 | 0.62 | 0.61 | 0.03 | 53.31 | 0 | 0 | 30.59 | 0.17815 | 0.056448 | 0.004 | 10.26 | System Off | 0 | 0
34 | 34 | 2012-01-02 10:00 | 9.6 | 12.97 | 12.97 | 9.6 | 218.04 | 178.91 | 77 | 14.75 | 225.44 | 0.77 | 0.79 | 0.78 | 0.06 | 122.47 | 0 | 0 | 60.2 | 0.18001 | 0.056448 | 0.008 | 10.39 | System Off | 1 | 0
35 | 35 | 2012-01-02 11:00 | 9.56 | 12.22 | 12.22 | 9.56 | 179.09 | 140.66 | 64 | 14.57 | 186.57 | 0.78 | 0.75 | 0.74 | 0.05 | 88.63 | 0 | 0 | 50.16 | 0.1793 | 0.056448 | 0.007 | 10.94 | System Off | 1 | 0
36 | 36 | 2012-01-02 12:00 | 9.52 | 13.5 | 13.5 | 9.52 | 284.16 | 243.82 | 100 | 14.8 | 290.82 | 0.89 | 0.84 | 0.82 | 0.09 | 145.13 | 0 | 0 | 78.13 | 0.18105 | 0.056448 | 0.01 | 10 | System Off | 1 | 0
37 | 37 | 2012-01-02 13:00 | 8.89 | 12.21 | 12.21 | 8.89 | 234.23 | 194.8 | 83 | 14.7 | 241.4 | 0.84 | 0.81 | 0.79 | 0.07 | 124.79 | 0 | 0 | 64.94 | 0.17933 | 0.056448 | 0.008 | 9.64 | System Off | 1 | 0
38 | 38 | 2012-01-02 14:00 | 8.26 | 10.16 | 10.16 | 8.26 | 130.54 | 92.98 | 47 | 14.47 | 137.59 | 0.64 | 0.68 | 0.66 | 0.03 | 68.89 | 0 | 0 | 36.89 | 0.17666 | 0.056448 | 0.005 | 10.64 | System Off | 0 | 0
39 | 39 | 2012-01-02 15:00 | 7.63 | 7.65 | 7.65 | 7.63 | 1.07 | 0 | 0 | 0 | 0 | 0 | 0 | 0 | 0 | 0 | 0 | 0 | -0.06 | 0.18118 | 0.056448 | 0 |  | System Off | 0 | 0
40 | 40 | 2012-01-02 16:00 | 7.08 | 7.08 | 7.08 | 7.08 | 0 | 0 | 0 | 0 | 0 | 0 | 0 | 0 | 0 | 0 | 0 | 0 | 0 | 0 | 0 | 0 | 0 | System Off | 0 | 0
41 | 41 | 2012-01-02 17:00 | 6.53 | 6.53 | 6.53 | 6.53 | 0 | 0 | 0 | 0 | 0 | 0 | 0 | 0 | 0 | 0 | 0 | 0 | 0 | 0 | 0 | 0 | 0 | System Off | 0 | 0
42 | 42 | 2012-01-02 18:00 | 5.98 | 5.98 | 5.98 | 5.98 | 0 | 0 | 0 | 0 | 0 | 0 | 0 | 0 | 0 | 0 | 0 | 0 | 0 | 0 | 0 | 0 | 0 | System Off | 0 | 0
43 | 43 | 2012-01-02 19:00 | 5.67 | 5.67 | 5.67 | 5.67 | 0 | 0 | 0 | 0 | 0 | 0 | 0 | 0 | 0 | 0 | 0 | 0 | 0 | 0 | 0 | 0 | 0 | System Off | 0 | 0
44 | 44 | 2012-01-02 20:00 | 5.37 | 5.37 | 5.37 | 5.37 | 0 | 0 | 0 | 0 | 0 | 0 | 0 | 0 | 0 | 0 | 0 | 0 | 0 | 0 | 0 | 0 | 0 | System Off | 0 | 0
45 | 45 | 2012-01-02 21:00 | 5.07 | 5.07 | 5.07 | 5.07 | 0 | 0 | 0 | 0 | 0 | 0 | 0 | 0 | 0 | 0 | 0 | 0 | 0 | 0 | 0 | 0 | 0 | System Off | 0 | 0
46 | 46 | 2012-01-02 22:00 | 5.06 | 5.06 | 5.06 | 5.06 | 0 | 0 | 0 | 0 | 0 | 0 | 0 | 0 | 0 | 0 | 0 | 0 | 0 | 0 | 0 | 0 | 0 | System Off | 0 | 0
47 | 47 | 2012-01-02 23:00 | 5.05 | 5.05 | 5.05 | 5.05 | 0 | 0 | 0 | 0 | 0 | 0 | 0 | 0 | 0 | 0 | 0 | 0 | 0 | 0 | 0 | 0 | 0 | System Off | 0 | 0
48 | 48 | 2012-01-03 | 5.04 | 5.04 | 5.04 | 5.04 | 0 | 0 | 0 | 0 | 0 | 0 | 0 | 0 | 0 | 0 | 0 | 0 | 0 | 0 | 0 | 0 | 0 | System Off | 0 | 0
49 | 49 | 2012-01-03 01:00 | 4.9 | 4.9 | 4.9 | 4.9 | 0 | 0 | 0 | 0 | 0 | 0 | 0 | 0 | 0 | 0 | 0 | 0 | 0 | 0 | 0 | 0 | 0 | System Off | 0 | 0
50 | 50 | 2012-01-03 02:00 | 4.76 | 4.76 | 4.76 | 4.76 | 0 | 0 | 0 | 0 | 0 | 0 | 0 | 0 | 0 | 0 | 0 | 0 | 0 | 0 | 0 | 0 | 0 | System Off | 0 | 0
51 | 51 | 2012-01-03 03:00 | 4.61 | 4.61 | 4.61 | 4.61 | 0 | 0 | 0 | 0 | 0 | 0 | 0 | 0 | 0 | 0 | 0 | 0 | 0 | 0 | 0 | 0 | 0 | System Off | 0 | 0
52 | 52 | 2012-01-03 04:00 | 4.46 | 4.46 | 4.46 | 4.46 | 0 | 0 | 0 | 0 | 0 | 0 | 0 | 0 | 0 | 0 | 0 | 0 | 0 | 0 | 0 | 0 | 0 | System Off | 0 | 0
53 | 53 | 2012-01-03 05:00 | 4.3 | 4.3 | 4.3 | 4.3 | 0 | 0 | 0 | 0 | 0 | 0 | 0 | 0 | 0 | 0 | 0 | 0 | 0 | 0 | 0 | 0 | 0 | System Off | 0 | 0
54 | 54 | 2012-01-03 06:00 | 4.15 | 4.15 | 4.15 | 4.15 | 0 | 0 | 0 | 0 | 0 | 0 | 0 | 0 | 0 | 0 | 0 | 0 | 0 | 0 | 0 | 0 | 0 | System Off | 0 | 0
55 | 55 | 2012-01-03 07:00 | 4.64 | 4.64 | 4.64 | 4.64 | 0 | 0 | 0 | 0 | 0 | 0 | 0 | 0 | 0 | 0 | 0 | 0 | 0 | 0 | 0 | 0 | 0 | System Off | 0 | 0
56 | 56 | 2012-01-03 08:00 | 5.14 | 5.46 | 5.46 | 5.14 | 26.9 | 0 | 10 | 14.01 | 30.18 | 0 | 0 | 0 | 0 | 0 | 0 | 0 | 7.9 | 0.18077 | 0.056448 | 0.001 | 10 | System Off | 0 | 0
57 | 57 | 2012-01-03 09:00 | 5.64 | 6.27 | 6.27 | 5.64 | 57.67 | 21.39 | 21 | 14.3 | 62.69 | 0.47 | 0.34 | 0.33 | 0.01 | 15.9 | 0 | 0 | 16.52 | 0.18204 | 0.056448 | 0.002 | 9.52 | System Off | 0 | 0
58 | 58 | 2012-01-03 10:00 | 6.39 | 7.43 | 7.43 | 6.39 | 96.11 | 59.16 | 34 | 14.72 | 102.39 | 0.58 | 0.58 | 0.57 | 0.02 | 40.5 | 0 | 0 | 26.61 | 0.18378 | 0.056448 | 0.003 | 8.82 | System Off | 0 | 0
59 | 59 | 2012-01-03 11:00 | 7.14 | 8.26 | 8.26 | 7.14 | 103.08 | 66 | 37 | 14.51 | 109.56 | 0.54 | 0.6 | 0.59 | 0.02 | 41.59 | 0 | 0 | 29.04 | 0.18241 | 0.056448 | 0.004 | 10.81 | System Off | 0 | 0
60 | 60 | 2012-01-03 12:00 | 7.9 | 8.77 | 8.77 | 7.9 | 78.59 | 41.94 | 28 | 14.62 | 84.51 | 0.69 | 0.5 | 0.49 | 0.02 | 24.97 | 0 | 0 | 21.94 | 0.18302 | 0.056448 | 0.003 | 10.71 | System Off | 0 | 0
61 | 61 | 2012-01-03 13:00 | 8.47 | 8.92 | 8.92 | 8.47 | 40.41 | 4.42 | 15 | 14.03 | 44.71 | 0 | 0.1 | 0.1 | 0 | 2.83 | 0 | 0 | 11.84 | 0.18315 | 0.056448 | 0.002 | 13.33 | System Off | 0 | 0
62 | 62 | 2012-01-03 14:00 | 9.05 | 9.37 | 9.37 | 9.05 | 28.69 | 0 | 11 | 13.58 | 32.24 | 0 | 0 | 0 | 0 | 0 | 0 | 0 | 8.74 | 0.18377 | 0.056448 | 0.001 | 9.09 | System Off | 0 | 0
63 | 63 | 2012-01-03 15:00 | 9.62 | 9.67 | 9.67 | 9.62 | 4.02 | 0 | 1 | 20.94 | 4.95 | 0 | 0 | 0 | 0 | 0 | 0 | 0 | 0.72 | 0.18404 | 0.056448 | 0 | 0 | System Off | 0 | 0
64 | 64 | 2012-01-03 16:00 | 9.88 | 9.88 | 9.88 | 9.88 | 0 | 0 | 0 | 0 | 0 | 0 | 0 | 0 | 0 | 0 | 0 | 0 | 0 | 0 | 0 | 0 | 0 | System Off | 0 | 0
65 | 65 | 2012-01-03 17:00 | 10.13 | 10.13 | 10.13 | 10.13 | 0 | 0 | 0 | 0 | 0 | 0 | 0 | 0 | 0 | 0 | 0 | 0 | 0 | 0 | 0 | 0 | 0 | System Off | 0 | 0
66 | 66 | 2012-01-03 18:00 | 10.39 | 10.39 | 10.39 | 10.39 | 0 | 0 | 0 | 0 | 0 | 0 | 0 | 0 | 0 | 0 | 0 | 0 | 0 | 0 | 0 | 0 | 0 | System Off | 0 | 0
67 | 67 | 2012-01-03 19:00 | 10.07 | 10.07 | 10.07 | 10.07 | 0 | 0 | 0 | 0 | 0 | 0 | 0 | 0 | 0 | 0 | 0 | 0 | 0 | 0 | 0 | 0 | 0 | System Off | 0 | 0
68 | 68 | 2012-01-03 20:00 | 9.76 | 9.76 | 9.76 | 9.76 | 0 | 0 | 0 | 0 | 0 | 0 | 0 | 0 | 0 | 0 | 0 | 0 | 0 | 0 | 0 | 0 | 0 | System Off | 0 | 0
69 | 69 | 2012-01-03 21:00 | 9.45 | 9.45 | 9.45 | 9.45 | 0 | 0 | 0 | 0 | 0 | 0 | 0 | 0 | 0 | 0 | 0 | 0 | 0 | 0 | 0 | 0 | 0 | System Off | 0 | 0
70 | 70 | 2012-01-03 22:00 | 8.29 | 8.29 | 8.29 | 8.29 | 0 | 0 | 0 | 0 | 0 | 0 | 0 | 0 | 0 | 0 | 0 | 0 | 0 | 0 | 0 | 0 | 0 | System Off | 0 | 0
71 | 71 | 2012-01-03 23:00 | 7.13 | 7.13 | 7.13 | 7.13 | 0 | 0 | 0 | 0 | 0 | 0 | 0 | 0 | 0 | 0 | 0 | 0 | 0 | 0 | 0 | 0 | 0 | System Off | 0 | 0
72 | 72 | 2012-01-04 | 5.98 | 5.98 | 5.98 | 5.98 | 0 | 0 | 0 | 0 | 0 | 0 | 0 | 0 | 0 | 0 | 0 | 0 | 0 | 0 | 0 | 0 | 0 | System Off | 0 | 0
73 | 73 | 2012-01-04 01:00 | 5.92 | 5.92 | 5.92 | 5.92 | 0 | 0 | 0 | 0 | 0 | 0 | 0 | 0 | 0 | 0 | 0 | 0 | 0 | 0 | 0 | 0 | 0 | System Off | 0 | 0
74 | 74 | 2012-01-04 02:00 | 5.86 | 5.86 | 5.86 | 5.86 | 0 | 0 | 0 | 0 | 0 | 0 | 0 | 0 | 0 | 0 | 0 | 0 | 0 | 0 | 0 | 0 | 0 | System Off | 0 | 0
75 | 75 | 2012-01-04 03:00 | 5.8 | 5.8 | 5.8 | 5.8 | 0 | 0 | 0 | 0 | 0 | 0 | 0 | 0 | 0 | 0 | 0 | 0 | 0 | 0 | 0 | 0 | 0 | System Off | 0 | 0
76 | 76 | 2012-01-04 04:00 | 5.52 | 5.52 | 5.52 | 5.52 | 0 | 0 | 0 | 0 | 0 | 0 | 0 | 0 | 0 | 0 | 0 | 0 | 0 | 0 | 0 | 0 | 0 | System Off | 0 | 0
77 | 77 | 2012-01-04 05:00 | 5.24 | 5.24 | 5.24 | 5.24 | 0 | 0 | 0 | 0 | 0 | 0 | 0 | 0 | 0 | 0 | 0 | 0 | 0 | 0 | 0 | 0 | 0 | System Off | 0 | 0
78 | 78 | 2012-01-04 06:00 | 4.97 | 4.97 | 4.97 | 4.97 | 0 | 0 | 0 | 0 | 0 | 0 | 0 | 0 | 0 | 0 | 0 | 0 | 0 | 0 | 0 | 0 | 0 | System Off | 0 | 0
79 | 79 | 2012-01-04 07:00 | 5.06 | 5.06 | 5.06 | 5.06 | 0 | 0 | 0 | 0 | 0 | 0 | 0 | 0 | 0 | 0 | 0 | 0 | 0 | 0 | 0 | 0 | 0 | System Off | 0 | 0
80 | 80 | 2012-01-04 08:00 | 5.15 | 5.7 | 5.7 | 5.15 | 45.51 | 9.43 | 16 | 14.81 | 49.93 | 0 | 0.19 | 0.18 | 0 | 8.28 | 0 | 0 | 12.51 | 0.18109 | 0.056448 | 0.002 | 12.5 | System Off | 0 | 0
81 | 81 | 2012-01-04 09:00 | 5.25 | 7.9 | 7.9 | 5.25 | 229.3 | 189.97 | 80 | 14.93 | 236.04 | 0.87 | 0.8 | 0.79 | 0.07 | 141.27 | 0 | 0 | 62.43 | 0.18454 | 0.056448 | 0.008 | 10 | System Off | 1 | 0
82 | 82 | 2012-01-04 10:00 | 5.63 | 7.31 | 7.31 | 5.63 | 143.01 | 105.23 | 50 | 14.9 | 149.91 | 0.79 | 0.7 | 0.69 | 0.04 | 72.03 | 0 | 0 | 39.04 | 0.18352 | 0.056448 | 0.005 | 10 | System Off | 0 | 0
83 | 83 | 2012-01-04 11:00 | 6.01 | 8.5 | 8.5 | 6.01 | 217.2 | 178.09 | 76 | 14.88 | 224.12 | 0.79 | 0.79 | 0.78 | 0.06 | 112.22 | 0 | 0 | 59.34 | 0.18541 | 0.056448 | 0.008 | 10.53 | System Off | 1 | 0
84 | 84 | 2012-01-04 12:00 | 6.4 | 12.45 | 12.45 | 6.4 | 547.57 | 502.17 | 188 | 15.17 | 546.67 | 0.95 | 0.92 | 0.9 | 0.18 | 298.91 | 0 | 0 | 146.16 | 0.1811 | 0.056448 | 0.019 | 10.11 | System Off | 1 | 0
85 | 85 | 2012-01-04 13:00 | 6.4 | 9.99 | 9.99 | 6.4 | 312.53 | 271.66 | 108 | 15.07 | 318.25 | 0.92 | 0.85 | 0.84 | 0.1 | 174.02 | 0 | 0 | 84.1 | 0.17713 | 0.056448 | 0.011 | 10.19 | System Off | 1 | 0
86 | 86 | 2012-01-04 14:00 | 6.41 | 8.82 | 8.82 | 6.41 | 203.99 | 165.12 | 71 | 14.96 | 211.04 | 0.83 | 0.78 | 0.77 | 0.06 | 122.34 | 0 | 0 | 55.38 | 0.18313 | 0.056448 | 0.007 | 9.86 | System Off | 1 | 0
87 | 87 | 2012-01-04 15:00 | 6.42 | 6.78 | 6.78 | 6.42 | 27.74 | 0 | 10 | 14.45 | 31.12 | 0 | 0 | 0 | 0 | 0 | 0 | 0 | 7.85 | 0.18257 | 0.056448 | 0.001 | 10 | System Off | 0 | 0
88 | 88 | 2012-01-04 16:00 | 6.12 | 6.12 | 6.12 | 6.12 | 0 | 0 | 0 | 0 | 0 | 0 | 0 | 0 | 0 | 0 | 0 | 0 | 0 | 0 | 0 | 0 | 0 | System Off | 0 | 0
89 | 89 | 2012-01-04 17:00 | 5.81 | 5.81 | 5.81 | 5.81 | 0 | 0 | 0 | 0 | 0 | 0 | 0 | 0 | 0 | 0 | 0 | 0 | 0 | 0 | 0 | 0 | 0 | System Off | 0 | 0
90 | 90 | 2012-01-04 18:00 | 5.51 | 5.51 | 5.51 | 5.51 | 0 | 0 | 0 | 0 | 0 | 0 | 0 | 0 | 0 | 0 | 0 | 0 | 0 | 0 | 0 | 0 | 0 | System Off | 0 | 0
91 | 91 | 2012-01-04 19:00 | 5.58 | 5.58 | 5.58 | 5.58 | 0 | 0 | 0 | 0 | 0 | 0 | 0 | 0 | 0 | 0 | 0 | 0 | 0 | 0 | 0 | 0 | 0 | System Off | 0 | 0
92 | 92 | 2012-01-04 20:00 | 5.65 | 5.65 | 5.65 | 5.65 | 0 | 0 | 0 | 0 | 0 | 0 | 0 | 0 | 0 | 0 | 0 | 0 | 0 | 0 | 0 | 0 | 0 | System Off | 0 | 0
93 | 93 | 2012-01-04 21:00 | 5.73 | 5.73 | 5.73 | 5.73 | 0 | 0 | 0 | 0 | 0 | 0 | 0 | 0 | 0 | 0 | 0 | 0 | 0 | 0 | 0 | 0 | 0 | System Off | 0 | 0
94 | 94 | 2012-01-04 22:00 | 5.92 | 5.92 | 5.92 | 5.92 | 0 | 0 | 0 | 0 | 0 | 0 | 0 | 0 | 0 | 0 | 0 | 0 | 0 | 0 | 0 | 0 | 0 | System Off | 0 | 0
95 | 95 | 2012-01-04 23:00 | 6.12 | 6.12 | 6.12 | 6.12 | 0 | 0 | 0 | 0 | 0 | 0 | 0 | 0 | 0 | 0 | 0 | 0 | 0 | 0 | 0 | 0 | 0 | System Off | 0 | 0
96 | 96 | 2012-01-05 | 6.32 | 6.32 | 6.32 | 6.32 | 0 | 0 | 0 | 0 | 0 | 0 | 0 | 0 | 0 | 0 | 0 | 0 | 0 | 0 | 0 | 0 | 0 | System Off | 0 | 0
97 | 97 | 2012-01-05 01:00 | 6.51 | 6.51 | 6.51 | 6.51 | 0 | 0 | 0 | 0 | 0 | 0 | 0 | 0 | 0 | 0 | 0 | 0 | 0 | 0 | 0 | 0 | 0 | System Off | 0 | 0
98 | 98 | 2012-01-05 02:00 | 6.7 | 6.7 | 6.7 | 6.7 | 0 | 0 | 0 | 0 | 0 | 0 | 0 | 0 | 0 | 0 | 0 | 0 | 0 | 0 | 0 | 0 | 0 | System Off | 0 | 0
99 | 99 | 2012-01-05 03:00 | 6.88 | 6.88 | 6.88 | 6.88 | 0 | 0 | 0 | 0 | 0 | 0 | 0 | 0 | 0 | 0 | 0 | 0 | 0 | 0 | 0 | 0 | 0 | System Off | 0 | 0
100 | 100 | 2012-01-05 03:59 | 7.24 | 7.24 | 7.24 | 7.24 | 0 | 0 | 0 | 0 | 0 | 0 | 0 | 0 | 0 | 0 | 0 | 0 | 0 | 0 | 0 | 0 | 0 | System Off | 0 | 0
101 | 101 | 2012-01-05 04:59 | 7.6 | 7.6 | 7.6 | 7.6 | 0 | 0 | 0 | 0 | 0 | 0 | 0 | 0 | 0 | 0 | 0 | 0 | 0 | 0 | 0 | 0 | 0 | System Off | 0 | 0
102 | 102 | 2012-01-05 05:59 | 7.97 | 7.97 | 7.97 | 7.97 | 0 | 0 | 0 | 0 | 0 | 0 | 0 | 0 | 0 | 0 | 0 | 0 | 0 | 0 | 0 | 0 | 0 | System Off | 0 | 0
103 | 103 | 2012-01-05 06:59 | 8.28 | 8.28 | 8.28 | 8.28 | 0 | 0 | 0 | 0 | 0 | 0 | 0 | 0 | 0 | 0 | 0 | 0 | 0 | 0 | 0 | 0 | 0 | System Off | 0 | 0
104 | 104 | 2012-01-05 07:59 | 8.59 | 9.08 | 9.08 | 8.59 | 50.47 | 14.3 | 18 | 14.6 | 55.31 | 0.53 | 0.26 | 0.25 | 0.01 | 12.56 | 0 | 0 | 14.11 | 0.18348 | 0.056448 | 0.002 | 11.11 | System Off | 0 | 0
105 | 105 | 2012-01-05 08:59 | 8.91 | 9.17 | 9.17 | 8.91 | 26.41 | 0 | 10 | 13.76 | 29.78 | 0 | 0 | 0 | 0 | 0 | 0 | 0 | 7.92 | 0.18352 | 0.056448 | 0.001 | 10 | System Off | 0 | 0
106 | 106 | 2012-01-05 09:59 | 8.61 | 9.52 | 9.52 | 8.61 | 95.22 | 58.28 | 34 | 14.59 | 101.63 | 0.58 | 0.57 | 0.56 | 0.02 | 39.9 | 0 | 0 | 26.66 | 0.17648 | 0.056448 | 0.003 | 8.82 | System Off | 0 | 0
107 | 107 | 2012-01-05 10:59 | 8.31 | 9.31 | 9.31 | 8.31 | 102.6 | 65.53 | 37 | 14.44 | 109.15 | 0.54 | 0.6 | 0.59 | 0.02 | 41.29 | 0 | 0 | 29.06 | 0.17622 | 0.056448 | 0.004 | 10.81 | System Off | 0 | 0
108 | 108 | 2012-01-05 11:59 | 8.01 | 13.5 | 13.5 | 8.01 | 584.71 | 538.58 | 201 | 15.15 | 582.57 | 0.94 | 0.92 | 0.9 | 0.19 | 320.58 | 0 | 0 | 156.35 | 0.184 | 0.056448 | 0.02 | 9.95 | System Off | 1 | 0
109 | 109 | 2012-01-05 12:59 | 7.53 | 8.03 | 8.03 | 7.53 | 47.68 | 11.57 | 17 | 14.61 | 52.33 | 0 | 0.22 | 0.22 | 0 | 7.41 | 0 | 0 | 13.33 | 0.18192 | 0.056448 | 0.002 | 11.76 | System Off | 0 | 0
110 | 110 | 2012-01-05 13:59 | 7.06 | 7.32 | 7.32 | 7.06 | 24.34 | 0 | 9 | 14.09 | 27.48 | 0 | 0 | 0 | 0 | 0 | 0 | 0 | 7.1 | 0.18085 | 0.056448 | 0.001 | 11.11 | System Off | 0 | 0
111 | 111 | 2012-01-05 14:59 | 6.59 | 7.01 | 7.01 | 6.59 | 39.33 | 3.36 | 14 | 14.63 | 43.48 | 0 | 0.08 | 0.08 | 0 | 2.76 | 0 | 0 | 10.97 | 0.18302 | 0.056448 | 0.001 | 7.14 | System Off | 0 | 0
112 | 112 | 2012-01-05 15:59 | 6.15 | 6.15 | 6.15 | 6.15 | 0 | 0 | 0 | 0 | 0 | 0 | 0 | 0 | 0 | 0 | 0 | 0 | 0 | 0 | 0 | 0 | 0 | System Off | 0 | 0
113 | 113 | 2012-01-05 16:59 | 5.72 | 5.72 | 5.72 | 5.72 | 0 | 0 | 0 | 0 | 0 | 0 | 0 | 0 | 0 | 0 | 0 | 0 | 0 | 0 | 0 | 0 | 0 | System Off | 0 | 0
114 | 114 | 2012-01-05 17:59 | 5.28 | 5.28 | 5.28 | 5.28 | 0 | 0 | 0 | 0 | 0 | 0 | 0 | 0 | 0 | 0 | 0 | 0 | 0 | 0 | 0 | 0 | 0 | System Off | 0 | 0
115 | 115 | 2012-01-05 18:59 | 4.91 | 4.91 | 4.91 | 4.91 | 0 | 0 | 0 | 0 | 0 | 0 | 0 | 0 | 0 | 0 | 0 | 0 | 0 | 0 | 0 | 0 | 0 | System Off | 0 | 0
116 | 116 | 2012-01-05 19:59 | 4.54 | 4.54 | 4.54 | 4.54 | 0 | 0 | 0 | 0 | 0 | 0 | 0 | 0 | 0 | 0 | 0 | 0 | 0 | 0 | 0 | 0 | 0 | System Off | 0 | 0
117 | 117 | 2012-01-05 20:59 | 4.18 | 4.18 | 4.18 | 4.18 | 0 | 0 | 0 | 0 | 0 | 0 | 0 | 0 | 0 | 0 | 0 | 0 | 0 | 0 | 0 | 0 | 0 | System Off | 0 | 0
118 | 118 | 2012-01-05 21:59 | 4.05 | 4.05 | 4.05 | 4.05 | 0 | 0 | 0 | 0 | 0 | 0 | 0 | 0 | 0 | 0 | 0 | 0 | 0 | 0 | 0 | 0 | 0 | System Off | 0 | 0
119 | 119 | 2012-01-05 22:59 | 3.92 | 3.92 | 3.92 | 3.92 | 0 | 0 | 0 | 0 | 0 | 0 | 0 | 0 | 0 | 0 | 0 | 0 | 0 | 0 | 0 | 0 | 0 | System Off | 0 | 0
120 | 120 | 2012-01-05 23:59 | 3.79 | 3.79 | 3.79 | 3.79 | 0 | 0 | 0 | 0 | 0 | 0 | 0 | 0 | 0 | 0 | 0 | 0 | 0 | 0 | 0 | 0 | 0 | System Off | 0 | 0
121 | 121 | 2012-01-06 00:59 | 3.41 | 3.41 | 3.41 | 3.41 | 0 | 0 | 0 | 0 | 0 | 0 | 0 | 0 | 0 | 0 | 0 | 0 | 0 | 0 | 0 | 0 | 0 | System Off | 0 | 0
122 | 122 | 2012-01-06 01:59 | 3.03 | 3.03 | 3.03 | 3.03 | 0 | 0 | 0 | 0 | 0 | 0 | 0 | 0 | 0 | 0 | 0 | 0 | 0 | 0 | 0 | 0 | 0 | System Off | 0 | 0
123 | 123 | 2012-01-06 02:59 | 2.65 | 2.65 | 2.65 | 2.65 | 0 | 0 | 0 | 0 | 0 | 0 | 0 | 0 | 0 | 0 | 0 | 0 | 0 | 0 | 0 | 0 | 0 | System Off | 0 | 0
124 | 124 | 2012-01-06 03:59 | 2.86 | 2.86 | 2.86 | 2.86 | 0 | 0 | 0 | 0 | 0 | 0 | 0 | 0 | 0 | 0 | 0 | 0 | 0 | 0 | 0 | 0 | 0 | System Off | 0 | 0
125 | 125 | 2012-01-06 04:59 | 3.07 | 3.07 | 3.07 | 3.07 | 0 | 0 | 0 | 0 | 0 | 0 | 0 | 0 | 0 | 0 | 0 | 0 | 0 | 0 | 0 | 0 | 0 | System Off | 0 | 0
126 | 126 | 2012-01-06 05:59 | 3.28 | 3.28 | 3.28 | 3.28 | 0 | 0 | 0 | 0 | 0 | 0 | 0 | 0 | 0 | 0 | 0 | 0 | 0 | 0 | 0 | 0 | 0 | System Off | 0 | 0
127 | 127 | 2012-01-06 06:59 | 3.54 | 3.54 | 3.54 | 3.54 | 0 | 0 | 0 | 0 | 0 | 0 | 0 | 0 | 0 | 0 | 0 | 0 | 0 | 0 | 0 | 0 | 0 | System Off | 0 | 0
128 | 128 | 2012-01-06 07:59 | 3.8 | 4.52 | 4.52 | 3.8 | 58.88 | 22.57 | 21 | 14.6 | 63.85 | 0.47 | 0.35 | 0.35 | 0.01 | 19.82 | 0 | 0 | 16.46 | 0.17945 | 0.056448 | 0.002 | 9.52 | System Off | 0 | 0
129 | 129 | 2012-01-06 08:59 | 4.07 | 5.59 | 5.59 | 4.07 | 126.24 | 88.75 | 44 | 14.94 | 132.84 | 0.67 | 0.67 | 0.65 | 0.03 | 66 | 0 | 0 | 34.33 | 0.18101 | 0.056448 | 0.004 | 9.09 | System Off | 0 | 0
130 | 130 | 2012-01-06 09:59 | 4.77 | 7.33 | 7.33 | 4.77 | 218.17 | 179.04 | 76 | 14.95 | 224.95 | 0.79 | 0.8 | 0.78 | 0.06 | 122.56 | 0 | 0 | 59.29 | 0.18364 | 0.056448 | 0.008 | 10.53 | System Off | 1 | 0
131 | 131 | 2012-01-06 10:59 | 5.47 | 7.19 | 7.19 | 5.47 | 145.56 | 107.73 | 51 | 14.87 | 152.47 | 0.77 | 0.71 | 0.69 | 0.04 | 67.89 | 0 | 0 | 39.83 | 0.18335 | 0.056448 | 0.005 | 9.8 | System Off | 0 | 0
132 | 132 | 2012-01-06 11:59 | 6.18 | 12.59 | 12.59 | 6.18 | 570.49 | 524.64 | 196 | 15.16 | 568.76 | 0.97 | 0.92 | 0.9 | 0.19 | 312.28 | 0 | 0 | 152.38 | 0.18119 | 0.056448 | 0.02 | 10.2 | System Off | 1 | 0
133 | 133 | 2012-01-06 12:59 | 5.99 | 6.95 | 6.95 | 5.99 | 76.81 | 40.19 | 27 | 14.82 | 82.55 | 0.36 | 0.49 | 0.48 | 0.01 | 25.74 | 0 | 0 | 21.11 | 0.18284 | 0.056448 | 0.003 | 11.11 | System Off | 0 | 0
134 | 134 | 2012-01-06 13:59 | 5.81 | 6.14 | 6.14 | 5.81 | 24.48 | 0 | 9 | 14.17 | 27.6 | 0 | 0 | 0 | 0 | 0 | 0 | 0 | 7.09 | 0.18166 | 0.056448 | 0.001 | 11.11 | System Off | 0 | 0
135 | 135 | 2012-01-06 14:59 | 5.62 | 6.11 | 6.11 | 5.62 | 35.89 | 0 | 13 | 14.38 | 39.79 | 0 | 0 | 0 | 0 | 0 | 0 | 0 | 10.22 | 0.1816 | 0.056448 | 0.001 | 7.69 | System Off | 0 | 0
136 | 136 | 2012-01-06 15:59 | 5.27 | 5.27 | 5.27 | 5.27 | 0 | 0 | 0 | 0 | 0 | 0 | 0 | 0 | 0 | 0 | 0 | 0 | 0 | 0 | 0 | 0 | 0 | System Off | 0 | 0
137 | 137 | 2012-01-06 16:59 | 4.92 | 4.92 | 4.92 | 4.92 | 0 | 0 | 0 | 0 | 0 | 0 | 0 | 0 | 0 | 0 | 0 | 0 | 0 | 0 | 0 | 0 | 0 | System Off | 0 | 0
138 | 138 | 2012-01-06 17:59 | 4.57 | 4.57 | 4.57 | 4.57 | 0 | 0 | 0 | 0 | 0 | 0 | 0 | 0 | 0 | 0 | 0 | 0 | 0 | 0 | 0 | 0 | 0 | System Off | 0 | 0
139 | 139 | 2012-01-06 18:59 | 4.18 | 4.18 | 4.18 | 4.18 | 0 | 0 | 0 | 0 | 0 | 0 | 0 | 0 | 0 | 0 | 0 | 0 | 0 | 0 | 0 | 0 | 0 | System Off | 0 | 0
140 | 140 | 2012-01-06 19:59 | 3.79 | 3.79 | 3.79 | 3.79 | 0 | 0 | 0 | 0 | 0 | 0 | 0 | 0 | 0 | 0 | 0 | 0 | 0 | 0 | 0 | 0 | 0 | System Off | 0 | 0
141 | 141 | 2012-01-06 20:59 | 3.4 | 3.4 | 3.4 | 3.4 | 0 | 0 | 0 | 0 | 0 | 0 | 0 | 0 | 0 | 0 | 0 | 0 | 0 | 0 | 0 | 0 | 0 | System Off | 0 | 0
142 | 142 | 2012-01-06 21:59 | 3.17 | 3.17 | 3.17 | 3.17 | 0 | 0 | 0 | 0 | 0 | 0 | 0 | 0 | 0 | 0 | 0 | 0 | 0 | 0 | 0 | 0 | 0 | System Off | 0 | 0
143 | 143 | 2012-01-06 22:59 | 2.94 | 2.94 | 2.94 | 2.94 | 0 | 0 | 0 | 0 | 0 | 0 | 0 | 0 | 0 | 0 | 0 | 0 | 0 | 0 | 0 | 0 | 0 | System Off | 0 | 0
144 | 144 | 2012-01-06 23:59 | 2.71 | 2.71 | 2.71 | 2.71 | 0 | 0 | 0 | 0 | 0 | 0 | 0 | 0 | 0 | 0 | 0 | 0 | 0 | 0 | 0 | 0 | 0 | System Off | 0 | 0
145 | 145 | 2012-01-07 00:59 | 2.87 | 2.87 | 2.87 | 2.87 | 0 | 0 | 0 | 0 | 0 | 0 | 0 | 0 | 0 | 0 | 0 | 0 | 0 | 0 | 0 | 0 | 0 | System Off | 0 | 0
146 | 146 | 2012-01-07 01:59 | 3.04 | 3.04 | 3.04 | 3.04 | 0 | 0 | 0 | 0 | 0 | 0 | 0 | 0 | 0 | 0 | 0 | 0 | 0 | 0 | 0 | 0 | 0 | System Off | 0 | 0
147 | 147 | 2012-01-07 02:59 | 3.2 | 3.2 | 3.2 | 3.2 | 0 | 0 | 0 | 0 | 0 | 0 | 0 | 0 | 0 | 0 | 0 | 0 | 0 | 0 | 0 | 0 | 0 | System Off | 0 | 0
148 | 148 | 2012-01-07 03:59 | 4.02 | 4.02 | 4.02 | 4.02 | 0 | 0 | 0 | 0 | 0 | 0 | 0 | 0 | 0 | 0 | 0 | 0 | 0 | 0 | 0 | 0 | 0 | System Off | 0 | 0
149 | 149 | 2012-01-07 04:59 | 4.84 | 4.84 | 4.84 | 4.84 | 0 | 0 | 0 | 0 | 0 | 0 | 0 | 0 | 0 | 0 | 0 | 0 | 0 | 0 | 0 | 0 | 0 | System Off | 0 | 0
150 | 150 | 2012-01-07 05:59 | 5.66 | 5.66 | 5.66 | 5.66 | 0 | 0 | 0 | 0 | 0 | 0 | 0 | 0 | 0 | 0 | 0 | 0 | 0 | 0 | 0 | 0 | 0 | System Off | 0 | 0
151 | 151 | 2012-01-07 06:59 | 6.42 | 6.42 | 6.42 | 6.42 | 0 | 0 | 0 | 0 | 0 | 0 | 0 | 0 | 0 | 0 | 0 | 0 | 0 | 0 | 0 | 0 | 0 | System Off | 0 | 0
152 | 152 | 2012-01-07 07:59 | 7.19 | 7.28 | 7.28 | 7.19 | 6.24 | 0 | 2 | 16.25 | 7.5 | 0 | 0 | 0 | 0 | 0 | 0 | 0 | 1.54 | 0.18066 | 0.056448 | 0 | 0 | System Off | 0 | 0
153 | 153 | 2012-01-07 08:59 | 7.96 | 9.09 | 9.09 | 7.96 | 92.98 | 56.08 | 33 | 14.67 | 99.31 | 0.59 | 0.56 | 0.55 | 0.02 | 41.71 | 0 | 0 | 25.84 | 0.18336 | 0.056448 | 0.003 | 9.09 | System Off | 0 | 0
154 | 154 | 2012-01-07 09:59 | 8.27 | 9.39 | 9.39 | 8.27 | 92.85 | 55.96 | 33 | 14.65 | 99.2 | 0.59 | 0.56 | 0.55 | 0.02 | 38.3 | 0 | 0 | 25.85 | 0.1838 | 0.056448 | 0.003 | 9.09 | System Off | 0 | 0
155 | 155 | 2012-01-07 10:59 | 8.58 | 9.59 | 9.59 | 8.58 | 83.11 | 46.38 | 30 | 14.43 | 89.21 | 0.66 | 0.52 | 0.51 | 0.02 | 29.23 | 0 | 0 | 23.57 | 0.17624 | 0.056448 | 0.003 | 10 | System Off | 0 | 0
156 | 156 | 2012-01-07 11:59 | 8.89 | 9.87 | 9.87 | 8.89 | 80.6 | 43.91 | 29 | 14.48 | 86.65 | 0.67 | 0.51 | 0.5 | 0.02 | 26.14 | 0 | 0 | 22.77 | 0.17661 | 0.056448 | 0.003 | 10.34 | System Off | 0 | 0
157 | 157 | 2012-01-07 12:59 | 8.45 | 9.34 | 9.34 | 8.45 | 73.58 | 37.02 | 27 | 14.19 | 79.37 | 0.37 | 0.47 | 0.46 | 0.01 | 23.71 | 0 | 0 | 21.27 | 0.18375 | 0.056448 | 0.003 | 11.11 | System Off | 0 | 0
158 | 158 | 2012-01-07 13:59 | 8.01 | 9.33 | 9.33 | 8.01 | 112.02 | 74.79 | 40 | 14.59 | 118.74 | 0.74 | 0.63 | 0.62 | 0.03 | 55.41 | 0 | 0 | 31.36 | 0.1838 | 0.056448 | 0.004 | 10 | System Off | 0 | 0
159 | 159 | 2012-01-07 14:59 | 7.57 | 7.62 | 7.62 | 7.57 | 4.07 | 0 | 1 | 21.2 | 4.99 | 0 | 0 | 0 | 0 | 0 | 0 | 0 | 0.72 | 0.18114 | 0.056448 | 0 | 0 | System Off | 0 | 0
160 | 160 | 2012-01-07 15:59 | 6.96 | 6.96 | 6.96 | 6.96 | 0 | 0 | 0 | 0 | 0 | 0 | 0 | 0 | 0 | 0 | 0 | 0 | 0 | 0 | 0 | 0 | 0 | System Off | 0 | 0
161 | 161 | 2012-01-07 16:59 | 6.35 | 6.35 | 6.35 | 6.35 | 0 | 0 | 0 | 0 | 0 | 0 | 0 | 0 | 0 | 0 | 0 | 0 | 0 | 0 | 0 | 0 | 0 | System Off | 0 | 0
162 | 162 | 2012-01-07 17:59 | 5.74 | 5.74 | 5.74 | 5.74 | 0 | 0 | 0 | 0 | 0 | 0 | 0 | 0 | 0 | 0 | 0 | 0 | 0 | 0 | 0 | 0 | 0 | System Off | 0 | 0
163 | 163 | 2012-01-07 18:59 | 5.46 | 5.46 | 5.46 | 5.46 | 0 | 0 | 0 | 0 | 0 | 0 | 0 | 0 | 0 | 0 | 0 | 0 | 0 | 0 | 0 | 0 | 0 | System Off | 0 | 0
164 | 164 | 2012-01-07 19:59 | 5.18 | 5.18 | 5.18 | 5.18 | 0 | 0 | 0 | 0 | 0 | 0 | 0 | 0 | 0 | 0 | 0 | 0 | 0 | 0 | 0 | 0 | 0 | System Off | 0 | 0
165 | 165 | 2012-01-07 20:59 | 4.91 | 4.91 | 4.91 | 4.91 | 0 | 0 | 0 | 0 | 0 | 0 | 0 | 0 | 0 | 0 | 0 | 0 | 0 | 0 | 0 | 0 | 0 | System Off | 0 | 0
166 | 166 | 2012-01-07 21:59 | 4.87 | 4.87 | 4.87 | 4.87 | 0 | 0 | 0 | 0 | 0 | 0 | 0 | 0 | 0 | 0 | 0 | 0 | 0 | 0 | 0 | 0 | 0 | System Off | 0 | 0
167 | 167 | 2012-01-07 22:59 | 4.83 | 4.83 | 4.83 | 4.83 | 0 | 0 | 0 | 0 | 0 | 0 | 0 | 0 | 0 | 0 | 0 | 0 | 0 | 0 | 0 | 0 | 0 | System Off | 0 | 0
168 | 168 | 2012-01-07 23:59 | 4.8 | 4.8 | 4.8 | 4.8 | 0 | 0 | 0 | 0 | 0 | 0 | 0 | 0 | 0 | 0 | 0 | 0 | 0 | 0 | 0 | 0 | 0 | System Off | 0 | 0
169 | 169 | 2012-01-08 00:59 | 4.85 | 4.85 | 4.85 | 4.85 | 0 | 0 | 0 | 0 | 0 | 0 | 0 | 0 | 0 | 0 | 0 | 0 | 0 | 0 | 0 | 0 | 0 | System Off | 0 | 0
170 | 170 | 2012-01-08 01:59 | 4.91 | 4.91 | 4.91 | 4.91 | 0 | 0 | 0 | 0 | 0 | 0 | 0 | 0 | 0 | 0 | 0 | 0 | 0 | 0 | 0 | 0 | 0 | System Off | 0 | 0
171 | 171 | 2012-01-08 02:59 | 4.96 | 4.96 | 4.96 | 4.96 | 0 | 0 | 0 | 0 | 0 | 0 | 0 | 0 | 0 | 0 | 0 | 0 | 0 | 0 | 0 | 0 | 0 | System Off | 0 | 0
172 | 172 | 2012-01-08 03:59 | 4.92 | 4.92 | 4.92 | 4.92 | 0 | 0 | 0 | 0 | 0 | 0 | 0 | 0 | 0 | 0 | 0 | 0 | 0 | 0 | 0 | 0 | 0 | System Off | 0 | 0
173 | 173 | 2012-01-08 04:59 | 4.88 | 4.88 | 4.88 | 4.88 | 0 | 0 | 0 | 0 | 0 | 0 | 0 | 0 | 0 | 0 | 0 | 0 | 0 | 0 | 0 | 0 | 0 | System Off | 0 | 0
174 | 174 | 2012-01-08 05:59 | 4.85 | 4.85 | 4.85 | 4.85 | 0 | 0 | 0 | 0 | 0 | 0 | 0 | 0 | 0 | 0 | 0 | 0 | 0 | 0 | 0 | 0 | 0 | System Off | 0 | 0
175 | 175 | 2012-01-08 06:59 | 5.02 | 5.02 | 5.02 | 5.02 | 0 | 0 | 0 | 0 | 0 | 0 | 0 | 0 | 0 | 0 | 0 | 0 | 0 | 0 | 0 | 0 | 0 | System Off | 0 | 0
176 | 176 | 2012-01-08 07:59 | 5.19 | 5.75 | 5.75 | 5.19 | 39.72 | 3.74 | 14 | 14.78 | 43.83 | 0 | 0.09 | 0.08 | 0 | 3.28 | 0 | 0 | 10.95 | 0.18104 | 0.056448 | 0.001 | 7.14 | System Off | 0 | 0
177 | 177 | 2012-01-08 08:59 | 5.37 | 7.49 | 7.49 | 5.37 | 159 | 120.93 | 56 | 14.79 | 165.98 | 0.71 | 0.73 | 0.71 | 0.04 | 89.93 | 0 | 0 | 43.78 | 0.18347 | 0.056448 | 0.006 | 10.71 | System Off | 1 | 0
178 | 178 | 2012-01-08 09:59 | 5.77 | 7.93 | 7.93 | 5.77 | 167.46 | 129.24 | 59 | 14.78 | 174.5 | 0.84 | 0.74 | 0.73 | 0.05 | 88.47 | 0 | 0 | 46.13 | 0.18419 | 0.056448 | 0.006 | 10.17 | System Off | 1 | 0
179 | 179 | 2012-01-08 10:59 | 6.17 | 8.43 | 8.43 | 6.17 | 182.03 | 143.55 | 64 | 14.81 | 189.12 | 0.78 | 0.76 | 0.74 | 0.05 | 90.46 | 0 | 0 | 50.02 | 0.18502 | 0.056448 | 0.007 | 10.94 | System Off | 1 | 0
180 | 180 | 2012-01-08 11:59 | 6.58 | 10.12 | 10.12 | 6.58 | 300.64 | 260 | 104 | 15.06 | 306.61 | 0.86 | 0.85 | 0.83 | 0.09 | 154.76 | 0 | 0 | 81 | 0.17718 | 0.056448 | 0.011 | 10.58 | System Off | 1 | 0
181 | 181 | 2012-01-08 12:59 | 6.46 | 7.5 | 7.5 | 6.46 | 81.47 | 44.77 | 29 | 14.63 | 87.39 | 0.67 | 0.51 | 0.5 | 0.02 | 28.68 | 0 | 0 | 22.72 | 0.18362 | 0.056448 | 0.003 | 10.34 | System Off | 0 | 0
182 | 182 | 2012-01-08 13:59 | 6.35 | 8.12 | 8.12 | 6.35 | 137.01 | 99.34 | 48 | 14.87 | 143.94 | 0.82 | 0.69 | 0.68 | 0.04 | 73.6 | 0 | 0 | 37.49 | 0.18444 | 0.056448 | 0.005 | 10.42 | System Off | 1 | 0
183 | 183 | 2012-01-08 14:59 | 6.23 | 6.36 | 6.36 | 6.23 | 8.48 | 0 | 3 | 14.72 | 10.03 | 0 | 0 | 0 | 0 | 0 | 0 | 0 | 2.35 | 0.18194 | 0.056448 | 0 | 0 | System Off | 0 | 0
184 | 184 | 2012-01-08 15:59 | 5.88 | 5.88 | 5.88 | 5.88 | 0 | 0 | 0 | 0 | 0 | 0 | 0 | 0 | 0 | 0 | 0 | 0 | 0 | 0 | 0 | 0 | 0 | System Off | 0 | 0
185 | 185 | 2012-01-08 16:59 | 5.54 | 5.54 | 5.54 | 5.54 | 0 | 0 | 0 | 0 | 0 | 0 | 0 | 0 | 0 | 0 | 0 | 0 | 0 | 0 | 0 | 0 | 0 | System Off | 0 | 0
186 | 186 | 2012-01-08 17:59 | 5.19 | 5.19 | 5.19 | 5.19 | 0 | 0 | 0 | 0 | 0 | 0 | 0 | 0 | 0 | 0 | 0 | 0 | 0 | 0 | 0 | 0 | 0 | System Off | 0 | 0
187 | 187 | 2012-01-08 18:59 | 5.09 | 5.09 | 5.09 | 5.09 | 0 | 0 | 0 | 0 | 0 | 0 | 0 | 0 | 0 | 0 | 0 | 0 | 0 | 0 | 0 | 0 | 0 | System Off | 0 | 0
188 | 188 | 2012-01-08 19:59 | 4.99 | 4.99 | 4.99 | 4.99 | 0 | 0 | 0 | 0 | 0 | 0 | 0 | 0 | 0 | 0 | 0 | 0 | 0 | 0 | 0 | 0 | 0 | System Off | 0 | 0
189 | 189 | 2012-01-08 20:59 | 4.89 | 4.89 | 4.89 | 4.89 | 0 | 0 | 0 | 0 | 0 | 0 | 0 | 0 | 0 | 0 | 0 | 0 | 0 | 0 | 0 | 0 | 0 | System Off | 0 | 0
190 | 190 | 2012-01-08 21:59 | 4.89 | 4.89 | 4.89 | 4.89 | 0 | 0 | 0 | 0 | 0 | 0 | 0 | 0 | 0 | 0 | 0 | 0 | 0 | 0 | 0 | 0 | 0 | System Off | 0 | 0
191 | 191 | 2012-01-08 22:59 | 4.9 | 4.9 | 4.9 | 4.9 | 0 | 0 | 0 | 0 | 0 | 0 | 0 | 0 | 0 | 0 | 0 | 0 | 0 | 0 | 0 | 0 | 0 | System Off | 0 | 0
192 | 192 | 2012-01-08 23:59 | 4.91 | 4.91 | 4.91 | 4.91 | 0 | 0 | 0 | 0 | 0 | 0 | 0 | 0 | 0 | 0 | 0 | 0 | 0 | 0 | 0 | 0 | 0 | System Off | 0 | 0
193 | 193 | 2012-01-09 00:59 | 4.71 | 4.71 | 4.71 | 4.71 | 0 | 0 | 0 | 0 | 0 | 0 | 0 | 0 | 0 | 0 | 0 | 0 | 0 | 0 | 0 | 0 | 0 | System Off | 0 | 0
194 | 194 | 2012-01-09 01:59 | 4.51 | 4.51 | 4.51 | 4.51 | 0 | 0 | 0 | 0 | 0 | 0 | 0 | 0 | 0 | 0 | 0 | 0 | 0 | 0 | 0 | 0 | 0 | System Off | 0 | 0
195 | 195 | 2012-01-09 02:59 | 4.31 | 4.31 | 4.31 | 4.31 | 0 | 0 | 0 | 0 | 0 | 0 | 0 | 0 | 0 | 0 | 0 | 0 | 0 | 0 | 0 | 0 | 0 | System Off | 0 | 0
196 | 196 | 2012-01-09 03:59 | 4.38 | 4.38 | 4.38 | 4.38 | 0 | 0 | 0 | 0 | 0 | 0 | 0 | 0 | 0 | 0 | 0 | 0 | 0 | 0 | 0 | 0 | 0 | System Off | 0 | 0
197 | 197 | 2012-01-09 04:59 | 4.45 | 4.45 | 4.45 | 4.45 | 0 | 0 | 0 | 0 | 0 | 0 | 0 | 0 | 0 | 0 | 0 | 0 | 0 | 0 | 0 | 0 | 0 | System Off | 0 | 0
198 | 198 | 2012-01-09 05:59 | 4.53 | 4.53 | 4.53 | 4.53 | 0 | 0 | 0 | 0 | 0 | 0 | 0 | 0 | 0 | 0 | 0 | 0 | 0 | 0 | 0 | 0 | 0 | System Off | 0 | 0
199 | 199 | 2012-01-09 06:59 | 4.97 | 4.97 | 4.97 | 4.97 | 0 | 0 | 0 | 0 | 0 | 0 | 0 | 0 | 0 | 0 | 0 | 0 | 0 | 0 | 0 | 0 | 0 | System Off | 0 | 0
200 | 200 | 2012-01-09 07:59 | 5.42 | 6.48 | 6.48 | 5.42 | 64.96 | 28.55 | 23 | 14.71 | 70.28 | 0.42 | 0.41 | 0.4 | 0.01 | 25.06 | 0 | 0 | 18 | 0.18183 | 0.056448 | 0.002 | 8.7 | System Off | 0 | 0
201 | 201 | 2012-01-09 08:59 | 5.87 | 8.26 | 8.26 | 5.87 | 153.8 | 115.83 | 54 | 14.83 | 160.85 | 0.73 | 0.72 | 0.7 | 0.04 | 86.14 | 0 | 0 | 42.18 | 0.18407 | 0.056448 | 0.005 | 9.26 | System Off | 1 | 0
202 | 202 | 2012-01-09 09:59 | 6.62 | 8.72 | 8.72 | 6.62 | 137.19 | 99.51 | 49 | 14.58 | 144.18 | 0.81 | 0.69 | 0.68 | 0.04 | 68.12 | 0 | 0 | 38.4 | 0.1823 | 0.056448 | 0.005 | 10.2 | System Off | 0 | 0
203 | 203 | 2012-01-09 10:59 | 7.38 | 10.32 | 10.32 | 7.38 | 197.92 | 159.16 | 70 | 14.73 | 205.15 | 0.85 | 0.78 | 0.76 | 0.06 | 100.29 | 0 | 0 | 54.75 | 0.1766 | 0.056448 | 0.007 | 10 | System Off | 1 | 0
204 | 204 | 2012-01-09 11:59 | 8.14 | 9.87 | 9.87 | 8.14 | 116.94 | 79.62 | 42 | 14.5 | 123.78 | 0.71 | 0.64 | 0.63 | 0.03 | 47.39 | 0 | 0 | 32.96 | 0.17624 | 0.056448 | 0.004 | 9.52 | System Off | 0 | 0
205 | 205 | 2012-01-09 12:59 | 8.16 | 9.39 | 9.39 | 8.16 | 83.19 | 46.46 | 30 | 14.44 | 89.28 | 0.66 | 0.52 | 0.51 | 0.02 | 29.76 | 0 | 0 | 23.56 | 0.18349 | 0.056448 | 0.003 | 10 | System Off | 0 | 0
206 | 206 | 2012-01-09 13:59 | 8.19 | 9.24 | 9.24 | 8.19 | 71.21 | 34.69 | 26 | 14.26 | 76.92 | 0.38 | 0.45 | 0.44 | 0.01 | 25.7 | 0 | 0 | 20.47 | 0.18333 | 0.056448 | 0.003 | 11.54 | System Off | 0 | 0
207 | 207 | 2012-01-09 14:59 | 8.21 | 8.41 | 8.41 | 8.21 | 12.83 | 0 | 5 | 13.36 | 14.93 | 0 | 0 | 0 | 0 | 0 | 0 | 0 | 3.98 | 0.18226 | 0.056448 | 0.001 | 20 | System Off | 0 | 0
208 | 208 | 2012-01-09 15:59 | 7.89 | 7.89 | 7.89 | 7.89 | 0 | 0 | 0 | 0 | 0 | 0 | 0 | 0 | 0 | 0 | 0 | 0 | 0 | 0 | 0 | 0 | 0 | System Off | 0 | 0
209 | 209 | 2012-01-09 16:59 | 7.58 | 7.58 | 7.58 | 7.58 | 0 | 0 | 0 | 0 | 0 | 0 | 0 | 0 | 0 | 0 | 0 | 0 | 0 | 0 | 0 | 0 | 0 | System Off | 0 | 0
210 | 210 | 2012-01-09 17:59 | 7.26 | 7.26 | 7.26 | 7.26 | 0 | 0 | 0 | 0 | 0 | 0 | 0 | 0 | 0 | 0 | 0 | 0 | 0 | 0 | 0 | 0 | 0 | System Off | 0 | 0
211 | 211 | 2012-01-09 18:59 | 7.44 | 7.44 | 7.44 | 7.44 | 0 | 0 | 0 | 0 | 0 | 0 | 0 | 0 | 0 | 0 | 0 | 0 | 0 | 0 | 0 | 0 | 0 | System Off | 0 | 0
212 | 212 | 2012-01-09 19:59 | 7.63 | 7.63 | 7.63 | 7.63 | 0 | 0 | 0 | 0 | 0 | 0 | 0 | 0 | 0 | 0 | 0 | 0 | 0 | 0 | 0 | 0 | 0 | System Off | 0 | 0
213 | 213 | 2012-01-09 20:59 | 7.82 | 7.82 | 7.82 | 7.82 | 0 | 0 | 0 | 0 | 0 | 0 | 0 | 0 | 0 | 0 | 0 | 0 | 0 | 0 | 0 | 0 | 0 | System Off | 0 | 0
214 | 214 | 2012-01-09 21:59 | 7.99 | 7.99 | 7.99 | 7.99 | 0 | 0 | 0 | 0 | 0 | 0 | 0 | 0 | 0 | 0 | 0 | 0 | 0 | 0 | 0 | 0 | 0 | System Off | 0 | 0
215 | 215 | 2012-01-09 22:59 | 8.17 | 8.17 | 8.17 | 8.17 | 0 | 0 | 0 | 0 | 0 | 0 | 0 | 0 | 0 | 0 | 0 | 0 | 0 | 0 | 0 | 0 | 0 | System Off | 0 | 0
216 | 216 | 2012-01-09 23:59 | 8.35 | 8.35 | 8.35 | 8.35 | 0 | 0 | 0 | 0 | 0 | 0 | 0 | 0 | 0 | 0 | 0 | 0 | 0 | 0 | 0 | 0 | 0 | System Off | 0 | 0
217 | 217 | 2012-01-10 00:59 | 8.07 | 8.07 | 8.07 | 8.07 | 0 | 0 | 0 | 0 | 0 | 0 | 0 | 0 | 0 | 0 | 0 | 0 | 0 | 0 | 0 | 0 | 0 | System Off | 0 | 0
218 | 218 | 2012-01-10 01:59 | 7.8 | 7.8 | 7.8 | 7.8 | 0 | 0 | 0 | 0 | 0 | 0 | 0 | 0 | 0 | 0 | 0 | 0 | 0 | 0 | 0 | 0 | 0 | System Off | 0 | 0
219 | 219 | 2012-01-10 02:59 | 7.52 | 7.52 | 7.52 | 7.52 | 0 | 0 | 0 | 0 | 0 | 0 | 0 | 0 | 0 | 0 | 0 | 0 | 0 | 0 | 0 | 0 | 0 | System Off | 0 | 0
220 | 220 | 2012-01-10 03:59 | 7.36 | 7.36 | 7.36 | 7.36 | 0 | 0 | 0 | 0 | 0 | 0 | 0 | 0 | 0 | 0 | 0 | 0 | 0 | 0 | 0 | 0 | 0 | System Off | 0 | 0
221 | 221 | 2012-01-10 04:59 | 7.2 | 7.2 | 7.2 | 7.2 | 0 | 0 | 0 | 0 | 0 | 0 | 0 | 0 | 0 | 0 | 0 | 0 | 0 | 0 | 0 | 0 | 0 | System Off | 0 | 0
222 | 222 | 2012-01-10 05:59 | 7.05 | 7.05 | 7.05 | 7.05 | 0 | 0 | 0 | 0 | 0 | 0 | 0 | 0 | 0 | 0 | 0 | 0 | 0 | 0 | 0 | 0 | 0 | System Off | 0 | 0
223 | 223 | 2012-01-10 06:59 | 7.21 | 7.21 | 7.21 | 7.21 | 0 | 0 | 0 | 0 | 0 | 0 | 0 | 0 | 0 | 0 | 0 | 0 | 0 | 0 | 0 | 0 | 0 | System Off | 0 | 0
224 | 224 | 2012-01-10 07:59 | 7.38 | 8.37 | 8.37 | 7.38 | 56.32 | 20.05 | 20 | 14.67 | 61.39 | 0.48 | 0.33 | 0.32 | 0.01 | 17.6 | 0 | 0 | 15.66 | 0.18187 | 0.056448 | 0.002 | 10 | System Off | 0 | 0
225 | 225 | 2012-01-10 08:59 | 7.55 | 10.03 | 10.03 | 7.55 | 148.02 | 110.14 | 53 | 14.55 | 155.19 | 0.75 | 0.71 | 0.69 | 0.04 | 81.91 | 0 | 0 | 41.56 | 0.18383 | 0.056448 | 0.005 | 9.43 | System Off | 1 | 0
226 | 226 | 2012-01-10 09:59 | 7.96 | 12.18 | 12.18 | 7.96 | 261.52 | 221.6 | 92 | 14.81 | 268.36 | 0.86 | 0.83 | 0.81 | 0.08 | 151.69 | 0 | 0 | 71.86 | 0.17849 | 0.056448 | 0.009 | 9.78 | System Off | 1 | 0
227 | 227 | 2012-01-10 10:59 | 8.37 | 12.94 | 12.94 | 8.37 | 289.14 | 248.71 | 102 | 14.76 | 295.65 | 0.88 | 0.84 | 0.82 | 0.09 | 156.72 | 0 | 0 | 79.71 | 0.17956 | 0.056448 | 0.01 | 9.8 | System Off | 1 | 0
228 | 228 | 2012-01-10 11:59 | 8.79 | 13.49 | 13.49 | 8.79 | 304.33 | 263.62 | 107 | 14.81 | 310.63 | 0.93 | 0.85 | 0.83 | 0.1 | 156.91 | 0 | 0 | 83.56 | 0.18039 | 0.056448 | 0.011 | 10.28 | System Off | 1 | 0
229 | 229 | 2012-01-10 12:59 | 8.71 | 14.68 | 14.68 | 8.71 | 375.93 | 333.87 | 132 | 14.83 | 380.79 | 0.91 | 0.88 | 0.86 | 0.12 | 213.87 | 0 | 0 | 103.03 | 0.18154 | 0.056448 | 0.013 | 9.85 | System Off | 1 | 0
230 | 230 | 2012-01-10 13:59 | 8.63 | 11.13 | 11.13 | 8.63 | 147.25 | 109.39 | 53 | 14.47 | 154.52 | 0.75 | 0.71 | 0.69 | 0.04 | 81.04 | 0 | 0 | 41.59 | 0.17747 | 0.056448 | 0.005 | 9.43 | System Off | 1 | 0
231 | 231 | 2012-01-10 14:59 | 8.55 | 8.8 | 8.8 | 8.55 | 12.81 | 0 | 5 | 13.34 | 14.91 | 0 | 0 | 0 | 0 | 0 | 0 | 0 | 3.98 | 0.18274 | 0.056448 | 0.001 | 20 | System Off | 0 | 0
232 | 232 | 2012-01-10 15:59 | 7.55 | 7.55 | 7.55 | 7.55 | 0 | 0 | 0 | 0 | 0 | 0 | 0 | 0 | 0 | 0 | 0 | 0 | 0 | 0 | 0 | 0 | 0 | System Off | 0 | 0
233 | 233 | 2012-01-10 16:59 | 6.54 | 6.54 | 6.54 | 6.54 | 0 | 0 | 0 | 0 | 0 | 0 | 0 | 0 | 0 | 0 | 0 | 0 | 0 | 0 | 0 | 0 | 0 | System Off | 0 | 0
234 | 234 | 2012-01-10 17:59 | 5.54 | 5.54 | 5.54 | 5.54 | 0 | 0 | 0 | 0 | 0 | 0 | 0 | 0 | 0 | 0 | 0 | 0 | 0 | 0 | 0 | 0 | 0 | System Off | 0 | 0
235 | 235 | 2012-01-10 18:59 | 5.47 | 5.47 | 5.47 | 5.47 | 0 | 0 | 0 | 0 | 0 | 0 | 0 | 0 | 0 | 0 | 0 | 0 | 0 | 0 | 0 | 0 | 0 | System Off | 0 | 0
236 | 236 | 2012-01-10 19:59 | 5.4 | 5.4 | 5.4 | 5.4 | 0 | 0 | 0 | 0 | 0 | 0 | 0 | 0 | 0 | 0 | 0 | 0 | 0 | 0 | 0 | 0 | 0 | System Off | 0 | 0
237 | 237 | 2012-01-10 20:59 | 5.33 | 5.33 | 5.33 | 5.33 | 0 | 0 | 0 | 0 | 0 | 0 | 0 | 0 | 0 | 0 | 0 | 0 | 0 | 0 | 0 | 0 | 0 | System Off | 0 | 0
238 | 238 | 2012-01-10 21:59 | 5.55 | 5.55 | 5.55 | 5.55 | 0 | 0 | 0 | 0 | 0 | 0 | 0 | 0 | 0 | 0 | 0 | 0 | 0 | 0 | 0 | 0 | 0 | System Off | 0 | 0
239 | 239 | 2012-01-10 22:59 | 5.77 | 5.77 | 5.77 | 5.77 | 0 | 0 | 0 | 0 | 0 | 0 | 0 | 0 | 0 | 0 | 0 | 0 | 0 | 0 | 0 | 0 | 0 | System Off | 0 | 0
240 | 240 | 2012-01-10 23:59 | 5.99 | 5.99 | 5.99 | 5.99 | 0 | 0 | 0 | 0 | 0 | 0 | 0 | 0 | 0 | 0 | 0 | 0 | 0 | 0 | 0 | 0 | 0 | System Off | 0 | 0
241 | 241 | 2012-01-11 00:59 | 6.6 | 6.6 | 6.6 | 6.6 | 0 | 0 | 0 | 0 | 0 | 0 | 0 | 0 | 0 | 0 | 0 | 0 | 0 | 0 | 0 | 0 | 0 | System Off | 0 | 0
242 | 242 | 2012-01-11 01:59 | 7.21 | 7.21 | 7.21 | 7.21 | 0 | 0 | 0 | 0 | 0 | 0 | 0 | 0 | 0 | 0 | 0 | 0 | 0 | 0 | 0 | 0 | 0 | System Off | 0 | 0
243 | 243 | 2012-01-11 02:59 | 7.82 | 7.82 | 7.82 | 7.82 | 0 | 0 | 0 | 0 | 0 | 0 | 0 | 0 | 0 | 0 | 0 | 0 | 0 | 0 | 0 | 0 | 0 | System Off | 0 | 0
244 | 244 | 2012-01-11 03:59 | 7.77 | 7.77 | 7.77 | 7.77 | 0 | 0 | 0 | 0 | 0 | 0 | 0 | 0 | 0 | 0 | 0 | 0 | 0 | 0 | 0 | 0 | 0 | System Off | 0 | 0
245 | 245 | 2012-01-11 04:59 | 7.71 | 7.71 | 7.71 | 7.71 | 0 | 0 | 0 | 0 | 0 | 0 | 0 | 0 | 0 | 0 | 0 | 0 | 0 | 0 | 0 | 0 | 0 | System Off | 0 | 0
246 | 246 | 2012-01-11 05:59 | 7.66 | 7.66 | 7.66 | 7.66 | 0 | 0 | 0 | 0 | 0 | 0 | 0 | 0 | 0 | 0 | 0 | 0 | 0 | 0 | 0 | 0 | 0 | System Off | 0 | 0
247 | 247 | 2012-01-11 06:59 | 7.85 | 7.85 | 7.85 | 7.85 | 0 | 0 | 0 | 0 | 0 | 0 | 0 | 0 | 0 | 0 | 0 | 0 | 0 | 0 | 0 | 0 | 0 | System Off | 0 | 0
248 | 248 | 2012-01-11 07:59 | 8.05 | 8.2 | 8.2 | 8.05 | 8.4 | 0 | 3 | 14.58 | 9.96 | 0 | 0 | 0 | 0 | 0 | 0 | 0 | 2.35 | 0.18193 | 0.056448 | 0 | 0 | System Off | 0 | 0
249 | 249 | 2012-01-11 08:59 | 8.25 | 8.88 | 8.88 | 8.25 | 38.08 | 2.13 | 14 | 14.17 | 42.24 | 0 | 0.05 | 0.05 | 0 | 1.58 | 0 | 0 | 11.04 | 0.18279 | 0.056448 | 0.001 | 7.14 | System Off | 0 | 0
250 | 250 | 2012-01-11 09:59 | 8.72 | 13.18 | 13.18 | 8.72 | 293.73 | 253.21 | 103 | 14.85 | 300.18 | 0.87 | 0.84 | 0.83 | 0.09 | 173.33 | 0 | 0 | 80.41 | 0.18009 | 0.056448 | 0.01 | 9.71 | System Off | 1 | 0
251 | 251 | 2012-01-11 10:59 | 9.19 | 17.09 | 17.09 | 9.19 | 537.85 | 492.65 | 188 | 14.9 | 537.96 | 0.95 | 0.92 | 0.9 | 0.18 | 310.43 | 0 | 0 | 146.56 | 0.18502 | 0.056448 | 0.019 | 10.11 | System Off | 1 | 0
252 | 252 | 2012-01-11 11:59 | 9.66 | 17.07 | 17.07 | 9.66 | 513.18 | 468.47 | 180 | 14.85 | 514.16 | 0.94 | 0.91 | 0.89 | 0.17 | 278.85 | 0 | 0 | 140.43 | 0.18528 | 0.056448 | 0.018 | 10 | System Off | 1 | 0
253 | 253 | 2012-01-11 12:59 | 9.57 | 12.6 | 12.6 | 9.57 | 201.01 | 162.19 | 72 | 14.54 | 208.48 | 0.83 | 0.78 | 0.76 | 0.06 | 103.9 | 0 | 0 | 56.45 | 0.17972 | 0.056448 | 0.007 | 9.72 | System Off | 1 | 0
254 | 254 | 2012-01-11 13:59 | 9.49 | 11.54 | 11.54 | 9.49 | 132.81 | 95.21 | 48 | 14.41 | 140 | 0.62 | 0.68 | 0.67 | 0.03 | 70.54 | 0 | 0 | 37.7 | 0.1784 | 0.056448 | 0.005 | 10.42 | System Off | 0 | 0
255 | 255 | 2012-01-11 14:59 | 9.4 | 9.8 | 9.8 | 9.4 | 24.04 | 0 | 9 | 13.91 | 27.24 | 0 | 0 | 0 | 0 | 0 | 0 | 0 | 7.12 | 0.1763 | 0.056448 | 0.001 | 11.11 | System Off | 0 | 0
256 | 256 | 2012-01-11 15:59 | 8.72 | 8.72 | 8.72 | 8.72 | 0 | 0 | 0 | 0 | 0 | 0 | 0 | 0 | 0 | 0 | 0 | 0 | 0 | 0 | 0 | 0 | 0 | System Off | 0 | 0
257 | 257 | 2012-01-11 16:59 | 8.04 | 8.04 | 8.04 | 8.04 | 0 | 0 | 0 | 0 | 0 | 0 | 0 | 0 | 0 | 0 | 0 | 0 | 0 | 0 | 0 | 0 | 0 | System Off | 0 | 0
258 | 258 | 2012-01-11 17:59 | 7.36 | 7.36 | 7.36 | 7.36 | 0 | 0 | 0 | 0 | 0 | 0 | 0 | 0 | 0 | 0 | 0 | 0 | 0 | 0 | 0 | 0 | 0 | System Off | 0 | 0
259 | 259 | 2012-01-11 18:59 | 7.28 | 7.28 | 7.28 | 7.28 | 0 | 0 | 0 | 0 | 0 | 0 | 0 | 0 | 0 | 0 | 0 | 0 | 0 | 0 | 0 | 0 | 0 | System Off | 0 | 0
260 | 260 | 2012-01-11 19:59 | 7.2 | 7.2 | 7.2 | 7.2 | 0 | 0 | 0 | 0 | 0 | 0 | 0 | 0 | 0 | 0 | 0 | 0 | 0 | 0 | 0 | 0 | 0 | System Off | 0 | 0
261 | 261 | 2012-01-11 20:59 | 7.13 | 7.13 | 7.13 | 7.13 | 0 | 0 | 0 | 0 | 0 | 0 | 0 | 0 | 0 | 0 | 0 | 0 | 0 | 0 | 0 | 0 | 0 | System Off | 0 | 0
262 | 262 | 2012-01-11 21:59 | 7.08 | 7.08 | 7.08 | 7.08 | 0 | 0 | 0 | 0 | 0 | 0 | 0 | 0 | 0 | 0 | 0 | 0 | 0 | 0 | 0 | 0 | 0 | System Off | 0 | 0
263 | 263 | 2012-01-11 22:59 | 7.03 | 7.03 | 7.03 | 7.03 | 0 | 0 | 0 | 0 | 0 | 0 | 0 | 0 | 0 | 0 | 0 | 0 | 0 | 0 | 0 | 0 | 0 | System Off | 0 | 0
264 | 264 | 2012-01-11 23:59 | 6.99 | 6.99 | 6.99 | 6.99 | 0 | 0 | 0 | 0 | 0 | 0 | 0 | 0 | 0 | 0 | 0 | 0 | 0 | 0 | 0 | 0 | 0 | System Off | 0 | 0
265 | 265 | 2012-01-12 00:59 | 7.27 | 7.27 | 7.27 | 7.27 | 0 | 0 | 0 | 0 | 0 | 0 | 0 | 0 | 0 | 0 | 0 | 0 | 0 | 0 | 0 | 0 | 0 | System Off | 0 | 0
266 | 266 | 2012-01-12 01:59 | 7.56 | 7.56 | 7.56 | 7.56 | 0 | 0 | 0 | 0 | 0 | 0 | 0 | 0 | 0 | 0 | 0 | 0 | 0 | 0 | 0 | 0 | 0 | System Off | 0 | 0
267 | 267 | 2012-01-12 02:59 | 7.84 | 7.84 | 7.84 | 7.84 | 0 | 0 | 0 | 0 | 0 | 0 | 0 | 0 | 0 | 0 | 0 | 0 | 0 | 0 | 0 | 0 | 0 | System Off | 0 | 0
268 | 268 | 2012-01-12 03:59 | 7.59 | 7.59 | 7.59 | 7.59 | 0 | 0 | 0 | 0 | 0 | 0 | 0 | 0 | 0 | 0 | 0 | 0 | 0 | 0 | 0 | 0 | 0 | System Off | 0 | 0
269 | 269 | 2012-01-12 04:59 | 7.34 | 7.34 | 7.34 | 7.34 | 0 | 0 | 0 | 0 | 0 | 0 | 0 | 0 | 0 | 0 | 0 | 0 | 0 | 0 | 0 | 0 | 0 | System Off | 0 | 0
270 | 270 | 2012-01-12 05:59 | 7.1 | 7.1 | 7.1 | 7.1 | 0 | 0 | 0 | 0 | 0 | 0 | 0 | 0 | 0 | 0 | 0 | 0 | 0 | 0 | 0 | 0 | 0 | System Off | 0 | 0
271 | 271 | 2012-01-12 06:59 | 7.02 | 7.02 | 7.02 | 7.02 | 0 | 0 | 0 | 0 | 0 | 0 | 0 | 0 | 0 | 0 | 0 | 0 | 0 | 0 | 0 | 0 | 0 | System Off | 0 | 0
272 | 272 | 2012-01-12 07:59 | 6.94 | 7.63 | 7.63 | 6.94 | 49.82 | 13.66 | 18 | 14.42 | 54.55 | 0 | 0.25 | 0.25 | 0 | 12 | 0 | 0 | 14.14 | 0.18115 | 0.056448 | 0.002 | 11.11 | System Off | 0 | 0
273 | 273 | 2012-01-12 08:59 | 6.86 | 9.89 | 9.89 | 6.86 | 241.8 | 202.24 | 85 | 14.82 | 248.64 | 0.82 | 0.81 | 0.8 | 0.07 | 150.4 | 0 | 0 | 66.41 | 0.17663 | 0.056448 | 0.009 | 10.59 | System Off | 1 | 0
274 | 274 | 2012-01-12 09:59 | 7.44 | 13.77 | 13.77 | 7.44 | 549.18 | 503.75 | 190 | 15.05 | 548.41 | 0.95 | 0.92 | 0.9 | 0.18 | 344.84 | 0 | 0 | 147.92 | 0.18266 | 0.056448 | 0.019 | 10 | System Off | 1 | 0
275 | 275 | 2012-01-12 10:59 | 8.02 | 11.93 | 11.93 | 8.02 | 348.8 | 307.25 | 121 | 15.01 | 353.95 | 0.9 | 0.87 | 0.85 | 0.11 | 193.61 | 0 | 0 | 94.29 | 0.18002 | 0.056448 | 0.012 | 9.92 | System Off | 1 | 0
276 | 276 | 2012-01-12 11:59 | 8.61 | 11.79 | 11.79 | 8.61 | 295.74 | 255.19 | 104 | 14.81 | 301.99 | 0.87 | 0.85 | 0.83 | 0.09 | 151.9 | 0 | 0 | 81.27 | 0.17999 | 0.056448 | 0.011 | 10.58 | System Off | 1 | 0
277 | 277 | 2012-01-12 12:59 | 8.51 | 9.88 | 9.88 | 8.51 | 121.82 | 84.41 | 44 | 14.42 | 128.73 | 0.68 | 0.66 | 0.64 | 0.03 | 54.07 | 0 | 0 | 34.57 | 0.17685 | 0.056448 | 0.005 | 11.36 | System Off | 0 | 0
278 | 278 | 2012-01-12 13:59 | 8.42 | 8.98 | 8.98 | 8.42 | 47.47 | 11.36 | 17 | 14.54 | 52.15 | 0 | 0.22 | 0.21 | 0 | 8.41 | 0 | 0 | 13.34 | 0.18318 | 0.056448 | 0.002 | 11.76 | System Off | 0 | 0
279 | 279 | 2012-01-12 14:59 | 8.33 | 8.47 | 8.47 | 8.33 | 10.6 | 0 | 4 | 13.8 | 12.44 | 0 | 0 | 0 | 0 | 0 | 0 | 0 | 3.17 | 0.18238 | 0.056448 | 0 | 0 | System Off | 0 | 0
280 | 280 | 2012-01-12 15:59 | 8.2 | 8.2 | 8.2 | 8.2 | 0 | 0 | 0 | 0 | 0 | 0 | 0 | 0 | 0 | 0 | 0 | 0 | 0 | 0 | 0 | 0 | 0 | System Off | 0 | 0
281 | 281 | 2012-01-12 16:59 | 8.08 | 8.08 | 8.08 | 8.08 | 0 | 0 | 0 | 0 | 0 | 0 | 0 | 0 | 0 | 0 | 0 | 0 | 0 | 0 | 0 | 0 | 0 | System Off | 0 | 0
282 | 282 | 2012-01-12 17:59 | 7.95 | 7.95 | 7.95 | 7.95 | 0 | 0 | 0 | 0 | 0 | 0 | 0 | 0 | 0 | 0 | 0 | 0 | 0 | 0 | 0 | 0 | 0 | System Off | 0 | 0
283 | 283 | 2012-01-12 18:59 | 7.5 | 7.5 | 7.5 | 7.5 | 0 | 0 | 0 | 0 | 0 | 0 | 0 | 0 | 0 | 0 | 0 | 0 | 0 | 0 | 0 | 0 | 0 | System Off | 0 | 0
284 | 284 | 2012-01-12 19:59 | 7.05 | 7.05 | 7.05 | 7.05 | 0 | 0 | 0 | 0 | 0 | 0 | 0 | 0 | 0 | 0 | 0 | 0 | 0 | 0 | 0 | 0 | 0 | System Off | 0 | 0
285 | 285 | 2012-01-12 20:59 | 6.6 | 6.6 | 6.6 | 6.6 | 0 | 0 | 0 | 0 | 0 | 0 | 0 | 0 | 0 | 0 | 0 | 0 | 0 | 0 | 0 | 0 | 0 | System Off | 0 | 0
286 | 286 | 2012-01-12 21:59 | 6.02 | 6.02 | 6.02 | 6.02 | 0 | 0 | 0 | 0 | 0 | 0 | 0 | 0 | 0 | 0 | 0 | 0 | 0 | 0 | 0 | 0 | 0 | System Off | 0 | 0
287 | 287 | 2012-01-12 22:59 | 5.44 | 5.44 | 5.44 | 5.44 | 0 | 0 | 0 | 0 | 0 | 0 | 0 | 0 | 0 | 0 | 0 | 0 | 0 | 0 | 0 | 0 | 0 | System Off | 0 | 0
288 | 288 | 2012-01-12 23:59 | 4.87 | 4.87 | 4.87 | 4.87 | 0 | 0 | 0 | 0 | 0 | 0 | 0 | 0 | 0 | 0 | 0 | 0 | 0 | 0 | 0 | 0 | 0 | System Off | 0 | 0
289 | 289 | 2012-01-13 00:59 | 4.44 | 4.44 | 4.44 | 4.44 | 0 | 0 | 0 | 0 | 0 | 0 | 0 | 0 | 0 | 0 | 0 | 0 | 0 | 0 | 0 | 0 | 0 | System Off | 0 | 0
290 | 290 | 2012-01-13 01:59 | 4.02 | 4.02 | 4.02 | 4.02 | 0 | 0 | 0 | 0 | 0 | 0 | 0 | 0 | 0 | 0 | 0 | 0 | 0 | 0 | 0 | 0 | 0 | System Off | 0 | 0
291 | 291 | 2012-01-13 02:59 | 3.59 | 3.59 | 3.59 | 3.59 | 0 | 0 | 0 | 0 | 0 | 0 | 0 | 0 | 0 | 0 | 0 | 0 | 0 | 0 | 0 | 0 | 0 | System Off | 0 | 0
292 | 292 | 2012-01-13 03:59 | 3.42 | 3.42 | 3.42 | 3.42 | 0 | 0 | 0 | 0 | 0 | 0 | 0 | 0 | 0 | 0 | 0 | 0 | 0 | 0 | 0 | 0 | 0 | System Off | 0 | 0
293 | 293 | 2012-01-13 04:59 | 3.25 | 3.25 | 3.25 | 3.25 | 0 | 0 | 0 | 0 | 0 | 0 | 0 | 0 | 0 | 0 | 0 | 0 | 0 | 0 | 0 | 0 | 0 | System Off | 0 | 0
294 | 294 | 2012-01-13 05:59 | 3.09 | 3.09 | 3.09 | 3.09 | 0 | 0 | 0 | 0 | 0 | 0 | 0 | 0 | 0 | 0 | 0 | 0 | 0 | 0 | 0 | 0 | 0 | System Off | 0 | 0
295 | 295 | 2012-01-13 06:59 | 3.31 | 3.31 | 3.31 | 3.31 | 0 | 0 | 0 | 0 | 0 | 0 | 0 | 0 | 0 | 0 | 0 | 0 | 0 | 0 | 0 | 0 | 0 | System Off | 0 | 0
296 | 296 | 2012-01-13 07:59 | 3.54 | 4.14 | 4.14 | 3.54 | 44.8 | 8.73 | 16 | 14.58 | 49.12 | 0 | 0.18 | 0.17 | 0 | 7.67 | 0 | 0 | 12.55 | 0.17883 | 0.056448 | 0.002 | 12.5 | System Off | 0 | 0
297 | 297 | 2012-01-13 08:59 | 3.77 | 6.58 | 6.58 | 3.77 | 222.36 | 183.16 | 77 | 15.04 | 229.02 | 0.9 | 0.8 | 0.78 | 0.07 | 136.21 | 0 | 0 | 59.99 | 0.18227 | 0.056448 | 0.008 | 10.39 | System Off | 1 | 0
298 | 298 | 2012-01-13 09:59 | 4.16 | 7.85 | 7.85 | 4.16 | 297.47 | 256.89 | 102 | 15.19 | 303.21 | 0.87 | 0.85 | 0.83 | 0.09 | 175.85 | 0 | 0 | 79.3 | 0.1841 | 0.056448 | 0.01 | 9.8 | System Off | 1 | 0
299 | 299 | 2012-01-13 10:59 | 4.55 | 12.71 | 12.71 | 4.55 | 683.58 | 635.43 | 234 | 15.22 | 677.3 | 0.98 | 0.94 | 0.92 | 0.23 | 400.39 | 0 | 0 | 181.72 | 0.1808 | 0.056448 | 0.023 | 9.83 | System Off | 1 | 0
300 | 300 | 2012-01-13 11:59 | 4.95 | 11.82 | 11.82 | 4.95 | 577.96 | 531.96 | 198 | 15.2 | 575.84 | 0.96 | 0.92 | 0.9 | 0.19 | 316.64 | 0 | 0 | 153.83 | 0.17958 | 0.056448 | 0.02 | 10.1 | System Off | 1 | 0
301 | 301 | 2012-01-13 12:59 | 4.73 | 7.19 | 7.19 | 4.73 | 195.63 | 156.91 | 68 | 14.98 | 202.54 | 0.87 | 0.77 | 0.76 | 0.06 | 100.51 | 0 | 0 | 53.02 | 0.18317 | 0.056448 | 0.007 | 10.29 | System Off | 1 | 0
302 | 302 | 2012-01-13 13:59 | 4.51 | 7.55 | 7.55 | 4.51 | 237.18 | 197.7 | 82 | 15.06 | 243.79 | 0.85 | 0.81 | 0.79 | 0.07 | 146.47 | 0 | 0 | 63.86 | 0.18358 | 0.056448 | 0.008 | 9.76 | System Off | 1 | 0
303 | 303 | 2012-01-13 14:59 | 4.29 | 5.07 | 5.07 | 4.29 | 56.38 | 20.12 | 20 | 14.68 | 61.28 | 0.49 | 0.33 | 0.32 | 0.01 | 16.53 | 0 | 0 | 15.66 | 0.18009 | 0.056448 | 0.002 | 10 | System Off | 0 | 0
304 | 304 | 2012-01-13 15:59 | 3.7 | 3.7 | 3.7 | 3.7 | 0 | 0 | 0 | 0 | 0 | 0 | 0 | 0 | 0 | 0 | 0 | 0 | 0 | 0 | 0 | 0 | 0 | System Off | 0 | 0
305 | 305 | 2012-01-13 16:59 | 3.12 | 3.12 | 3.12 | 3.12 | 0 | 0 | 0 | 0 | 0 | 0 | 0 | 0 | 0 | 0 | 0 | 0 | 0 | 0 | 0 | 0 | 0 | System Off | 0 | 0
306 | 306 | 2012-01-13 17:59 | 2.53 | 2.53 | 2.53 | 2.53 | 0 | 0 | 0 | 0 | 0 | 0 | 0 | 0 | 0 | 0 | 0 | 0 | 0 | 0 | 0 | 0 | 0 | System Off | 0 | 0
307 | 307 | 2012-01-13 18:59 | 2.16 | 2.16 | 2.16 | 2.16 | 0 | 0 | 0 | 0 | 0 | 0 | 0 | 0 | 0 | 0 | 0 | 0 | 0 | 0 | 0 | 0 | 0 | System Off | 0 | 0
308 | 308 | 2012-01-13 19:59 | 1.79 | 1.79 | 1.79 | 1.79 | 0 | 0 | 0 | 0 | 0 | 0 | 0 | 0 | 0 | 0 | 0 | 0 | 0 | 0 | 0 | 0 | 0 | System Off | 0 | 0
309 | 309 | 2012-01-13 20:59 | 1.42 | 1.42 | 1.42 | 1.42 | 0 | 0 | 0 | 0 | 0 | 0 | 0 | 0 | 0 | 0 | 0 | 0 | 0 | 0 | 0 | 0 | 0 | System Off | 0 | 0
310 | 310 | 2012-01-13 21:59 | 1.37 | 1.37 | 1.37 | 1.37 | 0 | 0 | 0 | 0 | 0 | 0 | 0 | 0 | 0 | 0 | 0 | 0 | 0 | 0 | 0 | 0 | 0 | System Off | 0 | 0
311 | 311 | 2012-01-13 22:59 | 1.32 | 1.32 | 1.32 | 1.32 | 0 | 0 | 0 | 0 | 0 | 0 | 0 | 0 | 0 | 0 | 0 | 0 | 0 | 0 | 0 | 0 | 0 | System Off | 0 | 0
312 | 312 | 2012-01-13 23:59 | 1.27 | 1.27 | 1.27 | 1.27 | 0 | 0 | 0 | 0 | 0 | 0 | 0 | 0 | 0 | 0 | 0 | 0 | 0 | 0 | 0 | 0 | 0 | System Off | 0 | 0
313 | 313 | 2012-01-14 00:59 | 1.19 | 1.19 | 1.19 | 1.19 | 0 | 0 | 0 | 0 | 0 | 0 | 0 | 0 | 0 | 0 | 0 | 0 | 0 | 0 | 0 | 0 | 0 | System Off | 0 | 0
314 | 314 | 2012-01-14 01:59 | 1.11 | 1.11 | 1.11 | 1.11 | 0 | 0 | 0 | 0 | 0 | 0 | 0 | 0 | 0 | 0 | 0 | 0 | 0 | 0 | 0 | 0 | 0 | System Off | 0 | 0
315 | 315 | 2012-01-14 02:59 | 1.03 | 1.03 | 1.03 | 1.03 | 0 | 0 | 0 | 0 | 0 | 0 | 0 | 0 | 0 | 0 | 0 | 0 | 0 | 0 | 0 | 0 | 0 | System Off | 0 | 0
316 | 316 | 2012-01-14 03:59 | 0.88 | 0.88 | 0.88 | 0.88 | 0 | 0 | 0 | 0 | 0 | 0 | 0 | 0 | 0 | 0 | 0 | 0 | 0 | 0 | 0 | 0 | 0 | System Off | 0 | 0
317 | 317 | 2012-01-14 04:59 | 0.73 | 0.73 | 0.73 | 0.73 | 0 | 0 | 0 | 0 | 0 | 0 | 0 | 0 | 0 | 0 | 0 | 0 | 0 | 0 | 0 | 0 | 0 | System Off | 0 | 0
318 | 318 | 2012-01-14 05:59 | 0.58 | 0.58 | 0.58 | 0.58 | 0 | 0 | 0 | 0 | 0 | 0 | 0 | 0 | 0 | 0 | 0 | 0 | 0 | 0 | 0 | 0 | 0 | System Off | 0 | 0
319 | 319 | 2012-01-14 06:59 | 1.08 | 1.08 | 1.08 | 1.08 | 0 | 0 | 0 | 0 | 0 | 0 | 0 | 0 | 0 | 0 | 0 | 0 | 0 | 0 | 0 | 0 | 0 | System Off | 0 | 0
320 | 320 | 2012-01-14 07:59 | 1.59 | 2.55 | 2.55 | 1.59 | 58.26 | 21.97 | 21 | 14.45 | 63.1 | 0.48 | 0.35 | 0.34 | 0.01 | 19.28 | 0 | 0 | 16.49 | 0.17637 | 0.056448 | 0.002 | 9.52 | System Off | 0 | 0
321 | 321 | 2012-01-14 08:59 | 2.1 | 6.4 | 6.4 | 2.1 | 272.82 | 232.69 | 94 | 15.12 | 278.81 | 0.85 | 0.83 | 0.82 | 0.08 | 173.05 | 0 | 0 | 73.13 | 0.18078 | 0.056448 | 0.009 | 9.57 | System Off | 1 | 0
322 | 322 | 2012-01-14 09:59 | 3.06 | 11.2 | 11.2 | 3.06 | 542.26 | 496.97 | 186 | 15.18 | 541.39 | 0.97 | 0.92 | 0.9 | 0.18 | 340.19 | 0 | 0 | 144.46 | 0.17898 | 0.056448 | 0.019 | 10.22 | System Off | 1 | 0
323 | 323 | 2012-01-14 10:59 | 4.03 | 11.24 | 11.24 | 4.03 | 489.7 | 445.45 | 168 | 15.18 | 490.69 | 0.95 | 0.91 | 0.89 | 0.16 | 280.69 | 0 | 0 | 130.51 | 0.17943 | 0.056448 | 0.017 | 10.12 | System Off | 1 | 0
324 | 324 | 2012-01-14 11:59 | 5 | 10.7 | 10.7 | 5 | 395.25 | 352.82 | 136 | 15.14 | 399.07 | 0.95 | 0.88 | 0.87 | 0.13 | 210.01 | 0 | 0 | 105.75 | 0.17919 | 0.056448 | 0.014 | 10.29 | System Off | 1 | 0
325 | 325 | 2012-01-14 12:59 | 4.89 | 12.04 | 12.04 | 4.89 | 482.01 | 437.91 | 166 | 15.12 | 483.36 | 0.96 | 0.91 | 0.89 | 0.16 | 280.52 | 0 | 0 | 129.06 | 0.18053 | 0.056448 | 0.017 | 10.24 | System Off | 1 | 0
326 | 326 | 2012-01-14 13:59 | 4.78 | 8.46 | 8.46 | 4.78 | 234.17 | 194.74 | 81 | 15.06 | 240.92 | 0.85 | 0.81 | 0.79 | 0.07 | 144.28 | 0 | 0 | 63.07 | 0.18391 | 0.056448 | 0.008 | 9.88 | System Off | 1 | 0
327 | 327 | 2012-01-14 14:59 | 4.67 | 4.87 | 4.87 | 4.67 | 10.8 | 0 | 4 | 14.06 | 12.6 | 0 | 0 | 0 | 0 | 0 | 0 | 0 | 3.16 | 0.17979 | 0.056448 | 0 | 0 | System Off | 0 | 0
328 | 328 | 2012-01-14 15:59 | 3.17 | 3.17 | 3.17 | 3.17 | 0 | 0 | 0 | 0 | 0 | 0 | 0 | 0 | 0 | 0 | 0 | 0 | 0 | 0 | 0 | 0 | 0 | System Off | 0 | 0
329 | 329 | 2012-01-14 16:59 | 1.66 | 1.66 | 1.66 | 1.66 | 0 | 0 | 0 | 0 | 0 | 0 | 0 | 0 | 0 | 0 | 0 | 0 | 0 | 0 | 0 | 0 | 0 | System Off | 0 | 0
330 | 330 | 2012-01-14 17:59 | 0.16 | 0.16 | 0.16 | 0.16 | 0 | 0 | 0 | 0 | 0 | 0 | 0 | 0 | 0 | 0 | 0 | 0 | 0 | 0 | 0 | 0 | 0 | System Off | 0 | 0
331 | 331 | 2012-01-14 18:59 | -0.19 | -0.19 | -0.19 | -0.19 | 0 | 0 | 0 | 0 | 0 | 0 | 0 | 0 | 0 | 0 | 0 | 0 | 0 | 0 | 0 | 0 | 0 | System Off | 0 | 0
332 | 332 | 2012-01-14 19:59 | -0.54 | -0.54 | -0.54 | -0.54 | 0 | 0 | 0 | 0 | 0 | 0 | 0 | 0 | 0 | 0 | 0 | 0 | 0 | 0 | 0 | 0 | 0 | System Off | 0 | 0
333 | 333 | 2012-01-14 20:59 | -0.89 | -0.89 | -0.89 | -0.89 | 0 | 0 | 0 | 0 | 0 | 0 | 0 | 0 | 0 | 0 | 0 | 0 | 0 | 0 | 0 | 0 | 0 | System Off | 0 | 0
334 | 334 | 2012-01-14 21:59 | -0.62 | -0.62 | -0.62 | -0.62 | 0 | 0 | 0 | 0 | 0 | 0 | 0 | 0 | 0 | 0 | 0 | 0 | 0 | 0 | 0 | 0 | 0 | System Off | 0 | 0
335 | 335 | 2012-01-14 22:59 | -0.34 | -0.34 | -0.34 | -0.34 | 0 | 0 | 0 | 0 | 0 | 0 | 0 | 0 | 0 | 0 | 0 | 0 | 0 | 0 | 0 | 0 | 0 | System Off | 0 | 0
336 | 336 | 2012-01-14 23:59 | -0.06 | -0.06 | -0.06 | -0.06 | 0 | 0 | 0 | 0 | 0 | 0 | 0 | 0 | 0 | 0 | 0 | 0 | 0 | 0 | 0 | 0 | 0 | System Off | 0 | 0
337 | 337 | 2012-01-15 00:59 | 0.42 | 0.42 | 0.42 | 0.42 | 0 | 0 | 0 | 0 | 0 | 0 | 0 | 0 | 0 | 0 | 0 | 0 | 0 | 0 | 0 | 0 | 0 | System Off | 0 | 0
338 | 338 | 2012-01-15 01:59 | 0.9 | 0.9 | 0.9 | 0.9 | 0 | 0 | 0 | 0 | 0 | 0 | 0 | 0 | 0 | 0 | 0 | 0 | 0 | 0 | 0 | 0 | 0 | System Off | 0 | 0
339 | 339 | 2012-01-15 02:59 | 1.38 | 1.38 | 1.38 | 1.38 | 0 | 0 | 0 | 0 | 0 | 0 | 0 | 0 | 0 | 0 | 0 | 0 | 0 | 0 | 0 | 0 | 0 | System Off | 0 | 0
340 | 340 | 2012-01-15 03:59 | 1.43 | 1.43 | 1.43 | 1.43 | 0 | 0 | 0 | 0 | 0 | 0 | 0 | 0 | 0 | 0 | 0 | 0 | 0 | 0 | 0 | 0 | 0 | System Off | 0 | 0
341 | 341 | 2012-01-15 04:59 | 1.48 | 1.48 | 1.48 | 1.48 | 0 | 0 | 0 | 0 | 0 | 0 | 0 | 0 | 0 | 0 | 0 | 0 | 0 | 0 | 0 | 0 | 0 | System Off | 0 | 0
342 | 342 | 2012-01-15 05:59 | 1.54 | 1.54 | 1.54 | 1.54 | 0 | 0 | 0 | 0 | 0 | 0 | 0 | 0 | 0 | 0 | 0 | 0 | 0 | 0 | 0 | 0 | 0 | System Off | 0 | 0
343 | 343 | 2012-01-15 06:59 | 1.91 | 1.91 | 1.91 | 1.91 | 0 | 0 | 0 | 0 | 0 | 0 | 0 | 0 | 0 | 0 | 0 | 0 | 0 | 0 | 0 | 0 | 0 | System Off | 0 | 0
344 | 344 | 2012-01-15 07:59 | 2.28 | 3.73 | 3.73 | 2.28 | 77.09 | 40.47 | 27 | 14.87 | 82.63 | 0.36 | 0.49 | 0.48 | 0.01 | 35.53 | 0 | 0 | 21.09 | 0.17763 | 0.056448 | 0.003 | 11.11 | System Off | 0 | 0
345 | 345 | 2012-01-15 08:59 | 2.65 | 7.95 | 7.95 | 2.65 | 298.64 | 258.04 | 103 | 15.1 | 304.37 | 0.87 | 0.85 | 0.83 | 0.09 | 191.9 | 0 | 0 | 80.12 | 0.18201 | 0.056448 | 0.01 | 9.71 | System Off | 1 | 0
346 | 346 | 2012-01-15 09:59 | 3.02 | 9.7 | 9.7 | 3.02 | 380.46 | 338.31 | 131 | 15.13 | 384.56 | 0.91 | 0.88 | 0.86 | 0.12 | 231.59 | 0 | 0 | 101.83 | 0.18397 | 0.056448 | 0.013 | 9.92 | System Off | 1 | 0
347 | 347 | 2012-01-15 10:59 | 3.4 | 9.5 | 9.5 | 3.4 | 348.68 | 307.14 | 120 | 15.13 | 353.54 | 0.91 | 0.87 | 0.85 | 0.11 | 193.53 | 0 | 0 | 93.29 | 0.18394 | 0.056448 | 0.012 | 10 | System Off | 1 | 0
348 | 348 | 2012-01-15 11:59 | 3.78 | 10.5 | 10.5 | 3.78 | 389.24 | 346.93 | 134 | 15.13 | 393.23 | 0.96 | 0.88 | 0.86 | 0.13 | 206.51 | 0 | 0 | 104.16 | 0.1852 | 0.056448 | 0.013 | 9.7 | System Off | 1 | 0
349 | 349 | 2012-01-15 12:59 | 3.71 | 11.95 | 11.95 | 3.71 | 471.5 | 427.6 | 163 | 15.07 | 473.18 | 0.92 | 0.9 | 0.88 | 0.15 | 273.91 | 0 | 0 | 126.76 | 0.17875 | 0.056448 | 0.016 | 9.82 | System Off | 1 | 0
350 | 350 | 2012-01-15 13:59 | 3.65 | 8.97 | 8.97 | 3.65 | 296.37 | 255.8 | 103 | 14.99 | 302.27 | 0.87 | 0.85 | 0.83 | 0.09 | 189.52 | 0 | 0 | 80.24 | 0.18344 | 0.056448 | 0.01 | 9.71 | System Off | 1 | 0
351 | 351 | 2012-01-15 14:59 | 3.59 | 5.05 | 5.05 | 3.59 | 76.56 | 39.94 | 27 | 14.77 | 82.17 | 0.36 | 0.49 | 0.48 | 0.01 | 32.81 | 0 | 0 | 21.11 | 0.17946 | 0.056448 | 0.003 | 11.11 | System Off | 0 | 0
352 | 352 | 2012-01-15 15:59 | 2.45 | 2.45 | 2.45 | 2.45 | 0 | 0 | 0 | 0 | 0 | 0 | 0 | 0 | 0 | 0 | 0 | 0 | 0 | 0 | 0 | 0 | 0 | System Off | 0 | 0
353 | 353 | 2012-01-15 16:59 | 1.32 | 1.32 | 1.32 | 1.32 | 0 | 0 | 0 | 0 | 0 | 0 | 0 | 0 | 0 | 0 | 0 | 0 | 0 | 0 | 0 | 0 | 0 | System Off | 0 | 0
354 | 354 | 2012-01-15 17:59 | 0.18 | 0.18 | 0.18 | 0.18 | 0 | 0 | 0 | 0 | 0 | 0 | 0 | 0 | 0 | 0 | 0 | 0 | 0 | 0 | 0 | 0 | 0 | System Off | 0 | 0
355 | 355 | 2012-01-15 18:59 | -0.26 | -0.26 | -0.26 | -0.26 | 0 | 0 | 0 | 0 | 0 | 0 | 0 | 0 | 0 | 0 | 0 | 0 | 0 | 0 | 0 | 0 | 0 | System Off | 0 | 0
356 | 356 | 2012-01-15 19:59 | -0.7 | -0.7 | -0.7 | -0.7 | 0 | 0 | 0 | 0 | 0 | 0 | 0 | 0 | 0 | 0 | 0 | 0 | 0 | 0 | 0 | 0 | 0 | System Off | 0 | 0
357 | 357 | 2012-01-15 20:59 | -1.13 | -1.13 | -1.13 | -1.13 | 0 | 0 | 0 | 0 | 0 | 0 | 0 | 0 | 0 | 0 | 0 | 0 | 0 | 0 | 0 | 0 | 0 | System Off | 0 | 0
358 | 358 | 2012-01-15 21:59 | -1.24 | -1.24 | -1.24 | -1.24 | 0 | 0 | 0 | 0 | 0 | 0 | 0 | 0 | 0 | 0 | 0 | 0 | 0 | 0 | 0 | 0 | 0 | System Off | 0 | 0
359 | 359 | 2012-01-15 22:59 | -1.34 | -1.34 | -1.34 | -1.34 | 0 | 0 | 0 | 0 | 0 | 0 | 0 | 0 | 0 | 0 | 0 | 0 | 0 | 0 | 0 | 0 | 0 | System Off | 0 | 0
360 | 360 | 2012-01-15 23:59 | -1.44 | -1.44 | -1.44 | -1.44 | 0 | 0 | 0 | 0 | 0 | 0 | 0 | 0 | 0 | 0 | 0 | 0 | 0 | 0 | 0 | 0 | 0 | System Off | 0 | 0
361 | 361 | 2012-01-16 00:59 | -1.24 | -1.24 | -1.24 | -1.24 | 0 | 0 | 0 | 0 | 0 | 0 | 0 | 0 | 0 | 0 | 0 | 0 | 0 | 0 | 0 | 0 | 0 | System Off | 0 | 0
362 | 362 | 2012-01-16 01:59 | -1.04 | -1.04 | -1.04 | -1.04 | 0 | 0 | 0 | 0 | 0 | 0 | 0 | 0 | 0 | 0 | 0 | 0 | 0 | 0 | 0 | 0 | 0 | System Off | 0 | 0
363 | 363 | 2012-01-16 02:59 | -0.85 | -0.85 | -0.85 | -0.85 | 0 | 0 | 0 | 0 | 0 | 0 | 0 | 0 | 0 | 0 | 0 | 0 | 0 | 0 | 0 | 0 | 0 | System Off | 0 | 0
364 | 364 | 2012-01-16 03:59 | -1 | -1 | -1 | -1 | 0 | 0 | 0 | 0 | 0 | 0 | 0 | 0 | 0 | 0 | 0 | 0 | 0 | 0 | 0 | 0 | 0 | System Off | 0 | 0
365 | 365 | 2012-01-16 04:59 | -1.16 | -1.16 | -1.16 | -1.16 | 0 | 0 | 0 | 0 | 0 | 0 | 0 | 0 | 0 | 0 | 0 | 0 | 0 | 0 | 0 | 0 | 0 | System Off | 0 | 0
366 | 366 | 2012-01-16 05:59 | -1.31 | -1.31 | -1.31 | -1.31 | 0 | 0 | 0 | 0 | 0 | 0 | 0 | 0 | 0 | 0 | 0 | 0 | 0 | 0 | 0 | 0 | 0 | System Off | 0 | 0
367 | 367 | 2012-01-16 06:59 | -0.9 | -0.9 | -0.9 | -0.9 | 0 | 0 | 0 | 0 | 0 | 0 | 0 | 0 | 0 | 0 | 0 | 0 | 0 | 0 | 0 | 0 | 0 | System Off | 0 | 0
368 | 368 | 2012-01-16 07:59 | -0.49 | 0.91 | 0.91 | -0.49 | 82.3 | 45.59 | 29 | 14.78 | 87.8 | 0.69 | 0.52 | 0.51 | 0.02 | 40.02 | 0 | 0 | 22.68 | 0.17389 | 0.056448 | 0.003 | 10.34 | System Off | 0 | 0
369 | 369 | 2012-01-16 08:59 | -0.07 | 5.44 | 5.44 | -0.07 | 345.31 | 303.83 | 117 | 15.37 | 349.74 | 0.93 | 0.87 | 0.85 | 0.11 | 225.95 | 0 | 0 | 90.7 | 0.17888 | 0.056448 | 0.012 | 10.26 | System Off | 1 | 0
370 | 370 | 2012-01-16 09:59 | 1.09 | 10.67 | 10.67 | 1.09 | 606.33 | 559.75 | 206 | 15.33 | 602.95 | 0.97 | 0.93 | 0.91 | 0.2 | 383.17 | 0 | 0 | 159.62 | 0.18501 | 0.056448 | 0.021 | 10.19 | System Off | 1 | 0
371 | 371 | 2012-01-16 10:59 | 2.26 | 14.22 | 14.22 | 2.26 | 751.18 | 701.61 | 257 | 15.22 | 742.17 | 0.97 | 0.95 | 0.93 | 0.25 | 442.1 | 0 | 0 | 199.3 | 0.18135 | 0.056448 | 0.026 | 10.12 | System Off | 1 | 0
372 | 372 | 2012-01-16 11:59 | 3.43 | 15.53 | 15.53 | 3.43 | 755.66 | 706.01 | 260 | 15.14 | 746.59 | 1 | 0.95 | 0.93 | 0.26 | 420.24 | 0 | 0 | 201.84 | 0.18315 | 0.056448 | 0.026 | 10 | System Off | 1 | 0
373 | 373 | 2012-01-16 12:59 | 3.12 | 13.28 | 13.28 | 3.12 | 613.38 | 566.66 | 211 | 15.14 | 610.07 | 0.95 | 0.93 | 0.91 | 0.2 | 362.99 | 0 | 0 | 163.86 | 0.18029 | 0.056448 | 0.021 | 9.95 | System Off | 1 | 0
374 | 374 | 2012-01-16 13:59 | 2.82 | 9.04 | 9.04 | 2.82 | 359.24 | 317.5 | 124 | 15.09 | 363.79 | 0.89 | 0.87 | 0.85 | 0.11 | 235.23 | 0 | 0 | 96.45 | 0.18333 | 0.056448 | 0.013 | 10.48 | System Off | 1 | 0
375 | 375 | 2012-01-16 14:59 | 2.52 | 4.11 | 4.11 | 2.52 | 84.64 | 47.88 | 30 | 14.69 | 90.41 | 0.66 | 0.53 | 0.52 | 0.02 | 39.34 | 0 | 0 | 23.48 | 0.17812 | 0.056448 | 0.003 | 10 | System Off | 0 | 0
376 | 376 | 2012-01-16 15:59 | 1.07 | 1.07 | 1.07 | 1.07 | 0 | 0 | 0 | 0 | 0 | 0 | 0 | 0 | 0 | 0 | 0 | 0 | 0 | 0 | 0 | 0 | 0 | System Off | 0 | 0
377 | 377 | 2012-01-16 16:59 | -0.39 | -0.39 | -0.39 | -0.39 | 0 | 0 | 0 | 0 | 0 | 0 | 0 | 0 | 0 | 0 | 0 | 0 | 0 | 0 | 0 | 0 | 0 | System Off | 0 | 0
378 | 378 | 2012-01-16 17:59 | -1.84 | -1.84 | -1.84 | -1.84 | 0 | 0 | 0 | 0 | 0 | 0 | 0 | 0 | 0 | 0 | 0 | 0 | 0 | 0 | 0 | 0 | 0 | System Off | 0 | 0
379 | 379 | 2012-01-16 18:59 | -2.22 | -2.22 | -2.22 | -2.22 | 0 | 0 | 0 | 0 | 0 | 0 | 0 | 0 | 0 | 0 | 0 | 0 | 0 | 0 | 0 | 0 | 0 | System Off | 0 | 0
380 | 380 | 2012-01-16 19:59 | -2.59 | -2.59 | -2.59 | -2.59 | 0 | 0 | 0 | 0 | 0 | 0 | 0 | 0 | 0 | 0 | 0 | 0 | 0 | 0 | 0 | 0 | 0 | System Off | 0 | 0
381 | 381 | 2012-01-16 20:59 | -2.96 | -2.96 | -2.96 | -2.96 | 0 | 0 | 0 | 0 | 0 | 0 | 0 | 0 | 0 | 0 | 0 | 0 | 0 | 0 | 0 | 0 | 0 | System Off | 0 | 0
382 | 382 | 2012-01-16 21:59 | -2.9 | -2.9 | -2.9 | -2.9 | 0 | 0 | 0 | 0 | 0 | 0 | 0 | 0 | 0 | 0 | 0 | 0 | 0 | 0 | 0 | 0 | 0 | System Off | 0 | 0
383 | 383 | 2012-01-16 22:59 | -2.83 | -2.83 | -2.83 | -2.83 | 0 | 0 | 0 | 0 | 0 | 0 | 0 | 0 | 0 | 0 | 0 | 0 | 0 | 0 | 0 | 0 | 0 | System Off | 0 | 0
384 | 384 | 2012-01-16 23:59 | -2.76 | -2.76 | -2.76 | -2.76 | 0 | 0 | 0 | 0 | 0 | 0 | 0 | 0 | 0 | 0 | 0 | 0 | 0 | 0 | 0 | 0 | 0 | System Off | 0 | 0
385 | 385 | 2012-01-17 00:59 | -2.45 | -2.45 | -2.45 | -2.45 | 0 | 0 | 0 | 0 | 0 | 0 | 0 | 0 | 0 | 0 | 0 | 0 | 0 | 0 | 0 | 0 | 0 | System Off | 0 | 0
386 | 386 | 2012-01-17 01:59 | -2.14 | -2.14 | -2.14 | -2.14 | 0 | 0 | 0 | 0 | 0 | 0 | 0 | 0 | 0 | 0 | 0 | 0 | 0 | 0 | 0 | 0 | 0 | System Off | 0 | 0
387 | 387 | 2012-01-17 02:59 | -1.83 | -1.83 | -1.83 | -1.83 | 0 | 0 | 0 | 0 | 0 | 0 | 0 | 0 | 0 | 0 | 0 | 0 | 0 | 0 | 0 | 0 | 0 | System Off | 0 | 0
388 | 388 | 2012-01-17 03:59 | -2.02 | -2.02 | -2.02 | -2.02 | 0 | 0 | 0 | 0 | 0 | 0 | 0 | 0 | 0 | 0 | 0 | 0 | 0 | 0 | 0 | 0 | 0 | System Off | 0 | 0
389 | 389 | 2012-01-17 04:59 | -2.21 | -2.21 | -2.21 | -2.21 | 0 | 0 | 0 | 0 | 0 | 0 | 0 | 0 | 0 | 0 | 0 | 0 | 0 | 0 | 0 | 0 | 0 | System Off | 0 | 0
390 | 390 | 2012-01-17 05:59 | -2.4 | -2.4 | -2.4 | -2.4 | 0 | 0 | 0 | 0 | 0 | 0 | 0 | 0 | 0 | 0 | 0 | 0 | 0 | 0 | 0 | 0 | 0 | System Off | 0 | 0
391 | 391 | 2012-01-17 06:59 | -1.61 | -1.61 | -1.61 | -1.61 | 0 | 0 | 0 | 0 | 0 | 0 | 0 | 0 | 0 | 0 | 0 | 0 | 0 | 0 | 0 | 0 | 0 | System Off | 0 | 0
392 | 392 | 2012-01-17 07:59 | -0.82 | 0.77 | 0.77 | -0.82 | 84.76 | 48 | 29 | 15.22 | 90.3 | 0.67 | 0.53 | 0.52 | 0.02 | 42.14 | 0 | 0 | 22.55 | 0.17342 | 0.056448 | 0.003 | 10.34 | System Off | 0 | 0
393 | 393 | 2012-01-17 08:59 | -0.02 | 6.23 | 6.23 | -0.02 | 340.2 | 298.82 | 116 | 15.27 | 344.84 | 0.94 | 0.87 | 0.85 | 0.11 | 222.23 | 0 | 0 | 90.01 | 0.1789 | 0.056448 | 0.012 | 10.34 | System Off | 1 | 0
394 | 394 | 2012-01-17 09:59 | 1.77 | 12.51 | 12.51 | 1.77 | 584.91 | 538.76 | 201 | 15.16 | 582.61 | 0.94 | 0.92 | 0.91 | 0.19 | 368.8 | 0 | 0 | 156.02 | 0.18575 | 0.056448 | 0.02 | 9.95 | System Off | 1 | 0
395 | 395 | 2012-01-17 10:59 | 3.57 | 14.54 | 14.54 | 3.57 | 588.84 | 542.62 | 204 | 15.03 | 586.69 | 0.98 | 0.92 | 0.91 | 0.2 | 341.91 | 0 | 0 | 158.59 | 0.18058 | 0.056448 | 0.02 | 9.8 | System Off | 1 | 0
396 | 396 | 2012-01-17 11:59 | 5.37 | 17.83 | 17.83 | 5.37 | 664.85 | 617.08 | 232 | 14.93 | 660.05 | 0.95 | 0.93 | 0.91 | 0.22 | 367.31 | 0 | 0 | 180.54 | 0.18186 | 0.056448 | 0.023 | 9.91 | System Off | 1 | 0
397 | 397 | 2012-01-17 12:59 | 4.77 | 15.33 | 15.33 | 4.77 | 569.41 | 523.58 | 198 | 14.98 | 568.12 | 0.96 | 0.92 | 0.9 | 0.19 | 335.39 | 0 | 0 | 154.05 | 0.17934 | 0.056448 | 0.02 | 10.1 | System Off | 1 | 0
398 | 398 | 2012-01-17 13:59 | 4.18 | 10.58 | 10.58 | 4.18 | 345.44 | 303.95 | 120 | 14.99 | 350.53 | 0.92 | 0.87 | 0.85 | 0.11 | 225.19 | 0 | 0 | 93.45 | 0.18506 | 0.056448 | 0.012 | 10 | System Off | 1 | 0
399 | 399 | 2012-01-17 14:59 | 3.58 | 5.32 | 5.32 | 3.58 | 91.18 | 54.31 | 32 | 14.84 | 97.19 | 0.61 | 0.56 | 0.55 | 0.02 | 44.61 | 0 | 0 | 25 | 0.1797 | 0.056448 | 0.003 | 9.38 | System Off | 0 | 0
400 | 400 | 2012-01-17 15:59 | 2.08 | 2.08 | 2.08 | 2.08 | 0 | 0 | 0 | 0 | 0 | 0 | 0 | 0 | 0 | 0 | 0 | 0 | 0 | 0 | 0 | 0 | 0 | System Off | 0 | 0
401 | 401 | 2012-01-17 16:59 | 0.57 | 0.57 | 0.57 | 0.57 | 0 | 0 | 0 | 0 | 0 | 0 | 0 | 0 | 0 | 0 | 0 | 0 | 0 | 0 | 0 | 0 | 0 | System Off | 0 | 0
402 | 402 | 2012-01-17 17:59 | -0.93 | -0.93 | -0.93 | -0.93 | 0 | 0 | 0 | 0 | 0 | 0 | 0 | 0 | 0 | 0 | 0 | 0 | 0 | 0 | 0 | 0 | 0 | System Off | 0 | 0
403 | 403 | 2012-01-17 18:59 | -1.08 | -1.08 | -1.08 | -1.08 | 0 | 0 | 0 | 0 | 0 | 0 | 0 | 0 | 0 | 0 | 0 | 0 | 0 | 0 | 0 | 0 | 0 | System Off | 0 | 0
404 | 404 | 2012-01-17 19:59 | -1.23 | -1.23 | -1.23 | -1.23 | 0 | 0 | 0 | 0 | 0 | 0 | 0 | 0 | 0 | 0 | 0 | 0 | 0 | 0 | 0 | 0 | 0 | System Off | 0 | 0
405 | 405 | 2012-01-17 20:59 | -1.37 | -1.37 | -1.37 | -1.37 | 0 | 0 | 0 | 0 | 0 | 0 | 0 | 0 | 0 | 0 | 0 | 0 | 0 | 0 | 0 | 0 | 0 | System Off | 0 | 0
406 | 406 | 2012-01-17 21:59 | -1.35 | -1.35 | -1.35 | -1.35 | 0 | 0 | 0 | 0 | 0 | 0 | 0 | 0 | 0 | 0 | 0 | 0 | 0 | 0 | 0 | 0 | 0 | System Off | 0 | 0
407 | 407 | 2012-01-17 22:59 | -1.33 | -1.33 | -1.33 | -1.33 | 0 | 0 | 0 | 0 | 0 | 0 | 0 | 0 | 0 | 0 | 0 | 0 | 0 | 0 | 0 | 0 | 0 | System Off | 0 | 0
408 | 408 | 2012-01-17 23:59 | -1.31 | -1.31 | -1.31 | -1.31 | 0 | 0 | 0 | 0 | 0 | 0 | 0 | 0 | 0 | 0 | 0 | 0 | 0 | 0 | 0 | 0 | 0 | System Off | 0 | 0
409 | 409 | 2012-01-18 00:59 | -1.17 | -1.17 | -1.17 | -1.17 | 0 | 0 | 0 | 0 | 0 | 0 | 0 | 0 | 0 | 0 | 0 | 0 | 0 | 0 | 0 | 0 | 0 | System Off | 0 | 0
410 | 410 | 2012-01-18 01:59 | -1.03 | -1.03 | -1.03 | -1.03 | 0 | 0 | 0 | 0 | 0 | 0 | 0 | 0 | 0 | 0 | 0 | 0 | 0 | 0 | 0 | 0 | 0 | System Off | 0 | 0
411 | 411 | 2012-01-18 02:59 | -0.89 | -0.89 | -0.89 | -0.89 | 0 | 0 | 0 | 0 | 0 | 0 | 0 | 0 | 0 | 0 | 0 | 0 | 0 | 0 | 0 | 0 | 0 | System Off | 0 | 0
412 | 412 | 2012-01-18 03:59 | -0.95 | -0.95 | -0.95 | -0.95 | 0 | 0 | 0 | 0 | 0 | 0 | 0 | 0 | 0 | 0 | 0 | 0 | 0 | 0 | 0 | 0 | 0 | System Off | 0 | 0
413 | 413 | 2012-01-18 04:59 | -1.01 | -1.01 | -1.01 | -1.01 | 0 | 0 | 0 | 0 | 0 | 0 | 0 | 0 | 0 | 0 | 0 | 0 | 0 | 0 | 0 | 0 | 0 | System Off | 0 | 0
414 | 414 | 2012-01-18 05:59 | -1.06 | -1.06 | -1.06 | -1.06 | 0 | 0 | 0 | 0 | 0 | 0 | 0 | 0 | 0 | 0 | 0 | 0 | 0 | 0 | 0 | 0 | 0 | System Off | 0 | 0
415 | 415 | 2012-01-18 06:59 | -0.37 | -0.37 | -0.37 | -0.37 | 0 | 0 | 0 | 0 | 0 | 0 | 0 | 0 | 0 | 0 | 0 | 0 | 0 | 0 | 0 | 0 | 0 | System Off | 0 | 0
416 | 416 | 2012-01-18 07:59 | 0.33 | 1.7 | 1.7 | 0.33 | 79.96 | 43.29 | 28 | 14.87 | 85.45 | 0.7 | 0.51 | 0.5 | 0.02 | 38 | 0 | 0 | 21.87 | 0.17497 | 0.056448 | 0.003 | 10.71 | System Off | 0 | 0
417 | 417 | 2012-01-18 08:59 | 1.03 | 5.04 | 5.04 | 1.03 | 243.71 | 204.12 | 84 | 15.11 | 249.97 | 0.83 | 0.82 | 0.8 | 0.07 | 151.8 | 0 | 0 | 65.36 | 0.17877 | 0.056448 | 0.008 | 9.52 | System Off | 1 | 0
418 | 418 | 2012-01-18 09:59 | 2.34 | 11.79 | 11.79 | 2.34 | 596.06 | 549.69 | 204 | 15.22 | 593.23 | 0.98 | 0.93 | 0.91 | 0.2 | 376.29 | 0 | 0 | 158.31 | 0.17886 | 0.056448 | 0.02 | 9.8 | System Off | 1 | 0
419 | 419 | 2012-01-18 10:59 | 3.66 | 13.15 | 13.15 | 3.66 | 600.71 | 554.25 | 206 | 15.19 | 597.89 | 0.97 | 0.93 | 0.91 | 0.2 | 349.24 | 0 | 0 | 159.92 | 0.18079 | 0.056448 | 0.021 | 10.19 | System Off | 1 | 0
420 | 420 | 2012-01-18 11:59 | 4.98 | 12.36 | 12.36 | 4.98 | 468.72 | 424.88 | 162 | 15.07 | 470.55 | 0.92 | 0.9 | 0.88 | 0.15 | 252.91 | 0 | 0 | 126.02 | 0.18046 | 0.056448 | 0.016 | 9.88 | System Off | 1 | 0
421 | 421 | 2012-01-18 12:59 | 4.53 | 9.5 | 9.5 | 4.53 | 317.06 | 276.11 | 110 | 15.01 | 322.62 | 0.91 | 0.86 | 0.84 | 0.1 | 176.87 | 0 | 0 | 85.68 | 0.18505 | 0.056448 | 0.011 | 10 | System Off | 1 | 0
422 | 422 | 2012-01-18 13:59 | 4.08 | 7.75 | 7.75 | 4.08 | 235.78 | 196.33 | 82 | 14.98 | 242.43 | 0.85 | 0.81 | 0.79 | 0.07 | 145.46 | 0 | 0 | 63.92 | 0.18297 | 0.056448 | 0.008 | 9.76 | System Off | 1 | 0
423 | 423 | 2012-01-18 14:59 | 3.63 | 4.59 | 4.59 | 3.63 | 59.29 | 22.97 | 21 | 14.7 | 64.28 | 0.46 | 0.36 | 0.35 | 0.01 | 18.87 | 0 | 0 | 16.44 | 0.17921 | 0.056448 | 0.002 | 9.52 | System Off | 0 | 0
424 | 424 | 2012-01-18 15:59 | 3.37 | 3.37 | 3.37 | 3.37 | 0 | 0 | 0 | 0 | 0 | 0 | 0 | 0 | 0 | 0 | 0 | 0 | 0 | 0 | 0 | 0 | 0 | System Off | 0 | 0
425 | 425 | 2012-01-18 16:59 | 3.1 | 3.1 | 3.1 | 3.1 | 0 | 0 | 0 | 0 | 0 | 0 | 0 | 0 | 0 | 0 | 0 | 0 | 0 | 0 | 0 | 0 | 0 | System Off | 0 | 0
426 | 426 | 2012-01-18 17:59 | 2.84 | 2.84 | 2.84 | 2.84 | 0 | 0 | 0 | 0 | 0 | 0 | 0 | 0 | 0 | 0 | 0 | 0 | 0 | 0 | 0 | 0 | 0 | System Off | 0 | 0
427 | 427 | 2012-01-18 18:59 | 3.09 | 3.09 | 3.09 | 3.09 | 0 | 0 | 0 | 0 | 0 | 0 | 0 | 0 | 0 | 0 | 0 | 0 | 0 | 0 | 0 | 0 | 0 | System Off | 0 | 0
428 | 428 | 2012-01-18 19:59 | 3.34 | 3.34 | 3.34 | 3.34 | 0 | 0 | 0 | 0 | 0 | 0 | 0 | 0 | 0 | 0 | 0 | 0 | 0 | 0 | 0 | 0 | 0 | System Off | 0 | 0
429 | 429 | 2012-01-18 20:59 | 3.6 | 3.6 | 3.6 | 3.6 | 0 | 0 | 0 | 0 | 0 | 0 | 0 | 0 | 0 | 0 | 0 | 0 | 0 | 0 | 0 | 0 | 0 | System Off | 0 | 0
430 | 430 | 2012-01-18 21:59 | 4.25 | 4.25 | 4.25 | 4.25 | 0 | 0 | 0 | 0 | 0 | 0 | 0 | 0 | 0 | 0 | 0 | 0 | 0 | 0 | 0 | 0 | 0 | System Off | 0 | 0
431 | 431 | 2012-01-18 22:59 | 4.9 | 4.9 | 4.9 | 4.9 | 0 | 0 | 0 | 0 | 0 | 0 | 0 | 0 | 0 | 0 | 0 | 0 | 0 | 0 | 0 | 0 | 0 | System Off | 0 | 0
432 | 432 | 2012-01-18 23:59 | 5.56 | 5.56 | 5.56 | 5.56 | 0 | 0 | 0 | 0 | 0 | 0 | 0 | 0 | 0 | 0 | 0 | 0 | 0 | 0 | 0 | 0 | 0 | System Off | 0 | 0
433 | 433 | 2012-01-19 00:59 | 5.56 | 5.56 | 5.56 | 5.56 | 0 | 0 | 0 | 0 | 0 | 0 | 0 | 0 | 0 | 0 | 0 | 0 | 0 | 0 | 0 | 0 | 0 | System Off | 0 | 0
434 | 434 | 2012-01-19 01:59 | 5.56 | 5.56 | 5.56 | 5.56 | 0 | 0 | 0 | 0 | 0 | 0 | 0 | 0 | 0 | 0 | 0 | 0 | 0 | 0 | 0 | 0 | 0 | System Off | 0 | 0
435 | 435 | 2012-01-19 02:59 | 5.56 | 5.56 | 5.56 | 5.56 | 0 | 0 | 0 | 0 | 0 | 0 | 0 | 0 | 0 | 0 | 0 | 0 | 0 | 0 | 0 | 0 | 0 | System Off | 0 | 0
436 | 436 | 2012-01-19 03:59 | 6.26 | 6.26 | 6.26 | 6.26 | 0 | 0 | 0 | 0 | 0 | 0 | 0 | 0 | 0 | 0 | 0 | 0 | 0 | 0 | 0 | 0 | 0 | System Off | 0 | 0
437 | 437 | 2012-01-19 04:59 | 6.96 | 6.96 | 6.96 | 6.96 | 0 | 0 | 0 | 0 | 0 | 0 | 0 | 0 | 0 | 0 | 0 | 0 | 0 | 0 | 0 | 0 | 0 | System Off | 0 | 0
438 | 438 | 2012-01-19 05:59 | 7.67 | 7.67 | 7.67 | 7.67 | 0 | 0 | 0 | 0 | 0 | 0 | 0 | 0 | 0 | 0 | 0 | 0 | 0 | 0 | 0 | 0 | 0 | System Off | 0 | 0
439 | 439 | 2012-01-19 06:59 | 8.33 | 8.33 | 8.33 | 8.33 | 0 | 0 | 0 | 0 | 0 | 0 | 0 | 0 | 0 | 0 | 0 | 0 | 0 | 0 | 0 | 0 | 0 | System Off | 0 | 0
440 | 440 | 2012-01-19 07:59 | 8.99 | 9.4 | 9.4 | 8.99 | 31 | 0 | 11 | 14.68 | 34.72 | 0 | 0 | 0 | 0 | 0 | 0 | 0 | 8.61 | 0.18368 | 0.056448 | 0.001 | 9.09 | System Off | 0 | 0
441 | 441 | 2012-01-19 08:59 | 9.66 | 10.36 | 10.36 | 9.66 | 56.58 | 20.31 | 21 | 14.03 | 61.78 | 0.47 | 0.33 | 0.32 | 0.01 | 15.11 | 0 | 0 | 16.58 | 0.17727 | 0.056448 | 0.002 | 9.52 | System Off | 0 | 0
442 | 442 | 2012-01-19 09:59 | 9.95 | 11.04 | 11.04 | 9.95 | 92.16 | 55.28 | 33 | 14.55 | 98.61 | 0.59 | 0.56 | 0.55 | 0.02 | 37.84 | 0 | 0 | 25.88 | 0.17827 | 0.056448 | 0.003 | 9.09 | System Off | 0 | 0
443 | 443 | 2012-01-19 10:59 | 10.24 | 11.08 | 11.08 | 10.24 | 72.99 | 36.44 | 27 | 14.08 | 78.88 | 0.37 | 0.46 | 0.45 | 0.01 | 22.96 | 0 | 0 | 21.31 | 0.17837 | 0.056448 | 0.003 | 11.11 | System Off | 0 | 0
444 | 444 | 2012-01-19 11:59 | 10.54 | 11.54 | 11.54 | 10.54 | 89.55 | 52.71 | 33 | 14.13 | 95.97 | 0.61 | 0.55 | 0.54 | 0.02 | 31.38 | 0 | 0 | 26.02 | 0.17909 | 0.056448 | 0.003 | 9.09 | System Off | 0 | 0
445 | 445 | 2012-01-19 12:59 | 10.21 | 12.14 | 12.14 | 10.21 | 176.69 | 138.31 | 63 | 14.61 | 184.16 | 0.79 | 0.75 | 0.74 | 0.05 | 88.6 | 0 | 0 | 49.37 | 0.18015 | 0.056448 | 0.006 | 9.52 | System Off | 1 | 0
446 | 446 | 2012-01-19 13:59 | 9.89 | 10.9 | 10.9 | 9.89 | 89.82 | 52.97 | 33 | 14.18 | 96.2 | 0.61 | 0.55 | 0.54 | 0.02 | 39.25 | 0 | 0 | 26.01 | 0.1782 | 0.056448 | 0.003 | 9.09 | System Off | 0 | 0
447 | 447 | 2012-01-19 14:59 | 9.57 | 10.32 | 10.32 | 9.57 | 65.97 | 29.54 | 24 | 14.32 | 71.55 | 0.41 | 0.41 | 0.4 | 0.01 | 24.27 | 0 | 0 | 18.88 | 0.1773 | 0.056448 | 0.002 | 8.33 | System Off | 0 | 0
448 | 448 | 2012-01-19 15:59 | 9.07 | 9.07 | 9.07 | 9.07 | 0 | 0 | 0 | 0 | 0 | 0 | 0 | 0 | 0 | 0 | 0 | 0 | 0 | 0 | 0 | 0 | 0 | System Off | 0 | 0
449 | 449 | 2012-01-19 16:59 | 8.58 | 8.58 | 8.58 | 8.58 | 0 | 0 | 0 | 0 | 0 | 0 | 0 | 0 | 0 | 0 | 0 | 0 | 0 | 0 | 0 | 0 | 0 | System Off | 0 | 0
450 | 450 | 2012-01-19 17:59 | 8.08 | 8.08 | 8.08 | 8.08 | 0 | 0 | 0 | 0 | 0 | 0 | 0 | 0 | 0 | 0 | 0 | 0 | 0 | 0 | 0 | 0 | 0 | System Off | 0 | 0
451 | 451 | 2012-01-19 18:59 | 7.34 | 7.34 | 7.34 | 7.34 | 0 | 0 | 0 | 0 | 0 | 0 | 0 | 0 | 0 | 0 | 0 | 0 | 0 | 0 | 0 | 0 | 0 | System Off | 0 | 0
452 | 452 | 2012-01-19 19:59 | 6.61 | 6.61 | 6.61 | 6.61 | 0 | 0 | 0 | 0 | 0 | 0 | 0 | 0 | 0 | 0 | 0 | 0 | 0 | 0 | 0 | 0 | 0 | System Off | 0 | 0
453 | 453 | 2012-01-19 20:59 | 5.88 | 5.88 | 5.88 | 5.88 | 0 | 0 | 0 | 0 | 0 | 0 | 0 | 0 | 0 | 0 | 0 | 0 | 0 | 0 | 0 | 0 | 0 | System Off | 0 | 0
454 | 454 | 2012-01-19 21:59 | 5.67 | 5.67 | 5.67 | 5.67 | 0 | 0 | 0 | 0 | 0 | 0 | 0 | 0 | 0 | 0 | 0 | 0 | 0 | 0 | 0 | 0 | 0 | System Off | 0 | 0
455 | 455 | 2012-01-19 22:59 | 5.47 | 5.47 | 5.47 | 5.47 | 0 | 0 | 0 | 0 | 0 | 0 | 0 | 0 | 0 | 0 | 0 | 0 | 0 | 0 | 0 | 0 | 0 | System Off | 0 | 0
456 | 456 | 2012-01-19 23:59 | 5.27 | 5.27 | 5.27 | 5.27 | 0 | 0 | 0 | 0 | 0 | 0 | 0 | 0 | 0 | 0 | 0 | 0 | 0 | 0 | 0 | 0 | 0 | System Off | 0 | 0
457 | 457 | 2012-01-20 00:59 | 5.21 | 5.21 | 5.21 | 5.21 | 0 | 0 | 0 | 0 | 0 | 0 | 0 | 0 | 0 | 0 | 0 | 0 | 0 | 0 | 0 | 0 | 0 | System Off | 0 | 0
458 | 458 | 2012-01-20 01:59 | 5.16 | 5.16 | 5.16 | 5.16 | 0 | 0 | 0 | 0 | 0 | 0 | 0 | 0 | 0 | 0 | 0 | 0 | 0 | 0 | 0 | 0 | 0 | System Off | 0 | 0
459 | 459 | 2012-01-20 02:59 | 5.1 | 5.1 | 5.1 | 5.1 | 0 | 0 | 0 | 0 | 0 | 0 | 0 | 0 | 0 | 0 | 0 | 0 | 0 | 0 | 0 | 0 | 0 | System Off | 0 | 0
460 | 460 | 2012-01-20 03:59 | 4.42 | 4.42 | 4.42 | 4.42 | 0 | 0 | 0 | 0 | 0 | 0 | 0 | 0 | 0 | 0 | 0 | 0 | 0 | 0 | 0 | 0 | 0 | System Off | 0 | 0
461 | 461 | 2012-01-20 04:59 | 3.74 | 3.74 | 3.74 | 3.74 | 0 | 0 | 0 | 0 | 0 | 0 | 0 | 0 | 0 | 0 | 0 | 0 | 0 | 0 | 0 | 0 | 0 | System Off | 0 | 0
462 | 462 | 2012-01-20 05:59 | 3.06 | 3.06 | 3.06 | 3.06 | 0 | 0 | 0 | 0 | 0 | 0 | 0 | 0 | 0 | 0 | 0 | 0 | 0 | 0 | 0 | 0 | 0 | System Off | 0 | 0
463 | 463 | 2012-01-20 06:59 | 3.19 | 3.19 | 3.19 | 3.19 | 0 | 0 | 0 | 0 | 0 | 0 | 0 | 0 | 0 | 0 | 0 | 0 | 0 | 0 | 0 | 0 | 0 | System Off | 0 | 0
464 | 464 | 2012-01-20 07:59 | 3.32 | 3.46 | 3.46 | 3.32 | 10.88 | 0 | 4 | 14.17 | 12.66 | 0 | 0 | 0 | 0 | 0 | 0 | 0 | 3.15 | 0.1779 | 0.056448 | 0 | 0 | System Off | 0 | 0
465 | 465 | 2012-01-20 08:59 | 3.45 | 6.14 | 6.14 | 3.45 | 226.24 | 186.96 | 78 | 15.11 | 232.81 | 0.89 | 0.8 | 0.79 | 0.07 | 139.04 | 0 | 0 | 60.72 | 0.18187 | 0.056448 | 0.008 | 10.26 | System Off | 1 | 0
466 | 466 | 2012-01-20 09:59 | 3.89 | 5.22 | 5.22 | 3.89 | 109.43 | 72.24 | 38 | 15 | 115.78 | 0.77 | 0.62 | 0.61 | 0.03 | 49.45 | 0 | 0 | 29.63 | 0.18044 | 0.056448 | 0.004 | 10.53 | System Off | 0 | 0
467 | 467 | 2012-01-20 10:59 | 4.33 | 5.1 | 5.1 | 4.33 | 62.83 | 26.45 | 22 | 14.87 | 67.99 | 0.44 | 0.39 | 0.38 | 0.01 | 16.67 | 0 | 0 | 17.18 | 0.18024 | 0.056448 | 0.002 | 9.09 | System Off | 0 | 0
468 | 468 | 2012-01-20 11:59 | 4.78 | 8.55 | 8.55 | 4.78 | 325.36 | 284.25 | 112 | 15.13 | 330.62 | 0.89 | 0.86 | 0.84 | 0.1 | 169.2 | 0 | 0 | 87.15 | 0.1855 | 0.056448 | 0.011 | 9.82 | System Off | 1 | 0
469 | 469 | 2012-01-20 12:59 | 4.44 | 9.36 | 9.36 | 4.44 | 407.58 | 364.92 | 140 | 15.16 | 410.89 | 0.93 | 0.89 | 0.87 | 0.13 | 233.76 | 0 | 0 | 108.86 | 0.17861 | 0.056448 | 0.014 | 10 | System Off | 1 | 0
470 | 470 | 2012-01-20 13:59 | 4.11 | 6.18 | 6.18 | 4.11 | 158.48 | 120.42 | 55 | 15.01 | 165.34 | 0.72 | 0.73 | 0.71 | 0.04 | 89.22 | 0 | 0 | 42.88 | 0.18163 | 0.056448 | 0.006 | 10.91 | System Off | 1 | 0
471 | 471 | 2012-01-20 14:59 | 3.77 | 4.6 | 4.6 | 3.77 | 58.12 | 21.82 | 21 | 14.41 | 63.06 | 0.47 | 0.35 | 0.34 | 0.01 | 17.93 | 0 | 0 | 16.5 | 0.17941 | 0.056448 | 0.002 | 9.52 | System Off | 0 | 0
472 | 472 | 2012-01-20 15:59 | 3.78 | 3.78 | 3.78 | 3.78 | 0 | 0 | 0 | 0 | 0 | 0 | 0 | 0 | 0 | 0 | 0 | 0 | 0 | 0 | 0 | 0 | 0 | System Off | 0 | 0
473 | 473 | 2012-01-20 16:59 | 3.8 | 3.8 | 3.8 | 3.8 | 0 | 0 | 0 | 0 | 0 | 0 | 0 | 0 | 0 | 0 | 0 | 0 | 0 | 0 | 0 | 0 | 0 | System Off | 0 | 0
474 | 474 | 2012-01-20 17:59 | 3.81 | 3.81 | 3.81 | 3.81 | 0 | 0 | 0 | 0 | 0 | 0 | 0 | 0 | 0 | 0 | 0 | 0 | 0 | 0 | 0 | 0 | 0 | System Off | 0 | 0
475 | 475 | 2012-01-20 18:59 | 3.62 | 3.62 | 3.62 | 3.62 | 0 | 0 | 0 | 0 | 0 | 0 | 0 | 0 | 0 | 0 | 0 | 0 | 0 | 0 | 0 | 0 | 0 | System Off | 0 | 0
476 | 476 | 2012-01-20 19:59 | 3.43 | 3.43 | 3.43 | 3.43 | 0 | 0 | 0 | 0 | 0 | 0 | 0 | 0 | 0 | 0 | 0 | 0 | 0 | 0 | 0 | 0 | 0 | System Off | 0 | 0
477 | 477 | 2012-01-20 20:59 | 3.25 | 3.25 | 3.25 | 3.25 | 0 | 0 | 0 | 0 | 0 | 0 | 0 | 0 | 0 | 0 | 0 | 0 | 0 | 0 | 0 | 0 | 0 | System Off | 0 | 0
478 | 478 | 2012-01-20 21:59 | 3.07 | 3.07 | 3.07 | 3.07 | 0 | 0 | 0 | 0 | 0 | 0 | 0 | 0 | 0 | 0 | 0 | 0 | 0 | 0 | 0 | 0 | 0 | System Off | 0 | 0
479 | 479 | 2012-01-20 22:59 | 2.89 | 2.89 | 2.89 | 2.89 | 0 | 0 | 0 | 0 | 0 | 0 | 0 | 0 | 0 | 0 | 0 | 0 | 0 | 0 | 0 | 0 | 0 | System Off | 0 | 0
480 | 480 | 2012-01-20 23:59 | 2.71 | 2.71 | 2.71 | 2.71 | 0 | 0 | 0 | 0 | 0 | 0 | 0 | 0 | 0 | 0 | 0 | 0 | 0 | 0 | 0 | 0 | 0 | System Off | 0 | 0
481 | 481 | 2012-01-21 00:59 | 2.78 | 2.78 | 2.78 | 2.78 | 0 | 0 | 0 | 0 | 0 | 0 | 0 | 0 | 0 | 0 | 0 | 0 | 0 | 0 | 0 | 0 | 0 | System Off | 0 | 0
482 | 482 | 2012-01-21 01:59 | 2.85 | 2.85 | 2.85 | 2.85 | 0 | 0 | 0 | 0 | 0 | 0 | 0 | 0 | 0 | 0 | 0 | 0 | 0 | 0 | 0 | 0 | 0 | System Off | 0 | 0
483 | 483 | 2012-01-21 02:59 | 2.92 | 2.92 | 2.92 | 2.92 | 0 | 0 | 0 | 0 | 0 | 0 | 0 | 0 | 0 | 0 | 0 | 0 | 0 | 0 | 0 | 0 | 0 | System Off | 0 | 0
484 | 484 | 2012-01-21 03:59 | 3.56 | 3.56 | 3.56 | 3.56 | 0 | 0 | 0 | 0 | 0 | 0 | 0 | 0 | 0 | 0 | 0 | 0 | 0 | 0 | 0 | 0 | 0 | System Off | 0 | 0
485 | 485 | 2012-01-21 04:59 | 4.2 | 4.2 | 4.2 | 4.2 | 0 | 0 | 0 | 0 | 0 | 0 | 0 | 0 | 0 | 0 | 0 | 0 | 0 | 0 | 0 | 0 | 0 | System Off | 0 | 0
486 | 486 | 2012-01-21 05:59 | 4.84 | 4.84 | 4.84 | 4.84 | 0 | 0 | 0 | 0 | 0 | 0 | 0 | 0 | 0 | 0 | 0 | 0 | 0 | 0 | 0 | 0 | 0 | System Off | 0 | 0
487 | 487 | 2012-01-21 06:59 | 5.81 | 5.81 | 5.81 | 5.81 | 0 | 0 | 0 | 0 | 0 | 0 | 0 | 0 | 0 | 0 | 0 | 0 | 0 | 0 | 0 | 0 | 0 | System Off | 0 | 0
488 | 488 | 2012-01-21 07:59 | 6.78 | 7.22 | 7.22 | 6.78 | 31.33 | 0 | 11 | 14.83 | 34.99 | 0 | 0 | 0 | 0 | 0 | 0 | 0 | 8.6 | 0.18313 | 0.056448 | 0.001 | 9.09 | System Off | 0 | 0
489 | 489 | 2012-01-21 08:59 | 7.76 | 9.62 | 9.62 | 7.76 | 143.65 | 105.86 | 51 | 14.67 | 150.76 | 0.78 | 0.7 | 0.69 | 0.04 | 78.72 | 0 | 0 | 39.93 | 0.17617 | 0.056448 | 0.005 | 9.8 | System Off | 1 | 0
490 | 490 | 2012-01-21 09:59 | 8.36 | 9.24 | 9.24 | 8.36 | 68.82 | 32.34 | 25 | 14.34 | 74.44 | 0.39 | 0.43 | 0.43 | 0.01 | 22.14 | 0 | 0 | 19.66 | 0.18352 | 0.056448 | 0.003 | 12 | System Off | 0 | 0
491 | 491 | 2012-01-21 10:59 | 8.96 | 10.14 | 10.14 | 8.96 | 97.38 | 60.4 | 35 | 14.49 | 103.88 | 0.56 | 0.58 | 0.57 | 0.02 | 38.06 | 0 | 0 | 27.47 | 0.17701 | 0.056448 | 0.004 | 11.43 | System Off | 0 | 0
492 | 492 | 2012-01-21 11:59 | 9.56 | 10.29 | 10.29 | 9.56 | 61.34 | 24.99 | 22 | 14.52 | 66.74 | 0.44 | 0.37 | 0.37 | 0.01 | 14.88 | 0 | 0 | 17.26 | 0.17718 | 0.056448 | 0.002 | 9.09 | System Off | 0 | 0
493 | 493 | 2012-01-21 12:59 | 9.5 | 10.2 | 10.2 | 9.5 | 59 | 22.69 | 22 | 13.97 | 64.29 | 0.45 | 0.35 | 0.35 | 0.01 | 14.53 | 0 | 0 | 17.39 | 0.1771 | 0.056448 | 0.002 | 9.09 | System Off | 0 | 0
494 | 494 | 2012-01-21 13:59 | 9.44 | 9.9 | 9.9 | 9.44 | 37.89 | 1.95 | 14 | 14.1 | 42.08 | 0 | 0.05 | 0.05 | 0 | 1.44 | 0 | 0 | 11.05 | 0.17661 | 0.056448 | 0.001 | 7.14 | System Off | 0 | 0
495 | 495 | 2012-01-21 14:59 | 9.38 | 9.54 | 9.54 | 9.38 | 12.76 | 0 | 5 | 13.29 | 14.87 | 0 | 0 | 0 | 0 | 0 | 0 | 0 | 3.99 | 0.18392 | 0.056448 | 0.001 | 20 | System Off | 0 | 0
496 | 496 | 2012-01-21 15:59 | 9.16 | 9.16 | 9.16 | 9.16 | 0 | 0 | 0 | 0 | 0 | 0 | 0 | 0 | 0 | 0 | 0 | 0 | 0 | 0 | 0 | 0 | 0 | System Off | 0 | 0
497 | 497 | 2012-01-21 16:59 | 8.94 | 8.94 | 8.94 | 8.94 | 0 | 0 | 0 | 0 | 0 | 0 | 0 | 0 | 0 | 0 | 0 | 0 | 0 | 0 | 0 | 0 | 0 | System Off | 0 | 0
498 | 498 | 2012-01-21 17:59 | 8.72 | 8.72 | 8.72 | 8.72 | 0 | 0 | 0 | 0 | 0 | 0 | 0 | 0 | 0 | 0 | 0 | 0 | 0 | 0 | 0 | 0 | 0 | System Off | 0 | 0
499 | 499 | 2012-01-21 18:59 | 8.08 | 8.08 | 8.08 | 8.08 | 0 | 0 | 0 | 0 | 0 | 0 | 0 | 0 | 0 | 0 | 0 | 0 | 0 | 0 | 0 | 0 | 0 | System Off | 0 | 0
500 | 500 | 2012-01-21 19:59 | 7.44 | 7.44 | 7.44 | 7.44 | 0 | 0 | 0 | 0 | 0 | 0 | 0 | 0 | 0 | 0 | 0 | 0 | 0 | 0 | 0 | 0 | 0 | System Off | 0 | 0
501 | 501 | 2012-01-21 20:59 | 6.8 | 6.8 | 6.8 | 6.8 | 0 | 0 | 0 | 0 | 0 | 0 | 0 | 0 | 0 | 0 | 0 | 0 | 0 | 0 | 0 | 0 | 0 | System Off | 0 | 0
502 | 502 | 2012-01-21 21:59 | 6.3 | 6.3 | 6.3 | 6.3 | 0 | 0 | 0 | 0 | 0 | 0 | 0 | 0 | 0 | 0 | 0 | 0 | 0 | 0 | 0 | 0 | 0 | System Off | 0 | 0
503 | 503 | 2012-01-21 22:59 | 5.8 | 5.8 | 5.8 | 5.8 | 0 | 0 | 0 | 0 | 0 | 0 | 0 | 0 | 0 | 0 | 0 | 0 | 0 | 0 | 0 | 0 | 0 | System Off | 0 | 0
504 | 504 | 2012-01-21 23:59 | 5.3 | 5.3 | 5.3 | 5.3 | 0 | 0 | 0 | 0 | 0 | 0 | 0 | 0 | 0 | 0 | 0 | 0 | 0 | 0 | 0 | 0 | 0 | System Off | 0 | 0
505 | 505 | 2012-01-22 00:59 | 5.05 | 5.05 | 5.05 | 5.05 | 0 | 0 | 0 | 0 | 0 | 0 | 0 | 0 | 0 | 0 | 0 | 0 | 0 | 0 | 0 | 0 | 0 | System Off | 0 | 0
506 | 506 | 2012-01-22 01:59 | 4.8 | 4.8 | 4.8 | 4.8 | 0 | 0 | 0 | 0 | 0 | 0 | 0 | 0 | 0 | 0 | 0 | 0 | 0 | 0 | 0 | 0 | 0 | System Off | 0 | 0
507 | 507 | 2012-01-22 02:59 | 4.54 | 4.54 | 4.54 | 4.54 | 0 | 0 | 0 | 0 | 0 | 0 | 0 | 0 | 0 | 0 | 0 | 0 | 0 | 0 | 0 | 0 | 0 | System Off | 0 | 0
508 | 508 | 2012-01-22 03:59 | 4.39 | 4.39 | 4.39 | 4.39 | 0 | 0 | 0 | 0 | 0 | 0 | 0 | 0 | 0 | 0 | 0 | 0 | 0 | 0 | 0 | 0 | 0 | System Off | 0 | 0
509 | 509 | 2012-01-22 04:59 | 4.24 | 4.24 | 4.24 | 4.24 | 0 | 0 | 0 | 0 | 0 | 0 | 0 | 0 | 0 | 0 | 0 | 0 | 0 | 0 | 0 | 0 | 0 | System Off | 0 | 0
510 | 510 | 2012-01-22 05:59 | 4.09 | 4.09 | 4.09 | 4.09 | 0 | 0 | 0 | 0 | 0 | 0 | 0 | 0 | 0 | 0 | 0 | 0 | 0 | 0 | 0 | 0 | 0 | System Off | 0 | 0
511 | 511 | 2012-01-22 06:59 | 4.34 | 4.34 | 4.34 | 4.34 | 0 | 0 | 0 | 0 | 0 | 0 | 0 | 0 | 0 | 0 | 0 | 0 | 0 | 0 | 0 | 0 | 0 | System Off | 0 | 0
512 | 512 | 2012-01-22 07:59 | 4.59 | 5.56 | 5.56 | 4.59 | 77.79 | 41.15 | 28 | 14.47 | 83.47 | 0.36 | 0.49 | 0.48 | 0.01 | 36.13 | 0 | 0 | 21.98 | 0.18092 | 0.056448 | 0.003 | 10.71 | System Off | 0 | 0
513 | 513 | 2012-01-22 08:59 | 4.84 | 6.36 | 6.36 | 4.84 | 123.71 | 86.27 | 44 | 14.64 | 130.35 | 0.68 | 0.66 | 0.65 | 0.03 | 64.16 | 0 | 0 | 34.47 | 0.1821 | 0.056448 | 0.004 | 9.09 | System Off | 0 | 0
514 | 514 | 2012-01-22 09:59 | 5.48 | 7.47 | 7.47 | 5.48 | 167.78 | 129.56 | 59 | 14.81 | 174.79 | 0.84 | 0.74 | 0.73 | 0.05 | 88.69 | 0 | 0 | 46.11 | 0.18378 | 0.056448 | 0.006 | 10.17 | System Off | 1 | 0
515 | 515 | 2012-01-22 10:59 | 6.13 | 7.57 | 7.57 | 6.13 | 123.06 | 85.63 | 44 | 14.57 | 129.8 | 0.68 | 0.66 | 0.65 | 0.03 | 53.96 | 0 | 0 | 34.5 | 0.18393 | 0.056448 | 0.004 | 9.09 | System Off | 0 | 0
516 | 516 | 2012-01-22 11:59 | 6.78 | 7.86 | 7.86 | 6.78 | 93.5 | 56.59 | 33 | 14.76 | 99.74 | 0.59 | 0.57 | 0.56 | 0.02 | 33.68 | 0 | 0 | 25.82 | 0.18169 | 0.056448 | 0.003 | 9.09 | System Off | 0 | 0
517 | 517 | 2012-01-22 12:59 | 7 | 8.06 | 8.06 | 7 | 93.41 | 56.51 | 33 | 14.74 | 99.67 | 0.59 | 0.57 | 0.56 | 0.02 | 36.2 | 0 | 0 | 25.82 | 0.182 | 0.056448 | 0.003 | 9.09 | System Off | 0 | 0
518 | 518 | 2012-01-22 13:59 | 7.22 | 7.79 | 7.79 | 7.22 | 50.11 | 13.96 | 18 | 14.5 | 54.87 | 0.54 | 0.25 | 0.25 | 0.01 | 10.34 | 0 | 0 | 14.13 | 0.18154 | 0.056448 | 0.002 | 11.11 | System Off | 0 | 0
519 | 519 | 2012-01-22 14:59 | 7.44 | 7.95 | 7.95 | 7.44 | 45.33 | 9.26 | 16 | 14.76 | 49.85 | 0 | 0.19 | 0.18 | 0 | 7.6 | 0 | 0 | 12.52 | 0.18174 | 0.056448 | 0.002 | 12.5 | System Off | 0 | 0
520 | 520 | 2012-01-22 15:59 | 7.29 | 7.29 | 7.29 | 7.29 | 0 | 0 | 0 | 0 | 0 | 0 | 0 | 0 | 0 | 0 | 0 | 0 | 0 | 0 | 0 | 0 | 0 | System Off | 0 | 0
521 | 521 | 2012-01-22 16:59 | 7.15 | 7.15 | 7.15 | 7.15 | 0 | 0 | 0 | 0 | 0 | 0 | 0 | 0 | 0 | 0 | 0 | 0 | 0 | 0 | 0 | 0 | 0 | System Off | 0 | 0
522 | 522 | 2012-01-22 17:59 | 7 | 7 | 7 | 7 | 0 | 0 | 0 | 0 | 0 | 0 | 0 | 0 | 0 | 0 | 0 | 0 | 0 | 0 | 0 | 0 | 0 | System Off | 0 | 0
523 | 523 | 2012-01-22 18:59 | 6.6 | 6.6 | 6.6 | 6.6 | 0 | 0 | 0 | 0 | 0 | 0 | 0 | 0 | 0 | 0 | 0 | 0 | 0 | 0 | 0 | 0 | 0 | System Off | 0 | 0
524 | 524 | 2012-01-22 19:59 | 6.2 | 6.2 | 6.2 | 6.2 | 0 | 0 | 0 | 0 | 0 | 0 | 0 | 0 | 0 | 0 | 0 | 0 | 0 | 0 | 0 | 0 | 0 | System Off | 0 | 0
525 | 525 | 2012-01-22 20:59 | 5.8 | 5.8 | 5.8 | 5.8 | 0 | 0 | 0 | 0 | 0 | 0 | 0 | 0 | 0 | 0 | 0 | 0 | 0 | 0 | 0 | 0 | 0 | System Off | 0 | 0
526 | 526 | 2012-01-22 21:59 | 5.63 | 5.63 | 5.63 | 5.63 | 0 | 0 | 0 | 0 | 0 | 0 | 0 | 0 | 0 | 0 | 0 | 0 | 0 | 0 | 0 | 0 | 0 | System Off | 0 | 0
527 | 527 | 2012-01-22 22:59 | 5.46 | 5.46 | 5.46 | 5.46 | 0 | 0 | 0 | 0 | 0 | 0 | 0 | 0 | 0 | 0 | 0 | 0 | 0 | 0 | 0 | 0 | 0 | System Off | 0 | 0
528 | 528 | 2012-01-22 23:59 | 5.3 | 5.3 | 5.3 | 5.3 | 0 | 0 | 0 | 0 | 0 | 0 | 0 | 0 | 0 | 0 | 0 | 0 | 0 | 0 | 0 | 0 | 0 | System Off | 0 | 0
529 | 529 | 2012-01-23 00:59 | 5.01 | 5.01 | 5.01 | 5.01 | 0 | 0 | 0 | 0 | 0 | 0 | 0 | 0 | 0 | 0 | 0 | 0 | 0 | 0 | 0 | 0 | 0 | System Off | 0 | 0
530 | 530 | 2012-01-23 01:59 | 4.72 | 4.72 | 4.72 | 4.72 | 0 | 0 | 0 | 0 | 0 | 0 | 0 | 0 | 0 | 0 | 0 | 0 | 0 | 0 | 0 | 0 | 0 | System Off | 0 | 0
531 | 531 | 2012-01-23 02:59 | 4.42 | 4.42 | 4.42 | 4.42 | 0 | 0 | 0 | 0 | 0 | 0 | 0 | 0 | 0 | 0 | 0 | 0 | 0 | 0 | 0 | 0 | 0 | System Off | 0 | 0
532 | 532 | 2012-01-23 03:59 | 4.22 | 4.22 | 4.22 | 4.22 | 0 | 0 | 0 | 0 | 0 | 0 | 0 | 0 | 0 | 0 | 0 | 0 | 0 | 0 | 0 | 0 | 0 | System Off | 0 | 0
533 | 533 | 2012-01-23 04:59 | 4.02 | 4.02 | 4.02 | 4.02 | 0 | 0 | 0 | 0 | 0 | 0 | 0 | 0 | 0 | 0 | 0 | 0 | 0 | 0 | 0 | 0 | 0 | System Off | 0 | 0
534 | 534 | 2012-01-23 05:59 | 3.82 | 3.82 | 3.82 | 3.82 | 0 | 0 | 0 | 0 | 0 | 0 | 0 | 0 | 0 | 0 | 0 | 0 | 0 | 0 | 0 | 0 | 0 | System Off | 0 | 0
535 | 535 | 2012-01-23 06:59 | 4.11 | 4.11 | 4.11 | 4.11 | 0 | 0 | 0 | 0 | 0 | 0 | 0 | 0 | 0 | 0 | 0 | 0 | 0 | 0 | 0 | 0 | 0 | System Off | 0 | 0
536 | 536 | 2012-01-23 07:59 | 4.4 | 5.74 | 5.74 | 4.4 | 93.95 | 57.03 | 33 | 14.83 | 100.05 | 0.59 | 0.57 | 0.56 | 0.02 | 50.07 | 0 | 0 | 25.79 | 0.18091 | 0.056448 | 0.003 | 9.09 | System Off | 0 | 0
537 | 537 | 2012-01-23 08:59 | 4.7 | 6.67 | 6.67 | 4.7 | 143.4 | 105.61 | 50 | 14.94 | 150.24 | 0.79 | 0.7 | 0.69 | 0.04 | 78.54 | 0 | 0 | 39.01 | 0.1822 | 0.056448 | 0.005 | 10 | System Off | 1 | 0
538 | 538 | 2012-01-23 09:59 | 5.12 | 8.75 | 8.75 | 5.12 | 277.6 | 237.39 | 96 | 15.06 | 283.8 | 0.93 | 0.84 | 0.82 | 0.09 | 162.5 | 0 | 0 | 74.76 | 0.18517 | 0.056448 | 0.01 | 10.42 | System Off | 1 | 0
539 | 539 | 2012-01-23 10:59 | 5.54 | 10.94 | 10.94 | 5.54 | 430.24 | 387.15 | 148 | 15.14 | 433.09 | 0.94 | 0.89 | 0.87 | 0.14 | 243.95 | 0 | 0 | 115.1 | 0.17792 | 0.056448 | 0.015 | 10.14 | System Off | 1 | 0
540 | 540 | 2012-01-23 11:59 | 5.97 | 10.76 | 10.76 | 5.97 | 391.71 | 349.35 | 135 | 15.11 | 395.63 | 0.96 | 0.88 | 0.86 | 0.13 | 207.95 | 0 | 0 | 105.05 | 0.17787 | 0.056448 | 0.014 | 10.37 | System Off | 1 | 0
541 | 541 | 2012-01-23 12:59 | 5.97 | 9.89 | 9.89 | 5.97 | 313.17 | 272.29 | 109 | 14.96 | 318.86 | 0.92 | 0.85 | 0.84 | 0.1 | 174.42 | 0 | 0 | 84.99 | 0.1766 | 0.056448 | 0.011 | 10.09 | System Off | 1 | 0
542 | 542 | 2012-01-23 13:59 | 5.97 | 9.92 | 9.92 | 5.97 | 310.94 | 270.11 | 108 | 15 | 316.68 | 0.92 | 0.85 | 0.83 | 0.1 | 200.12 | 0 | 0 | 84.17 | 0.17654 | 0.056448 | 0.011 | 10.19 | System Off | 1 | 0
543 | 543 | 2012-01-23 14:59 | 5.97 | 7.81 | 7.81 | 5.97 | 138.83 | 101.13 | 49 | 14.76 | 145.75 | 0.81 | 0.69 | 0.68 | 0.04 | 83.07 | 0 | 0 | 38.32 | 0.18396 | 0.056448 | 0.005 | 10.2 | System Off | 1 | 0
544 | 544 | 2012-01-23 15:59 | 5.29 | 5.29 | 5.29 | 5.29 | 0 | 0 | 0 | 0 | 0 | 0 | 0 | 0 | 0 | 0 | 0 | 0 | 0 | 0 | 0 | 0 | 0 | System Off | 0 | 0
545 | 545 | 2012-01-23 16:59 | 4.61 | 4.61 | 4.61 | 4.61 | 0 | 0 | 0 | 0 | 0 | 0 | 0 | 0 | 0 | 0 | 0 | 0 | 0 | 0 | 0 | 0 | 0 | System Off | 0 | 0
546 | 546 | 2012-01-23 17:59 | 3.93 | 3.93 | 3.93 | 3.93 | 0 | 0 | 0 | 0 | 0 | 0 | 0 | 0 | 0 | 0 | 0 | 0 | 0 | 0 | 0 | 0 | 0 | System Off | 0 | 0
547 | 547 | 2012-01-23 18:59 | 3.71 | 3.71 | 3.71 | 3.71 | 0 | 0 | 0 | 0 | 0 | 0 | 0 | 0 | 0 | 0 | 0 | 0 | 0 | 0 | 0 | 0 | 0 | System Off | 0 | 0
548 | 548 | 2012-01-23 19:59 | 3.5 | 3.5 | 3.5 | 3.5 | 0 | 0 | 0 | 0 | 0 | 0 | 0 | 0 | 0 | 0 | 0 | 0 | 0 | 0 | 0 | 0 | 0 | System Off | 0 | 0
549 | 549 | 2012-01-23 20:59 | 3.29 | 3.29 | 3.29 | 3.29 | 0 | 0 | 0 | 0 | 0 | 0 | 0 | 0 | 0 | 0 | 0 | 0 | 0 | 0 | 0 | 0 | 0 | System Off | 0 | 0
550 | 550 | 2012-01-23 21:59 | 3.33 | 3.33 | 3.33 | 3.33 | 0 | 0 | 0 | 0 | 0 | 0 | 0 | 0 | 0 | 0 | 0 | 0 | 0 | 0 | 0 | 0 | 0 | System Off | 0 | 0
551 | 551 | 2012-01-23 22:59 | 3.37 | 3.37 | 3.37 | 3.37 | 0 | 0 | 0 | 0 | 0 | 0 | 0 | 0 | 0 | 0 | 0 | 0 | 0 | 0 | 0 | 0 | 0 | System Off | 0 | 0
552 | 552 | 2012-01-23 23:59 | 3.42 | 3.42 | 3.42 | 3.42 | 0 | 0 | 0 | 0 | 0 | 0 | 0 | 0 | 0 | 0 | 0 | 0 | 0 | 0 | 0 | 0 | 0 | System Off | 0 | 0
553 | 553 | 2012-01-24 00:59 | 3.1 | 3.1 | 3.1 | 3.1 | 0 | 0 | 0 | 0 | 0 | 0 | 0 | 0 | 0 | 0 | 0 | 0 | 0 | 0 | 0 | 0 | 0 | System Off | 0 | 0
554 | 554 | 2012-01-24 01:59 | 2.78 | 2.78 | 2.78 | 2.78 | 0 | 0 | 0 | 0 | 0 | 0 | 0 | 0 | 0 | 0 | 0 | 0 | 0 | 0 | 0 | 0 | 0 | System Off | 0 | 0
555 | 555 | 2012-01-24 02:59 | 2.45 | 2.45 | 2.45 | 2.45 | 0 | 0 | 0 | 0 | 0 | 0 | 0 | 0 | 0 | 0 | 0 | 0 | 0 | 0 | 0 | 0 | 0 | System Off | 0 | 0
556 | 556 | 2012-01-24 03:59 | 2.16 | 2.16 | 2.16 | 2.16 | 0 | 0 | 0 | 0 | 0 | 0 | 0 | 0 | 0 | 0 | 0 | 0 | 0 | 0 | 0 | 0 | 0 | System Off | 0 | 0
557 | 557 | 2012-01-24 04:59 | 1.87 | 1.87 | 1.87 | 1.87 | 0 | 0 | 0 | 0 | 0 | 0 | 0 | 0 | 0 | 0 | 0 | 0 | 0 | 0 | 0 | 0 | 0 | System Off | 0 | 0
558 | 558 | 2012-01-24 05:59 | 1.59 | 1.59 | 1.59 | 1.59 | 0 | 0 | 0 | 0 | 0 | 0 | 0 | 0 | 0 | 0 | 0 | 0 | 0 | 0 | 0 | 0 | 0 | System Off | 0 | 0
559 | 559 | 2012-01-24 06:59 | 1.87 | 1.87 | 1.87 | 1.87 | 0 | 0 | 0 | 0 | 0 | 0 | 0 | 0 | 0 | 0 | 0 | 0 | 0 | 0 | 0 | 0 | 0 | System Off | 0 | 0
560 | 560 | 2012-01-24 07:59 | 2.15 | 4.13 | 4.13 | 2.15 | 129.16 | 91.62 | 45 | 14.95 | 135.66 | 0.66 | 0.68 | 0.66 | 0.03 | 80.43 | 0 | 0 | 35.11 | 0.17836 | 0.056448 | 0.005 | 11.11 | System Off | 1 | 0
561 | 561 | 2012-01-24 08:59 | 2.43 | 7.98 | 7.98 | 2.43 | 370.91 | 328.94 | 127 | 15.21 | 375.02 | 0.94 | 0.88 | 0.86 | 0.12 | 244.63 | 0 | 0 | 98.66 | 0.18292 | 0.056448 | 0.013 | 10.24 | System Off | 1 | 0
562 | 562 | 2012-01-24 09:59 | 3.22 | 12.81 | 12.81 | 3.22 | 650.78 | 603.3 | 223 | 15.2 | 645.89 | 0.99 | 0.93 | 0.91 | 0.22 | 412.99 | 0 | 0 | 173.11 | 0.18102 | 0.056448 | 0.022 | 9.87 | System Off | 1 | 0
563 | 563 | 2012-01-24 10:59 | 4.02 | 13.2 | 13.2 | 4.02 | 618.69 | 571.86 | 212 | 15.2 | 615.16 | 0.99 | 0.93 | 0.91 | 0.21 | 360.34 | 0 | 0 | 164.58 | 0.18159 | 0.056448 | 0.021 | 9.91 | System Off | 1 | 0
564 | 564 | 2012-01-24 11:59 | 4.82 | 10.23 | 10.23 | 4.82 | 359.64 | 317.89 | 124 | 15.11 | 364.34 | 0.88 | 0.87 | 0.85 | 0.11 | 189.22 | 0 | 0 | 96.46 | 0.18618 | 0.056448 | 0.013 | 10.48 | System Off | 1 | 0
565 | 565 | 2012-01-24 12:59 | 4.65 | 10.95 | 10.95 | 4.65 | 412.09 | 369.35 | 142 | 15.11 | 415.47 | 0.91 | 0.89 | 0.87 | 0.13 | 236.6 | 0 | 0 | 110.43 | 0.179 | 0.056448 | 0.014 | 9.86 | System Off | 1 | 0
566 | 566 | 2012-01-24 13:59 | 4.49 | 7.45 | 7.45 | 4.49 | 184.97 | 146.44 | 65 | 14.82 | 191.95 | 0.77 | 0.76 | 0.75 | 0.05 | 108.49 | 0 | 0 | 50.78 | 0.18268 | 0.056448 | 0.007 | 10.77 | System Off | 1 | 0
567 | 567 | 2012-01-24 14:59 | 4.32 | 5.93 | 5.93 | 4.32 | 96.44 | 59.48 | 34 | 14.77 | 102.61 | 0.58 | 0.58 | 0.57 | 0.02 | 48.86 | 0 | 0 | 26.59 | 0.18085 | 0.056448 | 0.003 | 8.82 | System Off | 0 | 0
568 | 568 | 2012-01-24 15:59 | 3.69 | 3.69 | 3.69 | 3.69 | 0 | 0 | 0 | 0 | 0 | 0 | 0 | 0 | 0 | 0 | 0 | 0 | 0 | 0 | 0 | 0 | 0 | System Off | 0 | 0
569 | 569 | 2012-01-24 16:59 | 3.06 | 3.06 | 3.06 | 3.06 | 0 | 0 | 0 | 0 | 0 | 0 | 0 | 0 | 0 | 0 | 0 | 0 | 0 | 0 | 0 | 0 | 0 | System Off | 0 | 0
570 | 570 | 2012-01-24 17:59 | 2.43 | 2.43 | 2.43 | 2.43 | 0 | 0 | 0 | 0 | 0 | 0 | 0 | 0 | 0 | 0 | 0 | 0 | 0 | 0 | 0 | 0 | 0 | System Off | 0 | 0
571 | 571 | 2012-01-24 18:59 | 2.09 | 2.09 | 2.09 | 2.09 | 0 | 0 | 0 | 0 | 0 | 0 | 0 | 0 | 0 | 0 | 0 | 0 | 0 | 0 | 0 | 0 | 0 | System Off | 0 | 0
572 | 572 | 2012-01-24 19:59 | 1.76 | 1.76 | 1.76 | 1.76 | 0 | 0 | 0 | 0 | 0 | 0 | 0 | 0 | 0 | 0 | 0 | 0 | 0 | 0 | 0 | 0 | 0 | System Off | 0 | 0
573 | 573 | 2012-01-24 20:59 | 1.43 | 1.43 | 1.43 | 1.43 | 0 | 0 | 0 | 0 | 0 | 0 | 0 | 0 | 0 | 0 | 0 | 0 | 0 | 0 | 0 | 0 | 0 | System Off | 0 | 0
574 | 574 | 2012-01-24 21:59 | 1.34 | 1.34 | 1.34 | 1.34 | 0 | 0 | 0 | 0 | 0 | 0 | 0 | 0 | 0 | 0 | 0 | 0 | 0 | 0 | 0 | 0 | 0 | System Off | 0 | 0
575 | 575 | 2012-01-24 22:59 | 1.25 | 1.25 | 1.25 | 1.25 | 0 | 0 | 0 | 0 | 0 | 0 | 0 | 0 | 0 | 0 | 0 | 0 | 0 | 0 | 0 | 0 | 0 | System Off | 0 | 0
576 | 576 | 2012-01-24 23:59 | 1.17 | 1.17 | 1.17 | 1.17 | 0 | 0 | 0 | 0 | 0 | 0 | 0 | 0 | 0 | 0 | 0 | 0 | 0 | 0 | 0 | 0 | 0 | System Off | 0 | 0
577 | 577 | 2012-01-25 00:59 | 0.65 | 0.65 | 0.65 | 0.65 | 0 | 0 | 0 | 0 | 0 | 0 | 0 | 0 | 0 | 0 | 0 | 0 | 0 | 0 | 0 | 0 | 0 | System Off | 0 | 0
578 | 578 | 2012-01-25 01:59 | 0.13 | 0.13 | 0.13 | 0.13 | 0 | 0 | 0 | 0 | 0 | 0 | 0 | 0 | 0 | 0 | 0 | 0 | 0 | 0 | 0 | 0 | 0 | System Off | 0 | 0
579 | 579 | 2012-01-25 02:59 | -0.39 | -0.39 | -0.39 | -0.39 | 0 | 0 | 0 | 0 | 0 | 0 | 0 | 0 | 0 | 0 | 0 | 0 | 0 | 0 | 0 | 0 | 0 | System Off | 0 | 0
580 | 580 | 2012-01-25 03:59 | -0.32 | -0.32 | -0.32 | -0.32 | 0 | 0 | 0 | 0 | 0 | 0 | 0 | 0 | 0 | 0 | 0 | 0 | 0 | 0 | 0 | 0 | 0 | System Off | 0 | 0
581 | 581 | 2012-01-25 04:59 | -0.25 | -0.25 | -0.25 | -0.25 | 0 | 0 | 0 | 0 | 0 | 0 | 0 | 0 | 0 | 0 | 0 | 0 | 0 | 0 | 0 | 0 | 0 | System Off | 0 | 0
582 | 582 | 2012-01-25 05:59 | -0.17 | -0.17 | -0.17 | -0.17 | 0 | 0 | 0 | 0 | 0 | 0 | 0 | 0 | 0 | 0 | 0 | 0 | 0 | 0 | 0 | 0 | 0 | System Off | 0 | 0
583 | 583 | 2012-01-25 06:59 | 0.51 | 0.51 | 0.51 | 0.51 | 0 | 0 | 0 | 0 | 0 | 0 | 0 | 0 | 0 | 0 | 0 | 0 | 0 | 0 | 0 | 0 | 0 | System Off | 0 | 0
584 | 584 | 2012-01-25 07:59 | 1.19 | 3.27 | 3.27 | 1.19 | 137.74 | 100.06 | 48 | 14.95 | 144.25 | 0.83 | 0.69 | 0.68 | 0.04 | 87.84 | 0 | 0 | 37.45 | 0.17717 | 0.056448 | 0.005 | 10.42 | System Off | 1 | 0
585 | 585 | 2012-01-25 08:59 | 1.87 | 7.57 | 7.57 | 1.87 | 410.7 | 367.98 | 140 | 15.28 | 413.67 | 0.93 | 0.89 | 0.87 | 0.13 | 273.66 | 0 | 0 | 108.67 | 0.18278 | 0.056448 | 0.014 | 10 | System Off | 1 | 0
586 | 586 | 2012-01-25 09:59 | 2.98 | 12.1 | 12.1 | 2.98 | 662.3 | 614.58 | 226 | 15.26 | 656.83 | 0.97 | 0.94 | 0.92 | 0.22 | 420.71 | 0 | 0 | 175.33 | 0.18083 | 0.056448 | 0.023 | 10.18 | System Off | 1 | 0
587 | 587 | 2012-01-25 10:59 | 4.09 | 11.44 | 11.44 | 4.09 | 527.8 | 482.8 | 181 | 15.19 | 527.48 | 0.94 | 0.92 | 0.9 | 0.17 | 304.22 | 0 | 0 | 140.61 | 0.18016 | 0.056448 | 0.018 | 9.94 | System Off | 1 | 0
588 | 588 | 2012-01-25 11:59 | 5.21 | 11.37 | 11.37 | 5.21 | 440.67 | 397.37 | 152 | 15.1 | 443.25 | 0.92 | 0.9 | 0.88 | 0.14 | 236.53 | 0 | 0 | 118.24 | 0.17767 | 0.056448 | 0.015 | 9.87 | System Off | 1 | 0
589 | 589 | 2012-01-25 12:59 | 5.41 | 11.2 | 11.2 | 5.41 | 414.09 | 371.3 | 143 | 15.08 | 417.44 | 0.91 | 0.89 | 0.87 | 0.13 | 237.85 | 0 | 0 | 111.28 | 0.1775 | 0.056448 | 0.014 | 9.79 | System Off | 1 | 0
590 | 590 | 2012-01-25 13:59 | 5.61 | 11.79 | 11.79 | 5.61 | 447.67 | 404.23 | 155 | 15.04 | 450.08 | 0.97 | 0.9 | 0.88 | 0.15 | 299.49 | 0 | 0 | 120.67 | 0.17838 | 0.056448 | 0.016 | 10.32 | System Off | 1 | 0
591 | 591 | 2012-01-25 14:59 | 5.81 | 7.72 | 7.72 | 5.81 | 132.86 | 95.26 | 47 | 14.72 | 139.72 | 0.63 | 0.68 | 0.67 | 0.03 | 78.25 | 0 | 0 | 36.77 | 0.18363 | 0.056448 | 0.005 | 10.64 | System Off | 1 | 0
592 | 592 | 2012-01-25 15:59 | 4.87 | 4.87 | 4.87 | 4.87 | 0 | 0 | 0 | 0 | 0 | 0 | 0 | 0 | 0 | 0 | 0 | 0 | 0 | 0 | 0 | 0 | 0 | System Off | 0 | 0
593 | 593 | 2012-01-25 16:59 | 3.93 | 3.93 | 3.93 | 3.93 | 0 | 0 | 0 | 0 | 0 | 0 | 0 | 0 | 0 | 0 | 0 | 0 | 0 | 0 | 0 | 0 | 0 | System Off | 0 | 0
594 | 594 | 2012-01-25 17:59 | 2.99 | 2.99 | 2.99 | 2.99 | 0 | 0 | 0 | 0 | 0 | 0 | 0 | 0 | 0 | 0 | 0 | 0 | 0 | 0 | 0 | 0 | 0 | System Off | 0 | 0
595 | 595 | 2012-01-25 18:59 | 2.46 | 2.46 | 2.46 | 2.46 | 0 | 0 | 0 | 0 | 0 | 0 | 0 | 0 | 0 | 0 | 0 | 0 | 0 | 0 | 0 | 0 | 0 | System Off | 0 | 0
596 | 596 | 2012-01-25 19:59 | 1.94 | 1.94 | 1.94 | 1.94 | 0 | 0 | 0 | 0 | 0 | 0 | 0 | 0 | 0 | 0 | 0 | 0 | 0 | 0 | 0 | 0 | 0 | System Off | 0 | 0
597 | 597 | 2012-01-25 20:59 | 1.42 | 1.42 | 1.42 | 1.42 | 0 | 0 | 0 | 0 | 0 | 0 | 0 | 0 | 0 | 0 | 0 | 0 | 0 | 0 | 0 | 0 | 0 | System Off | 0 | 0
598 | 598 | 2012-01-25 21:59 | 1.16 | 1.16 | 1.16 | 1.16 | 0 | 0 | 0 | 0 | 0 | 0 | 0 | 0 | 0 | 0 | 0 | 0 | 0 | 0 | 0 | 0 | 0 | System Off | 0 | 0
599 | 599 | 2012-01-25 22:59 | 0.9 | 0.9 | 0.9 | 0.9 | 0 | 0 | 0 | 0 | 0 | 0 | 0 | 0 | 0 | 0 | 0 | 0 | 0 | 0 | 0 | 0 | 0 | System Off | 0 | 0
600 | 600 | 2012-01-25 23:59 | 0.65 | 0.65 | 0.65 | 0.65 | 0 | 0 | 0 | 0 | 0 | 0 | 0 | 0 | 0 | 0 | 0 | 0 | 0 | 0 | 0 | 0 | 0 | System Off | 0 | 0
601 | 601 | 2012-01-26 00:59 | 0.84 | 0.84 | 0.84 | 0.84 | 0 | 0 | 0 | 0 | 0 | 0 | 0 | 0 | 0 | 0 | 0 | 0 | 0 | 0 | 0 | 0 | 0 | System Off | 0 | 0
602 | 602 | 2012-01-26 01:59 | 1.03 | 1.03 | 1.03 | 1.03 | 0 | 0 | 0 | 0 | 0 | 0 | 0 | 0 | 0 | 0 | 0 | 0 | 0 | 0 | 0 | 0 | 0 | System Off | 0 | 0
603 | 603 | 2012-01-26 02:59 | 1.22 | 1.22 | 1.22 | 1.22 | 0 | 0 | 0 | 0 | 0 | 0 | 0 | 0 | 0 | 0 | 0 | 0 | 0 | 0 | 0 | 0 | 0 | System Off | 0 | 0
604 | 604 | 2012-01-26 03:59 | 1.05 | 1.05 | 1.05 | 1.05 | 0 | 0 | 0 | 0 | 0 | 0 | 0 | 0 | 0 | 0 | 0 | 0 | 0 | 0 | 0 | 0 | 0 | System Off | 0 | 0
605 | 605 | 2012-01-26 04:59 | 0.88 | 0.88 | 0.88 | 0.88 | 0 | 0 | 0 | 0 | 0 | 0 | 0 | 0 | 0 | 0 | 0 | 0 | 0 | 0 | 0 | 0 | 0 | System Off | 0 | 0
606 | 606 | 2012-01-26 05:59 | 0.71 | 0.71 | 0.71 | 0.71 | 0 | 0 | 0 | 0 | 0 | 0 | 0 | 0 | 0 | 0 | 0 | 0 | 0 | 0 | 0 | 0 | 0 | System Off | 0 | 0
607 | 607 | 2012-01-26 06:59 | 1.2 | 1.2 | 1.2 | 1.2 | 0 | 0 | 0 | 0 | 0 | 0 | 0 | 0 | 0 | 0 | 0 | 0 | 0 | 0 | 0 | 0 | 0 | System Off | 0 | 0
608 | 608 | 2012-01-26 07:59 | 1.7 | 3.03 | 3.03 | 1.7 | 102.74 | 65.67 | 36 | 14.86 | 108.82 | 0.55 | 0.6 | 0.59 | 0.02 | 57.65 | 0 | 0 | 28.12 | 0.17728 | 0.056448 | 0.004 | 11.11 | System Off | 0 | 0
609 | 609 | 2012-01-26 08:59 | 2.2 | 5.01 | 5.01 | 2.2 | 225.75 | 186.49 | 78 | 15.07 | 232.22 | 0.9 | 0.8 | 0.79 | 0.07 | 138.69 | 0 | 0 | 60.75 | 0.18011 | 0.056448 | 0.008 | 10.26 | System Off | 1 | 0
610 | 610 | 2012-01-26 09:59 | 3.41 | 6.83 | 6.83 | 3.41 | 274.6 | 234.44 | 94 | 15.21 | 280.61 | 0.84 | 0.84 | 0.82 | 0.08 | 160.48 | 0 | 0 | 73.06 | 0.18263 | 0.056448 | 0.009 | 9.57 | System Off | 1 | 0
611 | 611 | 2012-01-26 10:59 | 4.62 | 9.1 | 9.1 | 4.62 | 360.63 | 318.86 | 124 | 15.15 | 365.15 | 0.96 | 0.87 | 0.85 | 0.12 | 200.92 | 0 | 0 | 96.45 | 0.18589 | 0.056448 | 0.013 | 10.48 | System Off | 1 | 0
612 | 612 | 2012-01-26 11:59 | 5.84 | 11.24 | 11.24 | 5.84 | 434.84 | 391.65 | 150 | 15.1 | 437.58 | 0.93 | 0.9 | 0.88 | 0.14 | 233.13 | 0 | 0 | 116.72 | 0.17844 | 0.056448 | 0.015 | 10 | System Off | 1 | 0
613 | 613 | 2012-01-26 12:59 | 5.83 | 14.52 | 14.52 | 5.83 | 710.26 | 661.56 | 244 | 15.16 | 703.11 | 0.98 | 0.94 | 0.92 | 0.24 | 423.78 | 0 | 0 | 189.59 | 0.18308 | 0.056448 | 0.024 | 9.84 | System Off | 1 | 0
614 | 614 | 2012-01-26 13:59 | 5.83 | 6.97 | 6.97 | 5.83 | 86.53 | 49.75 | 31 | 14.54 | 92.55 | 0.64 | 0.54 | 0.53 | 0.02 | 36.86 | 0 | 0 | 24.32 | 0.18283 | 0.056448 | 0.003 | 9.68 | System Off | 0 | 0
615 | 615 | 2012-01-26 14:59 | 5.83 | 7.46 | 7.46 | 5.83 | 124.65 | 87.19 | 44 | 14.75 | 131.4 | 0.67 | 0.66 | 0.65 | 0.03 | 71.62 | 0 | 0 | 34.42 | 0.1835 | 0.056448 | 0.004 | 9.09 | System Off | 1 | 0
616 | 616 | 2012-01-26 15:59 | 5.48 | 5.48 | 5.48 | 5.48 | 0 | 0 | 0 | 0 | 0 | 0 | 0 | 0 | 0 | 0 | 0 | 0 | 0 | 0 | 0 | 0 | 0 | System Off | 0 | 0
617 | 617 | 2012-01-26 16:59 | 5.13 | 5.13 | 5.13 | 5.13 | 0 | 0 | 0 | 0 | 0 | 0 | 0 | 0 | 0 | 0 | 0 | 0 | 0 | 0 | 0 | 0 | 0 | System Off | 0 | 0
618 | 618 | 2012-01-26 17:59 | 4.78 | 4.78 | 4.78 | 4.78 | 0 | 0 | 0 | 0 | 0 | 0 | 0 | 0 | 0 | 0 | 0 | 0 | 0 | 0 | 0 | 0 | 0 | System Off | 0 | 0
619 | 619 | 2012-01-26 18:59 | 4.78 | 4.78 | 4.78 | 4.78 | 0 | 0 | 0 | 0 | 0 | 0 | 0 | 0 | 0 | 0 | 0 | 0 | 0 | 0 | 0 | 0 | 0 | System Off | 0 | 0
620 | 620 | 2012-01-26 19:59 | 4.78 | 4.78 | 4.78 | 4.78 | 0 | 0 | 0 | 0 | 0 | 0 | 0 | 0 | 0 | 0 | 0 | 0 | 0 | 0 | 0 | 0 | 0 | System Off | 0 | 0
621 | 621 | 2012-01-26 20:59 | 4.79 | 4.79 | 4.79 | 4.79 | 0 | 0 | 0 | 0 | 0 | 0 | 0 | 0 | 0 | 0 | 0 | 0 | 0 | 0 | 0 | 0 | 0 | System Off | 0 | 0
622 | 622 | 2012-01-26 21:59 | 4.75 | 4.75 | 4.75 | 4.75 | 0 | 0 | 0 | 0 | 0 | 0 | 0 | 0 | 0 | 0 | 0 | 0 | 0 | 0 | 0 | 0 | 0 | System Off | 0 | 0
623 | 623 | 2012-01-26 22:59 | 4.71 | 4.71 | 4.71 | 4.71 | 0 | 0 | 0 | 0 | 0 | 0 | 0 | 0 | 0 | 0 | 0 | 0 | 0 | 0 | 0 | 0 | 0 | System Off | 0 | 0
624 | 624 | 2012-01-26 23:59 | 4.67 | 4.67 | 4.67 | 4.67 | 0 | 0 | 0 | 0 | 0 | 0 | 0 | 0 | 0 | 0 | 0 | 0 | 0 | 0 | 0 | 0 | 0 | System Off | 0 | 0
625 | 625 | 2012-01-27 00:59 | 4.38 | 4.38 | 4.38 | 4.38 | 0 | 0 | 0 | 0 | 0 | 0 | 0 | 0 | 0 | 0 | 0 | 0 | 0 | 0 | 0 | 0 | 0 | System Off | 0 | 0
626 | 626 | 2012-01-27 01:59 | 4.09 | 4.09 | 4.09 | 4.09 | 0 | 0 | 0 | 0 | 0 | 0 | 0 | 0 | 0 | 0 | 0 | 0 | 0 | 0 | 0 | 0 | 0 | System Off | 0 | 0
627 | 627 | 2012-01-27 02:59 | 3.8 | 3.8 | 3.8 | 3.8 | 0 | 0 | 0 | 0 | 0 | 0 | 0 | 0 | 0 | 0 | 0 | 0 | 0 | 0 | 0 | 0 | 0 | System Off | 0 | 0
628 | 628 | 2012-01-27 03:59 | 3.5 | 3.5 | 3.5 | 3.5 | 0 | 0 | 0 | 0 | 0 | 0 | 0 | 0 | 0 | 0 | 0 | 0 | 0 | 0 | 0 | 0 | 0 | System Off | 0 | 0
629 | 629 | 2012-01-27 04:59 | 3.19 | 3.19 | 3.19 | 3.19 | 0 | 0 | 0 | 0 | 0 | 0 | 0 | 0 | 0 | 0 | 0 | 0 | 0 | 0 | 0 | 0 | 0 | System Off | 0 | 0
630 | 630 | 2012-01-27 05:59 | 2.89 | 2.89 | 2.89 | 2.89 | 0 | 0 | 0 | 0 | 0 | 0 | 0 | 0 | 0 | 0 | 0 | 0 | 0 | 0 | 0 | 0 | 0 | System Off | 0 | 0
631 | 631 | 2012-01-27 06:59 | 3.18 | 3.18 | 3.18 | 3.18 | 0 | 0 | 0 | 0 | 0 | 0 | 0 | 0 | 0 | 0 | 0 | 0 | 0 | 0 | 0 | 0 | 0 | System Off | 0 | 0
632 | 632 | 2012-01-27 07:59 | 3.47 | 6.06 | 6.06 | 3.47 | 144.52 | 106.71 | 51 | 14.76 | 151.31 | 0.78 | 0.71 | 0.69 | 0.04 | 93.68 | 0 | 0 | 39.88 | 0.18053 | 0.056448 | 0.005 | 9.8 | System Off | 1 | 0
633 | 633 | 2012-01-27 08:59 | 3.77 | 9.1 | 9.1 | 3.77 | 305.22 | 264.5 | 106 | 15 | 310.97 | 0.94 | 0.85 | 0.83 | 0.1 | 196.7 | 0 | 0 | 82.57 | 0.18376 | 0.056448 | 0.011 | 10.38 | System Off | 1 | 0
634 | 634 | 2012-01-27 09:59 | 5.06 | 16.08 | 16.08 | 5.06 | 650.34 | 602.87 | 225 | 15.05 | 645.92 | 0.97 | 0.93 | 0.91 | 0.22 | 412.69 | 0 | 0 | 174.89 | 0.18107 | 0.056448 | 0.023 | 10.22 | System Off | 1 | 0
635 | 635 | 2012-01-27 10:59 | 6.35 | 20.22 | 20.22 | 6.35 | 830.29 | 779.05 | 290 | 14.91 | 818.37 | 0.96 | 0.95 | 0.93 | 0.28 | 490.9 | 0 | 0 | 225.68 | 0.18612 | 0.056448 | 0.029 | 10 | System Off | 1 | 0
636 | 636 | 2012-01-27 11:59 | 7.65 | 21.48 | 21.48 | 7.65 | 839.25 | 787.82 | 295 | 14.82 | 827.08 | 0.95 | 0.95 | 0.93 | 0.28 | 468.94 | 0 | 0 | 229.86 | 0.18823 | 0.056448 | 0.029 | 9.83 | System Off | 1 | 0
637 | 637 | 2012-01-27 12:59 | 6.82 | 18.95 | 18.95 | 6.82 | 717.98 | 669.11 | 251 | 14.9 | 711.06 | 0.95 | 0.94 | 0.92 | 0.24 | 428.62 | 0 | 0 | 195.44 | 0.18484 | 0.056448 | 0.025 | 9.96 | System Off | 1 | 0
638 | 638 | 2012-01-27 13:59 | 6 | 12.86 | 12.86 | 6 | 390.64 | 348.3 | 136 | 14.96 | 394.86 | 0.95 | 0.88 | 0.86 | 0.13 | 258.05 | 0 | 0 | 105.95 | 0.17797 | 0.056448 | 0.014 | 10.29 | System Off | 1 | 0
639 | 639 | 2012-01-27 14:59 | 5.18 | 8.38 | 8.38 | 5.18 | 173.38 | 135.05 | 61 | 14.8 | 180.47 | 0.81 | 0.75 | 0.73 | 0.05 | 110.94 | 0 | 0 | 47.66 | 0.18346 | 0.056448 | 0.006 | 9.84 | System Off | 1 | 0
640 | 640 | 2012-01-27 15:59 | 3.66 | 3.66 | 3.66 | 3.66 | 0 | 0 | 0 | 0 | 0 | 0 | 0 | 0 | 0 | 0 | 0 | 0 | 0 | 0 | 0 | 0 | 0 | System Off | 0 | 0
641 | 641 | 2012-01-27 16:59 | 2.15 | 2.15 | 2.15 | 2.15 | 0 | 0 | 0 | 0 | 0 | 0 | 0 | 0 | 0 | 0 | 0 | 0 | 0 | 0 | 0 | 0 | 0 | System Off | 0 | 0
642 | 642 | 2012-01-27 17:59 | 0.63 | 0.63 | 0.63 | 0.63 | 0 | 0 | 0 | 0 | 0 | 0 | 0 | 0 | 0 | 0 | 0 | 0 | 0 | 0 | 0 | 0 | 0 | System Off | 0 | 0
643 | 643 | 2012-01-27 18:59 | 0.17 | 0.17 | 0.17 | 0.17 | 0 | 0 | 0 | 0 | 0 | 0 | 0 | 0 | 0 | 0 | 0 | 0 | 0 | 0 | 0 | 0 | 0 | System Off | 0 | 0
644 | 644 | 2012-01-27 19:59 | -0.28 | -0.28 | -0.28 | -0.28 | 0 | 0 | 0 | 0 | 0 | 0 | 0 | 0 | 0 | 0 | 0 | 0 | 0 | 0 | 0 | 0 | 0 | System Off | 0 | 0
645 | 645 | 2012-01-27 20:59 | -0.73 | -0.73 | -0.73 | -0.73 | 0 | 0 | 0 | 0 | 0 | 0 | 0 | 0 | 0 | 0 | 0 | 0 | 0 | 0 | 0 | 0 | 0 | System Off | 0 | 0
646 | 646 | 2012-01-27 21:59 | -0.82 | -0.82 | -0.82 | -0.82 | 0 | 0 | 0 | 0 | 0 | 0 | 0 | 0 | 0 | 0 | 0 | 0 | 0 | 0 | 0 | 0 | 0 | System Off | 0 | 0
647 | 647 | 2012-01-27 22:59 | -0.9 | -0.9 | -0.9 | -0.9 | 0 | 0 | 0 | 0 | 0 | 0 | 0 | 0 | 0 | 0 | 0 | 0 | 0 | 0 | 0 | 0 | 0 | System Off | 0 | 0
648 | 648 | 2012-01-27 23:59 | -0.98 | -0.98 | -0.98 | -0.98 | 0 | 0 | 0 | 0 | 0 | 0 | 0 | 0 | 0 | 0 | 0 | 0 | 0 | 0 | 0 | 0 | 0 | System Off | 0 | 0
649 | 649 | 2012-01-28 00:59 | -1.52 | -1.52 | -1.52 | -1.52 | 0 | 0 | 0 | 0 | 0 | 0 | 0 | 0 | 0 | 0 | 0 | 0 | 0 | 0 | 0 | 0 | 0 | System Off | 0 | 0
650 | 650 | 2012-01-28 01:59 | -2.05 | -2.05 | -2.05 | -2.05 | 0 | 0 | 0 | 0 | 0 | 0 | 0 | 0 | 0 | 0 | 0 | 0 | 0 | 0 | 0 | 0 | 0 | System Off | 0 | 0
651 | 651 | 2012-01-28 02:59 | -2.59 | -2.59 | -2.59 | -2.59 | 0 | 0 | 0 | 0 | 0 | 0 | 0 | 0 | 0 | 0 | 0 | 0 | 0 | 0 | 0 | 0 | 0 | System Off | 0 | 0
652 | 652 | 2012-01-28 03:59 | -2.68 | -2.68 | -2.68 | -2.68 | 0 | 0 | 0 | 0 | 0 | 0 | 0 | 0 | 0 | 0 | 0 | 0 | 0 | 0 | 0 | 0 | 0 | System Off | 0 | 0
653 | 653 | 2012-01-28 04:59 | -2.77 | -2.77 | -2.77 | -2.77 | 0 | 0 | 0 | 0 | 0 | 0 | 0 | 0 | 0 | 0 | 0 | 0 | 0 | 0 | 0 | 0 | 0 | System Off | 0 | 0
654 | 654 | 2012-01-28 05:59 | -2.86 | -2.86 | -2.86 | -2.86 | 0 | 0 | 0 | 0 | 0 | 0 | 0 | 0 | 0 | 0 | 0 | 0 | 0 | 0 | 0 | 0 | 0 | System Off | 0 | 0
655 | 655 | 2012-01-28 06:59 | -2.13 | -2.13 | -2.13 | -2.13 | 0 | 0 | 0 | 0 | 0 | 0 | 0 | 0 | 0 | 0 | 0 | 0 | 0 | 0 | 0 | 0 | 0 | System Off | 0 | 0
656 | 656 | 2012-01-28 07:59 | -1.4 | 0.74 | 0.74 | -1.4 | 126.47 | 88.98 | 43 | 15.32 | 132.68 | 0.68 | 0.67 | 0.66 | 0.03 | 78.12 | 0 | 0 | 33.38 | 0.17332 | 0.056448 | 0.004 | 9.3 | System Off | 1 | 0
657 | 657 | 2012-01-28 08:59 | -0.66 | 4.31 | 4.31 | -0.66 | 302.49 | 261.81 | 103 | 15.3 | 307.71 | 0.87 | 0.85 | 0.83 | 0.09 | 194.7 | 0 | 0 | 79.93 | 0.17736 | 0.056448 | 0.01 | 9.71 | System Off | 1 | 0
658 | 658 | 2012-01-28 09:59 | 1.39 | 7.73 | 7.73 | 1.39 | 381.15 | 338.99 | 130 | 15.27 | 384.96 | 0.92 | 0.88 | 0.86 | 0.12 | 232.05 | 0 | 0 | 100.88 | 0.1816 | 0.056448 | 0.013 | 10 | System Off | 1 | 0
659 | 659 | 2012-01-28 10:59 | 3.44 | 7.84 | 7.84 | 3.44 | 257.95 | 218.1 | 89 | 15.1 | 264.33 | 0.89 | 0.83 | 0.81 | 0.08 | 137.43 | 0 | 0 | 69.25 | 0.18242 | 0.056448 | 0.009 | 10.11 | System Off | 1 | 0
660 | 660 | 2012-01-28 11:59 | 5.49 | 11.71 | 11.71 | 5.49 | 361.75 | 319.96 | 126 | 14.95 | 366.57 | 0.95 | 0.87 | 0.85 | 0.12 | 190.45 | 0 | 0 | 98.18 | 0.17938 | 0.056448 | 0.013 | 10.32 | System Off | 1 | 0
661 | 661 | 2012-01-28 12:59 | 5.26 | 17.59 | 17.59 | 5.26 | 725.99 | 676.96 | 252 | 15 | 718.52 | 0.95 | 0.94 | 0.92 | 0.24 | 433.65 | 0 | 0 | 195.94 | 0.18269 | 0.056448 | 0.025 | 9.92 | System Off | 1 | 0
662 | 662 | 2012-01-28 13:59 | 5.03 | 13.28 | 13.28 | 5.03 | 480.7 | 436.62 | 167 | 14.99 | 482.26 | 0.96 | 0.91 | 0.89 | 0.16 | 323.48 | 0 | 0 | 130 | 0.17817 | 0.056448 | 0.017 | 10.18 | System Off | 1 | 0
663 | 663 | 2012-01-28 14:59 | 4.8 | 8.18 | 8.18 | 4.8 | 190.41 | 151.78 | 67 | 14.8 | 197.45 | 0.74 | 0.77 | 0.75 | 0.05 | 124.68 | 0 | 0 | 52.35 | 0.18323 | 0.056448 | 0.007 | 10.45 | System Off | 1 | 0
664 | 664 | 2012-01-28 15:59 | 3.32 | 3.32 | 3.32 | 3.32 | 0 | 0 | 0 | 0 | 0 | 0 | 0 | 0 | 0 | 0 | 0 | 0 | 0 | 0 | 0 | 0 | 0 | System Off | 0 | 0
665 | 665 | 2012-01-28 16:59 | 1.83 | 1.83 | 1.83 | 1.83 | 0 | 0 | 0 | 0 | 0 | 0 | 0 | 0 | 0 | 0 | 0 | 0 | 0 | 0 | 0 | 0 | 0 | System Off | 0 | 0
666 | 666 | 2012-01-28 17:59 | 0.35 | 0.35 | 0.35 | 0.35 | 0 | 0 | 0 | 0 | 0 | 0 | 0 | 0 | 0 | 0 | 0 | 0 | 0 | 0 | 0 | 0 | 0 | System Off | 0 | 0
667 | 667 | 2012-01-28 18:59 | -0.07 | -0.07 | -0.07 | -0.07 | 0 | 0 | 0 | 0 | 0 | 0 | 0 | 0 | 0 | 0 | 0 | 0 | 0 | 0 | 0 | 0 | 0 | System Off | 0 | 0
668 | 668 | 2012-01-28 19:59 | -0.48 | -0.48 | -0.48 | -0.48 | 0 | 0 | 0 | 0 | 0 | 0 | 0 | 0 | 0 | 0 | 0 | 0 | 0 | 0 | 0 | 0 | 0 | System Off | 0 | 0
669 | 669 | 2012-01-28 20:59 | -0.89 | -0.89 | -0.89 | -0.89 | 0 | 0 | 0 | 0 | 0 | 0 | 0 | 0 | 0 | 0 | 0 | 0 | 0 | 0 | 0 | 0 | 0 | System Off | 0 | 0
670 | 670 | 2012-01-28 21:59 | -1.25 | -1.25 | -1.25 | -1.25 | 0 | 0 | 0 | 0 | 0 | 0 | 0 | 0 | 0 | 0 | 0 | 0 | 0 | 0 | 0 | 0 | 0 | System Off | 0 | 0
671 | 671 | 2012-01-28 22:59 | -1.6 | -1.6 | -1.6 | -1.6 | 0 | 0 | 0 | 0 | 0 | 0 | 0 | 0 | 0 | 0 | 0 | 0 | 0 | 0 | 0 | 0 | 0 | System Off | 0 | 0
672 | 672 | 2012-01-28 23:59 | -1.95 | -1.95 | -1.95 | -1.95 | 0 | 0 | 0 | 0 | 0 | 0 | 0 | 0 | 0 | 0 | 0 | 0 | 0 | 0 | 0 | 0 | 0 | System Off | 0 | 0
673 | 673 | 2012-01-29 00:59 | -2.13 | -2.13 | -2.13 | -2.13 | 0 | 0 | 0 | 0 | 0 | 0 | 0 | 0 | 0 | 0 | 0 | 0 | 0 | 0 | 0 | 0 | 0 | System Off | 0 | 0
674 | 674 | 2012-01-29 01:59 | -2.31 | -2.31 | -2.31 | -2.31 | 0 | 0 | 0 | 0 | 0 | 0 | 0 | 0 | 0 | 0 | 0 | 0 | 0 | 0 | 0 | 0 | 0 | System Off | 0 | 0
675 | 675 | 2012-01-29 02:59 | -2.49 | -2.49 | -2.49 | -2.49 | 0 | 0 | 0 | 0 | 0 | 0 | 0 | 0 | 0 | 0 | 0 | 0 | 0 | 0 | 0 | 0 | 0 | System Off | 0 | 0
676 | 676 | 2012-01-29 03:59 | -2.27 | -2.27 | -2.27 | -2.27 | 0 | 0 | 0 | 0 | 0 | 0 | 0 | 0 | 0 | 0 | 0 | 0 | 0 | 0 | 0 | 0 | 0 | System Off | 0 | 0
677 | 677 | 2012-01-29 04:59 | -2.05 | -2.05 | -2.05 | -2.05 | 0 | 0 | 0 | 0 | 0 | 0 | 0 | 0 | 0 | 0 | 0 | 0 | 0 | 0 | 0 | 0 | 0 | System Off | 0 | 0
678 | 678 | 2012-01-29 05:59 | -1.82 | -1.82 | -1.82 | -1.82 | 0 | 0 | 0 | 0 | 0 | 0 | 0 | 0 | 0 | 0 | 0 | 0 | 0 | 0 | 0 | 0 | 0 | System Off | 0 | 0
679 | 679 | 2012-01-29 06:59 | -1.43 | -1.43 | -1.43 | -1.43 | 0 | 0 | 0 | 0 | 0 | 0 | 0 | 0 | 0 | 0 | 0 | 0 | 0 | 0 | 0 | 0 | 0 | System Off | 0 | 0
680 | 680 | 2012-01-29 07:59 | -1.04 | -0.66 | -0.66 | -1.04 | 22.9 | 0 | 8 | 14.91 | 25.69 | 0 | 0 | 0 | 0 | 0 | 0 | 0 | 6.25 | 0.17207 | 0.056448 | 0.001 | 12.5 | System Off | 0 | 0
681 | 681 | 2012-01-29 08:59 | -0.64 | 2.91 | 2.91 | -0.64 | 233.15 | 193.75 | 79 | 15.37 | 239.3 | 0.88 | 0.81 | 0.79 | 0.07 | 144.09 | 0 | 0 | 61.27 | 0.17618 | 0.056448 | 0.008 | 10.13 | System Off | 1 | 0
682 | 682 | 2012-01-29 09:59 | -0.12 | 2.54 | 2.54 | -0.12 | 173.87 | 135.54 | 60 | 15.09 | 180.39 | 0.83 | 0.75 | 0.74 | 0.05 | 92.78 | 0 | 0 | 46.71 | 0.17596 | 0.056448 | 0.006 | 10 | System Off | 1 | 0
683 | 683 | 2012-01-29 10:59 | 0.41 | 2.6 | 2.6 | 0.41 | 143.39 | 105.6 | 49 | 15.24 | 149.87 | 0.8 | 0.7 | 0.69 | 0.04 | 66.54 | 0 | 0 | 38.08 | 0.17613 | 0.056448 | 0.005 | 10.2 | System Off | 0 | 0
684 | 684 | 2012-01-29 11:59 | 0.94 | 3.38 | 3.38 | 0.94 | 160.59 | 122.5 | 55 | 15.21 | 167.2 | 0.72 | 0.73 | 0.72 | 0.04 | 72.91 | 0 | 0 | 42.76 | 0.17717 | 0.056448 | 0.006 | 10.91 | System Off | 0 | 0
685 | 685 | 2012-01-29 12:59 | 0.96 | 3.05 | 3.05 | 0.96 | 138.07 | 100.38 | 48 | 14.98 | 144.56 | 0.83 | 0.69 | 0.68 | 0.04 | 64.3 | 0 | 0 | 37.43 | 0.17685 | 0.056448 | 0.005 | 10.42 | System Off | 0 | 0
686 | 686 | 2012-01-29 13:59 | 0.99 | 2.27 | 2.27 | 0.99 | 83.39 | 46.66 | 29 | 14.98 | 89.01 | 0.67 | 0.52 | 0.51 | 0.02 | 34.57 | 0 | 0 | 22.62 | 0.17593 | 0.056448 | 0.003 | 10.34 | System Off | 0 | 0
687 | 687 | 2012-01-29 14:59 | 1.02 | 1.64 | 1.64 | 1.02 | 39.41 | 3.43 | 14 | 14.66 | 43.33 | 0 | 0.08 | 0.08 | 0 | 2.82 | 0 | 0 | 10.97 | 0.17522 | 0.056448 | 0.001 | 7.14 | System Off | 0 | 0
688 | 688 | 2012-01-29 15:59 | 0.65 | 0.65 | 0.65 | 0.65 | 0 | 0 | 0 | 0 | 0 | 0 | 0 | 0 | 0 | 0 | 0 | 0 | 0 | 0 | 0 | 0 | 0 | System Off | 0 | 0
689 | 689 | 2012-01-29 16:59 | 0.27 | 0.27 | 0.27 | 0.27 | 0 | 0 | 0 | 0 | 0 | 0 | 0 | 0 | 0 | 0 | 0 | 0 | 0 | 0 | 0 | 0 | 0 | System Off | 0 | 0
690 | 690 | 2012-01-29 17:59 | -0.1 | -0.1 | -0.1 | -0.1 | 0 | 0 | 0 | 0 | 0 | 0 | 0 | 0 | 0 | 0 | 0 | 0 | 0 | 0 | 0 | 0 | 0 | System Off | 0 | 0
691 | 691 | 2012-01-29 18:59 | -0.29 | -0.29 | -0.29 | -0.29 | 0 | 0 | 0 | 0 | 0 | 0 | 0 | 0 | 0 | 0 | 0 | 0 | 0 | 0 | 0 | 0 | 0 | System Off | 0 | 0
692 | 692 | 2012-01-29 19:59 | -0.47 | -0.47 | -0.47 | -0.47 | 0 | 0 | 0 | 0 | 0 | 0 | 0 | 0 | 0 | 0 | 0 | 0 | 0 | 0 | 0 | 0 | 0 | System Off | 0 | 0
693 | 693 | 2012-01-29 20:59 | -0.65 | -0.65 | -0.65 | -0.65 | 0 | 0 | 0 | 0 | 0 | 0 | 0 | 0 | 0 | 0 | 0 | 0 | 0 | 0 | 0 | 0 | 0 | System Off | 0 | 0
694 | 694 | 2012-01-29 21:59 | -0.75 | -0.75 | -0.75 | -0.75 | 0 | 0 | 0 | 0 | 0 | 0 | 0 | 0 | 0 | 0 | 0 | 0 | 0 | 0 | 0 | 0 | 0 | System Off | 0 | 0
695 | 695 | 2012-01-29 22:59 | -0.84 | -0.84 | -0.84 | -0.84 | 0 | 0 | 0 | 0 | 0 | 0 | 0 | 0 | 0 | 0 | 0 | 0 | 0 | 0 | 0 | 0 | 0 | System Off | 0 | 0
696 | 696 | 2012-01-29 23:59 | -0.93 | -0.93 | -0.93 | -0.93 | 0 | 0 | 0 | 0 | 0 | 0 | 0 | 0 | 0 | 0 | 0 | 0 | 0 | 0 | 0 | 0 | 0 | System Off | 0 | 0
697 | 697 | 2012-01-30 00:59 | -1.11 | -1.11 | -1.11 | -1.11 | 0 | 0 | 0 | 0 | 0 | 0 | 0 | 0 | 0 | 0 | 0 | 0 | 0 | 0 | 0 | 0 | 0 | System Off | 0 | 0
698 | 698 | 2012-01-30 01:59 | -1.28 | -1.28 | -1.28 | -1.28 | 0 | 0 | 0 | 0 | 0 | 0 | 0 | 0 | 0 | 0 | 0 | 0 | 0 | 0 | 0 | 0 | 0 | System Off | 0 | 0
699 | 699 | 2012-01-30 02:59 | -1.46 | -1.46 | -1.46 | -1.46 | 0 | 0 | 0 | 0 | 0 | 0 | 0 | 0 | 0 | 0 | 0 | 0 | 0 | 0 | 0 | 0 | 0 | System Off | 0 | 0
700 | 700 | 2012-01-30 03:59 | -1.46 | -1.46 | -1.46 | -1.46 | 0 | 0 | 0 | 0 | 0 | 0 | 0 | 0 | 0 | 0 | 0 | 0 | 0 | 0 | 0 | 0 | 0 | System Off | 0 | 0
701 | 701 | 2012-01-30 04:59 | -1.47 | -1.47 | -1.47 | -1.47 | 0 | 0 | 0 | 0 | 0 | 0 | 0 | 0 | 0 | 0 | 0 | 0 | 0 | 0 | 0 | 0 | 0 | System Off | 0 | 0
702 | 702 | 2012-01-30 05:59 | -1.47 | -1.47 | -1.47 | -1.47 | 0 | 0 | 0 | 0 | 0 | 0 | 0 | 0 | 0 | 0 | 0 | 0 | 0 | 0 | 0 | 0 | 0 | System Off | 0 | 0
703 | 703 | 2012-01-30 06:59 | -1.08 | -1.08 | -1.08 | -1.08 | 0 | 0 | 0 | 0 | 0 | 0 | 0 | 0 | 0 | 0 | 0 | 0 | 0 | 0 | 0 | 0 | 0 | System Off | 0 | 0
704 | 704 | 2012-01-30 07:59 | -0.69 | -0.36 | -0.36 | -0.69 | 18.12 | 0 | 6 | 15.73 | 20.53 | 0 | 0 | 0 | 0 | 0 | 0 | 0 | 4.64 | 0.17245 | 0.056448 | 0.001 | 16.67 | System Off | 0 | 0
705 | 705 | 2012-01-30 08:59 | -0.29 | 3.04 | 3.04 | -0.29 | 203.41 | 164.55 | 70 | 15.13 | 209.85 | 0.86 | 0.78 | 0.77 | 0.06 | 122.37 | 0 | 0 | 54.46 | 0.17622 | 0.056448 | 0.007 | 10 | System Off | 1 | 0
706 | 706 | 2012-01-30 09:59 | 0.33 | 2.61 | 2.61 | 0.33 | 135.81 | 98.15 | 47 | 15.05 | 142.24 | 0.84 | 0.69 | 0.68 | 0.04 | 67.19 | 0 | 0 | 36.61 | 0.17592 | 0.056448 | 0.005 | 10.64 | System Off | 0 | 0
707 | 707 | 2012-01-30 10:59 | 0.95 | 4.13 | 4.13 | 0.95 | 187.91 | 149.32 | 65 | 15.06 | 194.55 | 0.77 | 0.77 | 0.75 | 0.05 | 94.09 | 0 | 0 | 50.62 | 0.1777 | 0.056448 | 0.007 | 10.77 | System Off | 1 | 0
708 | 708 | 2012-01-30 11:59 | 1.58 | 5.56 | 5.56 | 1.58 | 232.37 | 192.99 | 80 | 15.13 | 238.82 | 0.87 | 0.81 | 0.79 | 0.07 | 114.87 | 0 | 0 | 62.23 | 0.17934 | 0.056448 | 0.008 | 10 | System Off | 1 | 0
709 | 709 | 2012-01-30 12:59 | 1.66 | 3.45 | 3.45 | 1.66 | 105.29 | 68.17 | 37 | 14.82 | 111.44 | 0.54 | 0.61 | 0.6 | 0.02 | 43.67 | 0 | 0 | 28.91 | 0.17727 | 0.056448 | 0.004 | 10.81 | System Off | 0 | 0
710 | 710 | 2012-01-30 13:59 | 1.75 | 5.71 | 5.71 | 1.75 | 246.98 | 207.33 | 85 | 15.13 | 253.27 | 0.82 | 0.82 | 0.8 | 0.07 | 153.6 | 0 | 0 | 66.12 | 0.17983 | 0.056448 | 0.009 | 10.59 | System Off | 1 | 0
711 | 711 | 2012-01-30 14:59 | 1.84 | 3.43 | 3.43 | 1.84 | 99.64 | 62.62 | 35 | 14.83 | 105.68 | 0.57 | 0.59 | 0.58 | 0.02 | 51.44 | 0 | 0 | 27.35 | 0.17742 | 0.056448 | 0.004 | 11.43 | System Off | 0 | 0
712 | 712 | 2012-01-30 15:59 | 1.3 | 1.3 | 1.3 | 1.3 | 0 | 0 | 0 | 0 | 0 | 0 | 0 | 0 | 0 | 0 | 0 | 0 | 0 | 0 | 0 | 0 | 0 | System Off | 0 | 0
713 | 713 | 2012-01-30 16:59 | 0.75 | 0.75 | 0.75 | 0.75 | 0 | 0 | 0 | 0 | 0 | 0 | 0 | 0 | 0 | 0 | 0 | 0 | 0 | 0 | 0 | 0 | 0 | System Off | 0 | 0
714 | 714 | 2012-01-30 17:59 | 0.21 | 0.21 | 0.21 | 0.21 | 0 | 0 | 0 | 0 | 0 | 0 | 0 | 0 | 0 | 0 | 0 | 0 | 0 | 0 | 0 | 0 | 0 | System Off | 0 | 0
715 | 715 | 2012-01-30 18:59 | -0.13 | -0.13 | -0.13 | -0.13 | 0 | 0 | 0 | 0 | 0 | 0 | 0 | 0 | 0 | 0 | 0 | 0 | 0 | 0 | 0 | 0 | 0 | System Off | 0 | 0
716 | 716 | 2012-01-30 19:59 | -0.46 | -0.46 | -0.46 | -0.46 | 0 | 0 | 0 | 0 | 0 | 0 | 0 | 0 | 0 | 0 | 0 | 0 | 0 | 0 | 0 | 0 | 0 | System Off | 0 | 0
717 | 717 | 2012-01-30 20:59 | -0.79 | -0.79 | -0.79 | -0.79 | 0 | 0 | 0 | 0 | 0 | 0 | 0 | 0 | 0 | 0 | 0 | 0 | 0 | 0 | 0 | 0 | 0 | System Off | 0 | 0
718 | 718 | 2012-01-30 21:59 | -1.17 | -1.17 | -1.17 | -1.17 | 0 | 0 | 0 | 0 | 0 | 0 | 0 | 0 | 0 | 0 | 0 | 0 | 0 | 0 | 0 | 0 | 0 | System Off | 0 | 0
719 | 719 | 2012-01-30 22:59 | -1.55 | -1.55 | -1.55 | -1.55 | 0 | 0 | 0 | 0 | 0 | 0 | 0 | 0 | 0 | 0 | 0 | 0 | 0 | 0 | 0 | 0 | 0 | System Off | 0 | 0
720 | 720 | 2012-01-30 23:59 | -1.92 | -1.92 | -1.92 | -1.92 | 0 | 0 | 0 | 0 | 0 | 0 | 0 | 0 | 0 | 0 | 0 | 0 | 0 | 0 | 0 | 0 | 0 | System Off | 0 | 0
721 | 721 | 2012-01-31 00:59 | -2.97 | -2.97 | -2.97 | -2.97 | 0 | 0 | 0 | 0 | 0 | 0 | 0 | 0 | 0 | 0 | 0 | 0 | 0 | 0 | 0 | 0 | 0 | System Off | 0 | 0
722 | 722 | 2012-01-31 01:59 | -4.02 | -4.02 | -4.02 | -4.02 | 0 | 0 | 0 | 0 | 0 | 0 | 0 | 0 | 0 | 0 | 0 | 0 | 0 | 0 | 0 | 0 | 0 | System Off | 0 | 0
723 | 723 | 2012-01-31 02:59 | -5.08 | -5.08 | -5.08 | -5.08 | 0 | 0 | 0 | 0 | 0 | 0 | 0 | 0 | 0 | 0 | 0 | 0 | 0 | 0 | 0 | 0 | 0 | System Off | 0 | 0
724 | 724 | 2012-01-31 03:59 | -5.16 | -5.16 | -5.16 | -5.16 | 0 | 0 | 0 | 0 | 0 | 0 | 0 | 0 | 0 | 0 | 0 | 0 | 0 | 0 | 0 | 0 | 0 | System Off | 0 | 0
725 | 725 | 2012-01-31 04:59 | -5.24 | -5.24 | -5.24 | -5.24 | 0 | 0 | 0 | 0 | 0 | 0 | 0 | 0 | 0 | 0 | 0 | 0 | 0 | 0 | 0 | 0 | 0 | System Off | 0 | 0
726 | 726 | 2012-01-31 05:59 | -5.31 | -5.31 | -5.31 | -5.31 | 0 | 0 | 0 | 0 | 0 | 0 | 0 | 0 | 0 | 0 | 0 | 0 | 0 | 0 | 0 | 0 | 0 | System Off | 0 | 0
727 | 727 | 2012-01-31 06:59 | -4.6 | -4.6 | -4.6 | -4.6 | 0 | 0 | 0 | 0 | 0 | 0 | 0 | 0 | 0 | 0 | 0 | 0 | 0 | 0 | 0 | 0 | 0 | System Off | 0 | 0
728 | 728 | 2012-01-31 07:59 | -3.89 | -1.25 | -1.25 | -3.89 | 175.3 | 136.94 | 59 | 15.47 | 181.47 | 0.84 | 0.75 | 0.74 | 0.05 | 120.22 | 0 | 0 | 45.71 | 0.1707 | 0.056448 | 0.006 | 10.17 | System Off | 1 | 0
729 | 729 | 2012-01-31 08:59 | -3.18 | 3.67 | 3.67 | -3.18 | 471.6 | 427.7 | 158 | 15.55 | 472.21 | 0.95 | 0.91 | 0.89 | 0.15 | 318.07 | 0 | 0 | 122.18 | 0.17657 | 0.056448 | 0.016 | 10.13 | System Off | 1 | 0
730 | 730 | 2012-01-31 09:59 | -1.93 | 9.36 | 9.36 | -1.93 | 770 | 720.04 | 259 | 15.48 | 759.5 | 1 | 0.95 | 0.93 | 0.26 | 492.9 | 0 | 0 | 200.23 | 0.18336 | 0.056448 | 0.026 | 10.04 | System Off | 1 | 0
731 | 731 | 2012-01-31 10:59 | -0.68 | 13.52 | 13.52 | -0.68 | 945.87 | 892.12 | 321 | 15.35 | 927.5 | 1 | 0.96 | 0.94 | 0.32 | 562.14 | 0 | 0 | 248.43 | 0.18037 | 0.056448 | 0.032 | 9.97 | System Off | 1 | 0
732 | 732 | 2012-01-31 11:59 | 0.58 | 15.36 | 15.36 | 0.58 | 964.92 | 910.75 | 330 | 15.23 | 945.78 | 1 | 0.96 | 0.94 | 0.33 | 542.11 | 0 | 0 | 255.74 | 0.18259 | 0.056448 | 0.033 | 10 | System Off | 1 | 0
733 | 733 | 2012-01-31 12:59 | 0.21 | 12.38 | 12.38 | 0.21 | 824.7 | 773.58 | 280 | 15.34 | 812.07 | 1 | 0.95 | 0.93 | 0.28 | 495.54 | 0 | 0 | 216.82 | 0.17962 | 0.056448 | 0.028 | 10 | System Off | 1 | 0
734 | 734 | 2012-01-31 13:59 | -0.15 | 7.56 | 7.56 | -0.15 | 537.63 | 492.43 | 181 | 15.47 | 536.45 | 0.99 | 0.92 | 0.9 | 0.18 | 364.83 | 0 | 0 | 140.07 | 0.18198 | 0.056448 | 0.018 | 9.94 | System Off | 1 | 0
735 | 735 | 2012-01-31 14:59 | -0.52 | 2.68 | 2.68 | -0.52 | 224.88 | 185.63 | 77 | 15.21 | 231.1 | 0.91 | 0.8 | 0.79 | 0.07 | 152.49 | 0 | 0 | 59.85 | 0.17625 | 0.056448 | 0.008 | 10.39 | System Off | 1 | 0
736 | 736 | 2012-01-31 15:59 | -2.02 | -2.02 | -2.02 | -2.02 | 0 | 0 | 0 | 0 | 0 | 0 | 0 | 0 | 0 | 0 | 0 | 0 | 0 | 0 | 0 | 0 | 0 | System Off | 0 | 0
737 | 737 | 2012-01-31 16:59 | -3.52 | -3.52 | -3.52 | -3.52 | 0 | 0 | 0 | 0 | 0 | 0 | 0 | 0 | 0 | 0 | 0 | 0 | 0 | 0 | 0 | 0 | 0 | System Off | 0 | 0
738 | 738 | 2012-01-31 17:59 | -5.02 | -5.02 | -5.02 | -5.02 | 0 | 0 | 0 | 0 | 0 | 0 | 0 | 0 | 0 | 0 | 0 | 0 | 0 | 0 | 0 | 0 | 0 | System Off | 0 | 0
739 | 739 | 2012-01-31 18:59 | -5.33 | -5.33 | -5.33 | -5.33 | 0 | 0 | 0 | 0 | 0 | 0 | 0 | 0 | 0 | 0 | 0 | 0 | 0 | 0 | 0 | 0 | 0 | System Off | 0 | 0
740 | 740 | 2012-01-31 19:59 | -5.63 | -5.63 | -5.63 | -5.63 | 0 | 0 | 0 | 0 | 0 | 0 | 0 | 0 | 0 | 0 | 0 | 0 | 0 | 0 | 0 | 0 | 0 | System Off | 0 | 0
741 | 741 | 2012-01-31 20:59 | -5.93 | -5.93 | -5.93 | -5.93 | 0 | 0 | 0 | 0 | 0 | 0 | 0 | 0 | 0 | 0 | 0 | 0 | 0 | 0 | 0 | 0 | 0 | System Off | 0 | 0
742 | 742 | 2012-01-31 21:59 | -6.06 | -6.06 | -6.06 | -6.06 | 0 | 0 | 0 | 0 | 0 | 0 | 0 | 0 | 0 | 0 | 0 | 0 | 0 | 0 | 0 | 0 | 0 | System Off | 0 | 0
743 | 743 | 2012-01-31 22:59 | -6.19 | -6.19 | -6.19 | -6.19 | 0 | 0 | 0 | 0 | 0 | 0 | 0 | 0 | 0 | 0 | 0 | 0 | 0 | 0 | 0 | 0 | 0 | System Off | 0 | 0
744 | 744 | 2012-01-31 23:59 | -6.32 | -6.32 | -6.32 | -6.32 | 0 | 0 | 0 | 0 | 0 | 0 | 0 | 0 | 0 | 0 | 0 | 0 | 0 | 0 | 0 | 0 | 0 | System Off | 0 | 0
745 | 745 | 2012-02-01 00:59 | -6.67 | -6.67 | -6.67 | -6.67 | 0 | 0 | 0 | 0 | 0 | 0 | 0 | 0 | 0 | 0 | 0 | 0 | 0 | 0 | 0 | 0 | 0 | System Off | 0 | 0
746 | 746 | 2012-02-01 01:59 | -7.02 | -7.02 | -7.02 | -7.02 | 0 | 0 | 0 | 0 | 0 | 0 | 0 | 0 | 0 | 0 | 0 | 0 | 0 | 0 | 0 | 0 | 0 | System Off | 0 | 0
747 | 747 | 2012-02-01 02:59 | -7.37 | -7.37 | -7.37 | -7.37 | 0 | 0 | 0 | 0 | 0 | 0 | 0 | 0 | 0 | 0 | 0 | 0 | 0 | 0 | 0 | 0 | 0 | System Off | 0 | 0
748 | 748 | 2012-02-01 03:59 | -7.51 | -7.51 | -7.51 | -7.51 | 0 | 0 | 0 | 0 | 0 | 0 | 0 | 0 | 0 | 0 | 0 | 0 | 0 | 0 | 0 | 0 | 0 | System Off | 0 | 0
749 | 749 | 2012-02-01 04:59 | -7.64 | -7.64 | -7.64 | -7.64 | 0 | 0 | 0 | 0 | 0 | 0 | 0 | 0 | 0 | 0 | 0 | 0 | 0 | 0 | 0 | 0 | 0 | System Off | 0 | 0
750 | 750 | 2012-02-01 05:59 | -7.78 | -7.78 | -7.78 | -7.78 | 0 | 0 | 0 | 0 | 0 | 0 | 0 | 0 | 0 | 0 | 0 | 0 | 0 | 0 | 0 | 0 | 0 | System Off | 0 | 0
751 | 751 | 2012-02-01 06:59 | -7.11 | -7.11 | -7.11 | -7.11 | 0 | 0 | 0 | 0 | 0 | 0 | 0 | 0 | 0 | 0 | 0 | 0 | 0 | 0 | 0 | 0 | 0 | System Off | 0 | 0
752 | 752 | 2012-02-01 07:59 | -6.44 | -3.75 | -3.75 | -6.44 | 184.47 | 145.95 | 62 | 15.5 | 190.37 | 0.81 | 0.77 | 0.75 | 0.05 | 128.13 | 0 | 0 | 48.02 | 0.16738 | 0.056448 | 0.006 | 9.68 | System Off | 1 | 0
753 | 753 | 2012-02-01 08:59 | -5.76 | -5.06 | -5.06 | -5.76 | 45.61 | 9.53 | 16 | 14.85 | 49.56 | 0 | 0.19 | 0.19 | 0 | 7.09 | 0 | 0 | 12.5 | 0.16606 | 0.056448 | 0.002 | 12.5 | System Off | 0 | 0
754 | 754 | 2012-02-01 09:59 | -4.58 | 6.22 | 6.22 | -4.58 | 784.36 | 734.1 | 260 | 15.71 | 772.84 | 1.03 | 0.95 | 0.93 | 0.27 | 502.52 | 0 | 0 | 200.45 | 0.17964 | 0.056448 | 0.026 | 10 | System Off | 1 | 0
755 | 755 | 2012-02-01 10:59 | -3.4 | 9.68 | 9.68 | -3.4 | 979.8 | 925.3 | 327 | 15.61 | 959.31 | 1.01 | 0.96 | 0.94 | 0.33 | 583.05 | 0 | 0 | 252.34 | 0.18464 | 0.056448 | 0.032 | 9.79 | System Off | 1 | 0
756 | 756 | 2012-02-01 11:59 | -2.21 | 10.68 | 10.68 | -2.21 | 993.65 | 938.84 | 333 | 15.54 | 972.57 | 1.02 | 0.97 | 0.94 | 0.34 | 558.83 | 0 | 0 | 257.22 | 0.17881 | 0.056448 | 0.033 | 9.91 | System Off | 1 | 0
757 | 757 | 2012-02-01 12:59 | -2.43 | 8.05 | 8.05 | -2.43 | 834.08 | 782.76 | 278 | 15.63 | 820.55 | 1 | 0.95 | 0.93 | 0.28 | 501.42 | 0 | 0 | 214.61 | 0.18358 | 0.056448 | 0.028 | 10.07 | System Off | 1 | 0
758 | 758 | 2012-02-01 13:59 | -2.65 | 4.13 | 4.13 | -2.65 | 553.4 | 507.89 | 184 | 15.66 | 551.21 | 0.97 | 0.92 | 0.9 | 0.18 | 376.28 | 0 | 0 | 142.09 | 0.17859 | 0.056448 | 0.018 | 9.78 | System Off | 1 | 0
759 | 759 | 2012-02-01 14:59 | -2.87 | -0.03 | -0.03 | -2.87 | 232.77 | 193.37 | 78 | 15.54 | 238.64 | 0.89 | 0.81 | 0.79 | 0.07 | 158.85 | 0 | 0 | 60.38 | 0.17304 | 0.056448 | 0.008 | 10.26 | System Off | 1 | 0
760 | 760 | 2012-02-01 15:59 | -3.99 | -3.99 | -3.99 | -3.99 | 0 | 0 | 0 | 0 | 0 | 0 | 0 | 0 | 0 | 0 | 0 | 0 | 0 | 0 | 0 | 0 | 0 | System Off | 0 | 0
761 | 761 | 2012-02-01 16:59 | -5.1 | -5.1 | -5.1 | -5.1 | 0 | 0 | 0 | 0 | 0 | 0 | 0 | 0 | 0 | 0 | 0 | 0 | 0 | 0 | 0 | 0 | 0 | System Off | 0 | 0
762 | 762 | 2012-02-01 17:59 | -6.21 | -6.21 | -6.21 | -6.21 | 0 | 0 | 0 | 0 | 0 | 0 | 0 | 0 | 0 | 0 | 0 | 0 | 0 | 0 | 0 | 0 | 0 | System Off | 0 | 0
763 | 763 | 2012-02-01 18:59 | -6.81 | -6.81 | -6.81 | -6.81 | 0 | 0 | 0 | 0 | 0 | 0 | 0 | 0 | 0 | 0 | 0 | 0 | 0 | 0 | 0 | 0 | 0 | System Off | 0 | 0
764 | 764 | 2012-02-01 19:59 | -7.41 | -7.41 | -7.41 | -7.41 | 0 | 0 | 0 | 0 | 0 | 0 | 0 | 0 | 0 | 0 | 0 | 0 | 0 | 0 | 0 | 0 | 0 | System Off | 0 | 0
765 | 765 | 2012-02-01 20:59 | -8.01 | -8.01 | -8.01 | -8.01 | 0 | 0 | 0 | 0 | 0 | 0 | 0 | 0 | 0 | 0 | 0 | 0 | 0 | 0 | 0 | 0 | 0 | System Off | 0 | 0
766 | 766 | 2012-02-01 21:59 | -8.4 | -8.4 | -8.4 | -8.4 | 0 | 0 | 0 | 0 | 0 | 0 | 0 | 0 | 0 | 0 | 0 | 0 | 0 | 0 | 0 | 0 | 0 | System Off | 0 | 0
767 | 767 | 2012-02-01 22:59 | -8.8 | -8.8 | -8.8 | -8.8 | 0 | 0 | 0 | 0 | 0 | 0 | 0 | 0 | 0 | 0 | 0 | 0 | 0 | 0 | 0 | 0 | 0 | System Off | 0 | 0
768 | 768 | 2012-02-01 23:59 | -9.19 | -9.19 | -9.19 | -9.19 | 0 | 0 | 0 | 0 | 0 | 0 | 0 | 0 | 0 | 0 | 0 | 0 | 0 | 0 | 0 | 0 | 0 | System Off | 0 | 0
769 | 769 | 2012-02-02 00:59 | -9.61 | -9.61 | -9.61 | -9.61 | 0 | 0 | 0 | 0 | 0 | 0 | 0 | 0 | 0 | 0 | 0 | 0 | 0 | 0 | 0 | 0 | 0 | System Off | 0 | 0
770 | 770 | 2012-02-02 01:59 | -10.04 | -10.04 | -10.04 | -10.04 | 0 | 0 | 0 | 0 | 0 | 0 | 0 | 0 | 0 | 0 | 0 | 0 | 0 | 0 | 0 | 0 | 0 | System Off | 0 | 0
771 | 771 | 2012-02-02 02:59 | -10.46 | -10.46 | -10.46 | -10.46 | 0 | 0 | 0 | 0 | 0 | 0 | 0 | 0 | 0 | 0 | 0 | 0 | 0 | 0 | 0 | 0 | 0 | System Off | 0 | 0
772 | 772 | 2012-02-02 03:59 | -10.67 | -10.67 | -10.67 | -10.67 | 0 | 0 | 0 | 0 | 0 | 0 | 0 | 0 | 0 | 0 | 0 | 0 | 0 | 0 | 0 | 0 | 0 | System Off | 0 | 0
773 | 773 | 2012-02-02 04:59 | -10.89 | -10.89 | -10.89 | -10.89 | 0 | 0 | 0 | 0 | 0 | 0 | 0 | 0 | 0 | 0 | 0 | 0 | 0 | 0 | 0 | 0 | 0 | System Off | 0 | 0
774 | 774 | 2012-02-02 05:59 | -11.1 | -11.1 | -11.1 | -11.1 | 0 | 0 | 0 | 0 | 0 | 0 | 0 | 0 | 0 | 0 | 0 | 0 | 0 | 0 | 0 | 0 | 0 | System Off | 0 | 0
775 | 775 | 2012-02-02 06:59 | -10.39 | -10.39 | -10.39 | -10.39 | 0 | 0 | 0 | 0 | 0 | 0 | 0 | 0 | 0 | 0 | 0 | 0 | 0 | 0 | 0 | 0 | 0 | System Off | 0 | 0
776 | 776 | 2012-02-02 07:59 | -9.69 | -6.74 | -6.74 | -9.69 | 193.8 | 155.11 | 64 | 15.77 | 199.39 | 0.93 | 0.78 | 0.76 | 0.06 | 136.17 | 0 | 0 | 49.39 | 0.1631 | 0.056448 | 0.006 | 9.38 | System Off | 1 | 0
777 | 777 | 2012-02-02 08:59 | -8.98 | -1.72 | -1.72 | -8.98 | 501.58 | 457.09 | 164 | 15.93 | 500.53 | 1.03 | 0.91 | 0.89 | 0.17 | 339.93 | 0 | 0 | 126.17 | 0.16885 | 0.056448 | 0.016 | 9.76 | System Off | 1 | 0
778 | 778 | 2012-02-02 09:59 | -7.56 | 4 | 4 | -7.56 | 808.4 | 757.63 | 266 | 15.83 | 795.52 | 1.01 | 0.95 | 0.93 | 0.27 | 518.63 | 0 | 0 | 204.71 | 0.17575 | 0.056448 | 0.026 | 9.77 | System Off | 1 | 0
779 | 779 | 2012-02-02 10:59 | -6.14 | 8.05 | 8.05 | -6.14 | 997.02 | 942.13 | 331 | 15.69 | 975.49 | 1.03 | 0.97 | 0.95 | 0.34 | 593.66 | 0 | 0 | 255.06 | 0.18093 | 0.056448 | 0.033 | 9.97 | System Off | 1 | 0
780 | 780 | 2012-02-02 11:59 | -4.72 | 9.58 | 9.58 | -4.72 | 1009.07 | 953.91 | 337 | 15.6 | 987.09 | 1.04 | 0.97 | 0.95 | 0.35 | 567.8 | 0 | 0 | 259.99 | 0.18326 | 0.056448 | 0.033 | 9.79 | System Off | 1 | 0
781 | 781 | 2012-02-02 12:59 | -4.59 | 7.15 | 7.15 | -4.59 | 851.06 | 799.37 | 283 | 15.66 | 836.6 | 1.02 | 0.96 | 0.94 | 0.29 | 512.06 | 0 | 0 | 218.27 | 0.18076 | 0.056448 | 0.028 | 9.89 | System Off | 1 | 0
782 | 782 | 2012-02-02 13:59 | -4.46 | -3.73 | -3.73 | -4.46 | 50.32 | 14.16 | 17 | 15.42 | 54.52 | 0.56 | 0.26 | 0.25 | 0.01 | 10.49 | 0 | 0 | 13.19 | 0.16785 | 0.056448 | 0.002 | 11.76 | System Off | 0 | 0
783 | 783 | 2012-02-02 14:59 | -4.33 | -0.99 | -0.99 | -4.33 | 248.13 | 208.46 | 83 | 15.57 | 253.69 | 0.96 | 0.82 | 0.8 | 0.08 | 171.24 | 0 | 0 | 64.22 | 0.17128 | 0.056448 | 0.008 | 9.64 | System Off | 1 | 0
784 | 784 | 2012-02-02 15:59 | -5.61 | -5.61 | -5.61 | -5.61 | 0 | 0 | 0 | 0 | 0 | 0 | 0 | 0 | 0 | 0 | 0 | 0 | 0 | 0 | 0 | 0 | 0 | System Off | 0 | 0
785 | 785 | 2012-02-02 16:59 | -6.89 | -6.89 | -6.89 | -6.89 | 0 | 0 | 0 | 0 | 0 | 0 | 0 | 0 | 0 | 0 | 0 | 0 | 0 | 0 | 0 | 0 | 0 | System Off | 0 | 0
786 | 786 | 2012-02-02 17:59 | -8.16 | -8.16 | -8.16 | -8.16 | 0 | 0 | 0 | 0 | 0 | 0 | 0 | 0 | 0 | 0 | 0 | 0 | 0 | 0 | 0 | 0 | 0 | System Off | 0 | 0
787 | 787 | 2012-02-02 18:59 | -8.76 | -8.76 | -8.76 | -8.76 | 0 | 0 | 0 | 0 | 0 | 0 | 0 | 0 | 0 | 0 | 0 | 0 | 0 | 0 | 0 | 0 | 0 | System Off | 0 | 0
788 | 788 | 2012-02-02 19:59 | -9.36 | -9.36 | -9.36 | -9.36 | 0 | 0 | 0 | 0 | 0 | 0 | 0 | 0 | 0 | 0 | 0 | 0 | 0 | 0 | 0 | 0 | 0 | System Off | 0 | 0
789 | 789 | 2012-02-02 20:59 | -9.96 | -9.96 | -9.96 | -9.96 | 0 | 0 | 0 | 0 | 0 | 0 | 0 | 0 | 0 | 0 | 0 | 0 | 0 | 0 | 0 | 0 | 0 | System Off | 0 | 0
790 | 790 | 2012-02-02 21:59 | -10.56 | -10.56 | -10.56 | -10.56 | 0 | 0 | 0 | 0 | 0 | 0 | 0 | 0 | 0 | 0 | 0 | 0 | 0 | 0 | 0 | 0 | 0 | System Off | 0 | 0
791 | 791 | 2012-02-02 22:59 | -11.16 | -11.16 | -11.16 | -11.16 | 0 | 0 | 0 | 0 | 0 | 0 | 0 | 0 | 0 | 0 | 0 | 0 | 0 | 0 | 0 | 0 | 0 | System Off | 0 | 0
792 | 792 | 2012-02-02 23:59 | -11.76 | -11.76 | -11.76 | -11.76 | 0 | 0 | 0 | 0 | 0 | 0 | 0 | 0 | 0 | 0 | 0 | 0 | 0 | 0 | 0 | 0 | 0 | System Off | 0 | 0
793 | 793 | 2012-02-03 00:59 | -12.39 | -12.39 | -12.39 | -12.39 | 0 | 0 | 0 | 0 | 0 | 0 | 0 | 0 | 0 | 0 | 0 | 0 | 0 | 0 | 0 | 0 | 0 | System Off | 0 | 0
794 | 794 | 2012-02-03 01:59 | -13.03 | -13.03 | -13.03 | -13.03 | 0 | 0 | 0 | 0 | 0 | 0 | 0 | 0 | 0 | 0 | 0 | 0 | 0 | 0 | 0 | 0 | 0 | System Off | 0 | 0
795 | 795 | 2012-02-03 02:59 | -13.66 | -13.66 | -13.66 | -13.66 | 0 | 0 | 0 | 0 | 0 | 0 | 0 | 0 | 0 | 0 | 0 | 0 | 0 | 0 | 0 | 0 | 0 | System Off | 0 | 0
796 | 796 | 2012-02-03 03:59 | -13.83 | -13.83 | -13.83 | -13.83 | 0 | 0 | 0 | 0 | 0 | 0 | 0 | 0 | 0 | 0 | 0 | 0 | 0 | 0 | 0 | 0 | 0 | System Off | 0 | 0
797 | 797 | 2012-02-03 04:59 | -14 | -14 | -14 | -14 | 0 | 0 | 0 | 0 | 0 | 0 | 0 | 0 | 0 | 0 | 0 | 0 | 0 | 0 | 0 | 0 | 0 | System Off | 0 | 0
798 | 798 | 2012-02-03 05:59 | -14.17 | -14.17 | -14.17 | -14.17 | 0 | 0 | 0 | 0 | 0 | 0 | 0 | 0 | 0 | 0 | 0 | 0 | 0 | 0 | 0 | 0 | 0 | System Off | 0 | 0
799 | 799 | 2012-02-03 06:59 | -12.75 | -12.75 | -12.75 | -12.75 | 0 | 0 | 0 | 0 | 0 | 0 | 0 | 0 | 0 | 0 | 0 | 0 | 0 | 0 | 0 | 0 | 0 | System Off | 0 | 0
800 | 800 | 2012-02-03 07:59 | -11.33 | -7.78 | -7.78 | -11.33 | 203.43 | 164.57 | 67 | 15.81 | 208.83 | 0.89 | 0.79 | 0.77 | 0.06 | 144.47 | 0 | 0 | 51.66 | 0.16107 | 0.056448 | 0.007 | 10.45 | System Off | 1 | 0
801 | 801 | 2012-02-03 08:59 | -9.9 | -2.16 | -2.16 | -9.9 | 440.13 | 396.85 | 144 | 15.92 | 441.04 | 0.97 | 0.9 | 0.88 | 0.14 | 295.13 | 0 | 0 | 110.76 | 0.16665 | 0.056448 | 0.014 | 9.72 | System Off | 1 | 0
802 | 802 | 2012-02-03 09:59 | -7.98 | 6.1 | 6.1 | -7.98 | 816.61 | 765.67 | 271 | 15.69 | 803.61 | 1.03 | 0.95 | 0.93 | 0.28 | 524.13 | 0 | 0 | 208.73 | 0.17542 | 0.056448 | 0.027 | 9.96 | System Off | 1 | 0
803 | 803 | 2012-02-03 10:59 | -6.05 | 9.64 | 9.64 | -6.05 | 910.81 | 857.83 | 305 | 15.55 | 893.71 | 1.01 | 0.96 | 0.94 | 0.31 | 540.53 | 0 | 0 | 235.26 | 0.1798 | 0.056448 | 0.03 | 9.84 | System Off | 1 | 0
804 | 804 | 2012-02-03 11:59 | -4.12 | 7.37 | 7.37 | -4.12 | 670.36 | 622.48 | 225 | 15.52 | 663.96 | 1.02 | 0.94 | 0.92 | 0.23 | 370.52 | 0 | 0 | 173.82 | 0.17857 | 0.056448 | 0.022 | 9.78 | System Off | 1 | 0
805 | 805 | 2012-02-03 12:59 | -4.29 | 7.24 | 7.24 | -4.29 | 680.68 | 632.59 | 228 | 15.55 | 673.83 | 1.01 | 0.94 | 0.92 | 0.23 | 405.22 | 0 | 0 | 176.06 | 0.17848 | 0.056448 | 0.023 | 10.09 | System Off | 1 | 0
806 | 806 | 2012-02-03 13:59 | -4.45 | 4.72 | 4.72 | -4.45 | 548.55 | 503.13 | 183 | 15.61 | 546.62 | 0.98 | 0.92 | 0.9 | 0.18 | 372.76 | 0 | 0 | 141.28 | 0.17603 | 0.056448 | 0.018 | 9.84 | System Off | 1 | 0
807 | 807 | 2012-02-03 14:59 | -4.61 | -1.62 | -1.62 | -4.61 | 175.34 | 136.98 | 59 | 15.48 | 181.47 | 0.84 | 0.75 | 0.74 | 0.05 | 112.52 | 0 | 0 | 45.7 | 0.16972 | 0.056448 | 0.006 | 10.17 | System Off | 1 | 0
808 | 808 | 2012-02-03 15:59 | -5.84 | -5.84 | -5.84 | -5.84 | 0 | 0 | 0 | 0 | 0 | 0 | 0 | 0 | 0 | 0 | 0 | 0 | 0 | 0 | 0 | 0 | 0 | System Off | 0 | 0
809 | 809 | 2012-02-03 16:59 | -7.07 | -7.07 | -7.07 | -7.07 | 0 | 0 | 0 | 0 | 0 | 0 | 0 | 0 | 0 | 0 | 0 | 0 | 0 | 0 | 0 | 0 | 0 | System Off | 0 | 0
810 | 810 | 2012-02-03 17:59 | -8.3 | -8.3 | -8.3 | -8.3 | 0 | 0 | 0 | 0 | 0 | 0 | 0 | 0 | 0 | 0 | 0 | 0 | 0 | 0 | 0 | 0 | 0 | System Off | 0 | 0
811 | 811 | 2012-02-03 18:59 | -8.88 | -8.88 | -8.88 | -8.88 | 0 | 0 | 0 | 0 | 0 | 0 | 0 | 0 | 0 | 0 | 0 | 0 | 0 | 0 | 0 | 0 | 0 | System Off | 0 | 0
812 | 812 | 2012-02-03 19:59 | -9.47 | -9.47 | -9.47 | -9.47 | 0 | 0 | 0 | 0 | 0 | 0 | 0 | 0 | 0 | 0 | 0 | 0 | 0 | 0 | 0 | 0 | 0 | System Off | 0 | 0
813 | 813 | 2012-02-03 20:59 | -10.05 | -10.05 | -10.05 | -10.05 | 0 | 0 | 0 | 0 | 0 | 0 | 0 | 0 | 0 | 0 | 0 | 0 | 0 | 0 | 0 | 0 | 0 | System Off | 0 | 0
814 | 814 | 2012-02-03 21:59 | -10.44 | -10.44 | -10.44 | -10.44 | 0 | 0 | 0 | 0 | 0 | 0 | 0 | 0 | 0 | 0 | 0 | 0 | 0 | 0 | 0 | 0 | 0 | System Off | 0 | 0
815 | 815 | 2012-02-03 22:59 | -10.83 | -10.83 | -10.83 | -10.83 | 0 | 0 | 0 | 0 | 0 | 0 | 0 | 0 | 0 | 0 | 0 | 0 | 0 | 0 | 0 | 0 | 0 | System Off | 0 | 0
816 | 816 | 2012-02-03 23:59 | -11.22 | -11.22 | -11.22 | -11.22 | 0 | 0 | 0 | 0 | 0 | 0 | 0 | 0 | 0 | 0 | 0 | 0 | 0 | 0 | 0 | 0 | 0 | System Off | 0 | 0
817 | 817 | 2012-02-04 00:59 | -11.95 | -11.95 | -11.95 | -11.95 | 0 | 0 | 0 | 0 | 0 | 0 | 0 | 0 | 0 | 0 | 0 | 0 | 0 | 0 | 0 | 0 | 0 | System Off | 0 | 0
818 | 818 | 2012-02-04 01:59 | -12.68 | -12.68 | -12.68 | -12.68 | 0 | 0 | 0 | 0 | 0 | 0 | 0 | 0 | 0 | 0 | 0 | 0 | 0 | 0 | 0 | 0 | 0 | System Off | 0 | 0
819 | 819 | 2012-02-04 02:59 | -13.41 | -13.41 | -13.41 | -13.41 | 0 | 0 | 0 | 0 | 0 | 0 | 0 | 0 | 0 | 0 | 0 | 0 | 0 | 0 | 0 | 0 | 0 | System Off | 0 | 0
820 | 820 | 2012-02-04 03:59 | -13.39 | -13.39 | -13.39 | -13.39 | 0 | 0 | 0 | 0 | 0 | 0 | 0 | 0 | 0 | 0 | 0 | 0 | 0 | 0 | 0 | 0 | 0 | System Off | 0 | 0
821 | 821 | 2012-02-04 04:59 | -13.38 | -13.38 | -13.38 | -13.38 | 0 | 0 | 0 | 0 | 0 | 0 | 0 | 0 | 0 | 0 | 0 | 0 | 0 | 0 | 0 | 0 | 0 | System Off | 0 | 0
822 | 822 | 2012-02-04 05:59 | -13.36 | -13.36 | -13.36 | -13.36 | 0 | 0 | 0 | 0 | 0 | 0 | 0 | 0 | 0 | 0 | 0 | 0 | 0 | 0 | 0 | 0 | 0 | System Off | 0 | 0
823 | 823 | 2012-02-04 06:59 | -12.1 | -12.1 | -12.1 | -12.1 | 0 | 0 | 0 | 0 | 0 | 0 | 0 | 0 | 0 | 0 | 0 | 0 | 0 | 0 | 0 | 0 | 0 | System Off | 0 | 0
824 | 824 | 2012-02-04 07:59 | -10.85 | -7.01 | -7.01 | -10.85 | 205.05 | 166.16 | 67 | 15.94 | 210.52 | 0.88 | 0.79 | 0.77 | 0.06 | 145.87 | 0 | 0 | 51.57 | 0.1617 | 0.056448 | 0.007 | 10.45 | System Off | 1 | 0
825 | 825 | 2012-02-04 08:59 | -9.59 | -0.09 | -0.09 | -9.59 | 506.78 | 462.19 | 167 | 15.81 | 505.78 | 1.02 | 0.91 | 0.9 | 0.17 | 343.72 | 0 | 0 | 128.58 | 0.16818 | 0.056448 | 0.017 | 10.18 | System Off | 1 | 0
826 | 826 | 2012-02-04 09:59 | -7.75 | 7.17 | 7.17 | -7.75 | 805.97 | 755.25 | 268 | 15.66 | 793.6 | 1 | 0.95 | 0.93 | 0.27 | 517 | 0 | 0 | 206.43 | 0.17559 | 0.056448 | 0.027 | 10.07 | System Off | 1 | 0
827 | 827 | 2012-02-04 10:59 | -5.91 | 12.36 | 12.36 | -5.91 | 992.91 | 938.12 | 335 | 15.44 | 972.1 | 1.01 | 0.97 | 0.94 | 0.34 | 591.13 | 0 | 0 | 258.58 | 0.18148 | 0.056448 | 0.033 | 9.85 | System Off | 1 | 0
828 | 828 | 2012-02-04 11:59 | -4.07 | 14.35 | 14.35 | -4.07 | 1011.61 | 956.4 | 344 | 15.32 | 989.99 | 1.02 | 0.97 | 0.95 | 0.35 | 569.28 | 0 | 0 | 265.95 | 0.18456 | 0.056448 | 0.034 | 9.88 | System Off | 1 | 0
829 | 829 | 2012-02-04 12:59 | -4.27 | 11.15 | 11.15 | -4.27 | 870.6 | 818.49 | 294 | 15.42 | 855.62 | 1.02 | 0.96 | 0.94 | 0.3 | 524.31 | 0 | 0 | 227.16 | 0.18179 | 0.056448 | 0.029 | 9.86 | System Off | 1 | 0
830 | 830 | 2012-02-04 13:59 | -4.47 | 5.8 | 5.8 | -4.47 | 594.14 | 547.81 | 199 | 15.55 | 590.61 | 1 | 0.93 | 0.91 | 0.2 | 405.86 | 0 | 0 | 153.71 | 0.1768 | 0.056448 | 0.02 | 10.05 | System Off | 1 | 0
831 | 831 | 2012-02-04 14:59 | -4.67 | -0.14 | -0.14 | -4.67 | 262.9 | 222.96 | 88 | 15.56 | 268.34 | 0.9 | 0.83 | 0.81 | 0.08 | 183.15 | 0 | 0 | 68.06 | 0.17106 | 0.056448 | 0.009 | 10.23 | System Off | 1 | 0
832 | 832 | 2012-02-04 15:59 | -5.81 | -5.81 | -5.81 | -5.81 | 0 | 0 | 0 | 0 | 0 | 0 | 0 | 0 | 0 | 0 | 0 | 0 | 0 | 0 | 0 | 0 | 0 | System Off | 0 | 0
833 | 833 | 2012-02-04 16:59 | -6.94 | -6.94 | -6.94 | -6.94 | 0 | 0 | 0 | 0 | 0 | 0 | 0 | 0 | 0 | 0 | 0 | 0 | 0 | 0 | 0 | 0 | 0 | System Off | 0 | 0
834 | 834 | 2012-02-04 17:59 | -8.07 | -8.07 | -8.07 | -8.07 | 0 | 0 | 0 | 0 | 0 | 0 | 0 | 0 | 0 | 0 | 0 | 0 | 0 | 0 | 0 | 0 | 0 | System Off | 0 | 0
835 | 835 | 2012-02-04 18:59 | -8.33 | -8.33 | -8.33 | -8.33 | 0 | 0 | 0 | 0 | 0 | 0 | 0 | 0 | 0 | 0 | 0 | 0 | 0 | 0 | 0 | 0 | 0 | System Off | 0 | 0
836 | 836 | 2012-02-04 19:59 | -8.58 | -8.58 | -8.58 | -8.58 | 0 | 0 | 0 | 0 | 0 | 0 | 0 | 0 | 0 | 0 | 0 | 0 | 0 | 0 | 0 | 0 | 0 | System Off | 0 | 0
837 | 837 | 2012-02-04 20:59 | -8.84 | -8.84 | -8.84 | -8.84 | 0 | 0 | 0 | 0 | 0 | 0 | 0 | 0 | 0 | 0 | 0 | 0 | 0 | 0 | 0 | 0 | 0 | System Off | 0 | 0
838 | 838 | 2012-02-04 21:59 | -9.07 | -9.07 | -9.07 | -9.07 | 0 | 0 | 0 | 0 | 0 | 0 | 0 | 0 | 0 | 0 | 0 | 0 | 0 | 0 | 0 | 0 | 0 | System Off | 0 | 0
839 | 839 | 2012-02-04 22:59 | -9.29 | -9.29 | -9.29 | -9.29 | 0 | 0 | 0 | 0 | 0 | 0 | 0 | 0 | 0 | 0 | 0 | 0 | 0 | 0 | 0 | 0 | 0 | System Off | 0 | 0
840 | 840 | 2012-02-04 23:59 | -9.52 | -9.52 | -9.52 | -9.52 | 0 | 0 | 0 | 0 | 0 | 0 | 0 | 0 | 0 | 0 | 0 | 0 | 0 | 0 | 0 | 0 | 0 | System Off | 0 | 0
841 | 841 | 2012-02-05 00:59 | -11.02 | -11.02 | -11.02 | -11.02 | 0 | 0 | 0 | 0 | 0 | 0 | 0 | 0 | 0 | 0 | 0 | 0 | 0 | 0 | 0 | 0 | 0 | System Off | 0 | 0
842 | 842 | 2012-02-05 01:59 | -12.53 | -12.53 | -12.53 | -12.53 | 0 | 0 | 0 | 0 | 0 | 0 | 0 | 0 | 0 | 0 | 0 | 0 | 0 | 0 | 0 | 0 | 0 | System Off | 0 | 0
843 | 843 | 2012-02-05 02:59 | -14.03 | -14.03 | -14.03 | -14.03 | 0 | 0 | 0 | 0 | 0 | 0 | 0 | 0 | 0 | 0 | 0 | 0 | 0 | 0 | 0 | 0 | 0 | System Off | 0 | 0
844 | 844 | 2012-02-05 03:59 | -13.64 | -13.64 | -13.64 | -13.64 | 0 | 0 | 0 | 0 | 0 | 0 | 0 | 0 | 0 | 0 | 0 | 0 | 0 | 0 | 0 | 0 | 0 | System Off | 0 | 0
845 | 845 | 2012-02-05 04:59 | -13.24 | -13.24 | -13.24 | -13.24 | 0 | 0 | 0 | 0 | 0 | 0 | 0 | 0 | 0 | 0 | 0 | 0 | 0 | 0 | 0 | 0 | 0 | System Off | 0 | 0
846 | 846 | 2012-02-05 05:59 | -12.85 | -12.85 | -12.85 | -12.85 | 0 | 0 | 0 | 0 | 0 | 0 | 0 | 0 | 0 | 0 | 0 | 0 | 0 | 0 | 0 | 0 | 0 | System Off | 0 | 0
847 | 847 | 2012-02-05 06:59 | -11.8 | -11.8 | -11.8 | -11.8 | 0 | 0 | 0 | 0 | 0 | 0 | 0 | 0 | 0 | 0 | 0 | 0 | 0 | 0 | 0 | 0 | 0 | System Off | 0 | 0
848 | 848 | 2012-02-05 07:59 | -10.75 | -8.08 | -8.08 | -10.75 | 193.75 | 155.06 | 64 | 15.77 | 199.2 | 0.94 | 0.78 | 0.76 | 0.06 | 136.13 | 0 | 0 | 49.4 | 0.16169 | 0.056448 | 0.006 | 9.38 | System Off | 1 | 0
849 | 849 | 2012-02-05 08:59 | -9.7 | -3.09 | -3.09 | -9.7 | 513.17 | 468.46 | 167 | 16 | 511.55 | 1.02 | 0.92 | 0.9 | 0.17 | 348.38 | 0 | 0 | 128.39 | 0.16802 | 0.056448 | 0.017 | 10.18 | System Off | 1 | 0
850 | 850 | 2012-02-05 09:59 | -8.09 | 2.7 | 2.7 | -8.09 | 824.6 | 773.48 | 270 | 15.91 | 810.86 | 1.04 | 0.95 | 0.93 | 0.28 | 529.48 | 0 | 0 | 207.65 | 0.1752 | 0.056448 | 0.027 | 10 | System Off | 1 | 0
851 | 851 | 2012-02-05 10:59 | -6.47 | 7.05 | 7.05 | -6.47 | 1010.01 | 954.83 | 334 | 15.75 | 987.74 | 1.05 | 0.97 | 0.95 | 0.35 | 601.66 | 0 | 0 | 257.23 | 0.18061 | 0.056448 | 0.033 | 9.88 | System Off | 1 | 0
852 | 852 | 2012-02-05 11:59 | -4.85 | 9.42 | 9.42 | -4.85 | 1040.52 | 984.66 | 347 | 15.62 | 1016.93 | 1.04 | 0.97 | 0.95 | 0.36 | 586.11 | 0 | 0 | 267.65 | 0.18356 | 0.056448 | 0.034 | 9.8 | System Off | 1 | 0
853 | 853 | 2012-02-05 12:59 | -4.7 | 7.57 | 7.57 | -4.7 | 878.08 | 825.81 | 292 | 15.66 | 862.41 | 1.03 | 0.96 | 0.94 | 0.3 | 529 | 0 | 0 | 225.18 | 0.18105 | 0.056448 | 0.029 | 9.93 | System Off | 1 | 0
854 | 854 | 2012-02-05 13:59 | -4.55 | 4.07 | 4.07 | -4.55 | 603.12 | 556.61 | 200 | 15.71 | 599.03 | 1 | 0.93 | 0.91 | 0.2 | 412.38 | 0 | 0 | 154.27 | 0.17672 | 0.056448 | 0.02 | 10 | System Off | 1 | 0
855 | 855 | 2012-02-05 14:59 | -4.39 | -0.25 | -0.25 | -4.39 | 278.53 | 238.3 | 93 | 15.6 | 283.69 | 0.96 | 0.84 | 0.82 | 0.09 | 195.75 | 0 | 0 | 71.91 | 0.17169 | 0.056448 | 0.009 | 9.68 | System Off | 1 | 0
856 | 856 | 2012-02-05 15:59 | -5.71 | -5.71 | -5.71 | -5.71 | 0 | 0 | 0 | 0 | 0 | 0 | 0 | 0 | 0 | 0 | 0 | 0 | 0 | 0 | 0 | 0 | 0 | System Off | 0 | 0
857 | 857 | 2012-02-05 16:59 | -7.02 | -7.02 | -7.02 | -7.02 | 0 | 0 | 0 | 0 | 0 | 0 | 0 | 0 | 0 | 0 | 0 | 0 | 0 | 0 | 0 | 0 | 0 | System Off | 0 | 0
858 | 858 | 2012-02-05 17:59 | -8.33 | -8.33 | -8.33 | -8.33 | 0 | 0 | 0 | 0 | 0 | 0 | 0 | 0 | 0 | 0 | 0 | 0 | 0 | 0 | 0 | 0 | 0 | System Off | 0 | 0
859 | 859 | 2012-02-05 18:59 | -8.68 | -8.68 | -8.68 | -8.68 | 0 | 0 | 0 | 0 | 0 | 0 | 0 | 0 | 0 | 0 | 0 | 0 | 0 | 0 | 0 | 0 | 0 | System Off | 0 | 0
860 | 860 | 2012-02-05 19:59 | -9.02 | -9.02 | -9.02 | -9.02 | 0 | 0 | 0 | 0 | 0 | 0 | 0 | 0 | 0 | 0 | 0 | 0 | 0 | 0 | 0 | 0 | 0 | System Off | 0 | 0
861 | 861 | 2012-02-05 20:59 | -9.37 | -9.37 | -9.37 | -9.37 | 0 | 0 | 0 | 0 | 0 | 0 | 0 | 0 | 0 | 0 | 0 | 0 | 0 | 0 | 0 | 0 | 0 | System Off | 0 | 0
862 | 862 | 2012-02-05 21:59 | -9.15 | -9.15 | -9.15 | -9.15 | 0 | 0 | 0 | 0 | 0 | 0 | 0 | 0 | 0 | 0 | 0 | 0 | 0 | 0 | 0 | 0 | 0 | System Off | 0 | 0
863 | 863 | 2012-02-05 22:59 | -8.92 | -8.92 | -8.92 | -8.92 | 0 | 0 | 0 | 0 | 0 | 0 | 0 | 0 | 0 | 0 | 0 | 0 | 0 | 0 | 0 | 0 | 0 | System Off | 0 | 0
864 | 864 | 2012-02-05 23:59 | -8.7 | -8.7 | -8.7 | -8.7 | 0 | 0 | 0 | 0 | 0 | 0 | 0 | 0 | 0 | 0 | 0 | 0 | 0 | 0 | 0 | 0 | 0 | System Off | 0 | 0
865 | 865 | 2012-02-06 00:59 | -8.92 | -8.92 | -8.92 | -8.92 | 0 | 0 | 0 | 0 | 0 | 0 | 0 | 0 | 0 | 0 | 0 | 0 | 0 | 0 | 0 | 0 | 0 | System Off | 0 | 0
866 | 866 | 2012-02-06 01:59 | -9.15 | -9.15 | -9.15 | -9.15 | 0 | 0 | 0 | 0 | 0 | 0 | 0 | 0 | 0 | 0 | 0 | 0 | 0 | 0 | 0 | 0 | 0 | System Off | 0 | 0
867 | 867 | 2012-02-06 02:59 | -9.37 | -9.37 | -9.37 | -9.37 | 0 | 0 | 0 | 0 | 0 | 0 | 0 | 0 | 0 | 0 | 0 | 0 | 0 | 0 | 0 | 0 | 0 | System Off | 0 | 0
868 | 868 | 2012-02-06 03:59 | -9.46 | -9.46 | -9.46 | -9.46 | 0 | 0 | 0 | 0 | 0 | 0 | 0 | 0 | 0 | 0 | 0 | 0 | 0 | 0 | 0 | 0 | 0 | System Off | 0 | 0
869 | 869 | 2012-02-06 04:59 | -9.56 | -9.56 | -9.56 | -9.56 | 0 | 0 | 0 | 0 | 0 | 0 | 0 | 0 | 0 | 0 | 0 | 0 | 0 | 0 | 0 | 0 | 0 | System Off | 0 | 0
870 | 870 | 2012-02-06 05:59 | -9.65 | -9.65 | -9.65 | -9.65 | 0 | 0 | 0 | 0 | 0 | 0 | 0 | 0 | 0 | 0 | 0 | 0 | 0 | 0 | 0 | 0 | 0 | System Off | 0 | 0
871 | 871 | 2012-02-06 06:59 | -9.45 | -9.45 | -9.45 | -9.45 | 0 | 0 | 0 | 0 | 0 | 0 | 0 | 0 | 0 | 0 | 0 | 0 | 0 | 0 | 0 | 0 | 0 | System Off | 0 | 0
872 | 872 | 2012-02-06 07:59 | -9.26 | -5.8 | -5.8 | -9.26 | 226.57 | 187.28 | 75 | 15.73 | 231.91 | 0.93 | 0.81 | 0.79 | 0.07 | 164.42 | 0 | 0 | 57.9 | 0.16421 | 0.056448 | 0.008 | 10.67 | System Off | 1 | 0
873 | 873 | 2012-02-06 08:59 | -9.06 | -1.13 | -1.13 | -9.06 | 549.47 | 504.04 | 179 | 15.99 | 546.81 | 1 | 0.92 | 0.9 | 0.18 | 374.84 | 0 | 0 | 137.58 | 0.16946 | 0.056448 | 0.018 | 10.06 | System Off | 1 | 0
874 | 874 | 2012-02-06 09:59 | -7.4 | 5.33 | 5.33 | -7.4 | 866.81 | 814.78 | 286 | 15.79 | 851.37 | 1.01 | 0.96 | 0.94 | 0.29 | 557.75 | 0 | 0 | 220.16 | 0.17695 | 0.056448 | 0.028 | 9.79 | System Off | 1 | 0
875 | 875 | 2012-02-06 10:59 | -5.73 | 10.38 | 10.38 | -5.73 | 1070.25 | 1013.71 | 358 | 15.57 | 1045.24 | 1.03 | 0.97 | 0.95 | 0.37 | 638.76 | 0 | 0 | 276.13 | 0.18286 | 0.056448 | 0.035 | 9.78 | System Off | 1 | 0
876 | 876 | 2012-02-06 11:59 | -4.06 | 12.59 | 12.59 | -4.06 | 1078.85 | 1022.11 | 363 | 15.48 | 1053.59 | 1.02 | 0.97 | 0.95 | 0.37 | 608.4 | 0 | 0 | 280.27 | 0.17769 | 0.056448 | 0.036 | 9.92 | System Off | 1 | 0
877 | 877 | 2012-02-06 12:59 | -4.17 | 10.45 | 10.45 | -4.17 | 919.54 | 866.36 | 309 | 15.5 | 902.11 | 1 | 0.96 | 0.94 | 0.31 | 554.97 | 0 | 0 | 238.61 | 0.18266 | 0.056448 | 0.031 | 10.03 | System Off | 1 | 0
878 | 878 | 2012-02-06 13:59 | -4.28 | 6.04 | 6.04 | -4.28 | 629.84 | 582.79 | 210 | 15.62 | 624.93 | 1 | 0.93 | 0.91 | 0.21 | 431.78 | 0 | 0 | 162.07 | 0.1776 | 0.056448 | 0.021 | 10 | System Off | 1 | 0
879 | 879 | 2012-02-06 14:59 | -4.39 | 0.59 | 0.59 | -4.39 | 288.9 | 248.47 | 97 | 15.51 | 293.95 | 0.92 | 0.85 | 0.83 | 0.09 | 204.11 | 0 | 0 | 75.06 | 0.17189 | 0.056448 | 0.01 | 10.31 | System Off | 1 | 0
880 | 880 | 2012-02-06 15:59 | -5.82 | -5.82 | -5.82 | -5.82 | 0 | 0 | 0 | 0 | 0 | 0 | 0 | 0 | 0 | 0 | 0 | 0 | 0 | 0 | 0 | 0 | 0 | System Off | 0 | 0
881 | 881 | 2012-02-06 16:59 | -7.24 | -7.24 | -7.24 | -7.24 | 0 | 0 | 0 | 0 | 0 | 0 | 0 | 0 | 0 | 0 | 0 | 0 | 0 | 0 | 0 | 0 | 0 | System Off | 0 | 0
882 | 882 | 2012-02-06 17:59 | -8.66 | -8.66 | -8.66 | -8.66 | 0 | 0 | 0 | 0 | 0 | 0 | 0 | 0 | 0 | 0 | 0 | 0 | 0 | 0 | 0 | 0 | 0 | System Off | 0 | 0
883 | 883 | 2012-02-06 18:59 | -9.36 | -9.36 | -9.36 | -9.36 | 0 | 0 | 0 | 0 | 0 | 0 | 0 | 0 | 0 | 0 | 0 | 0 | 0 | 0 | 0 | 0 | 0 | System Off | 0 | 0
884 | 884 | 2012-02-06 19:59 | -10.05 | -10.05 | -10.05 | -10.05 | 0 | 0 | 0 | 0 | 0 | 0 | 0 | 0 | 0 | 0 | 0 | 0 | 0 | 0 | 0 | 0 | 0 | System Off | 0 | 0
885 | 885 | 2012-02-06 20:59 | -10.75 | -10.75 | -10.75 | -10.75 | 0 | 0 | 0 | 0 | 0 | 0 | 0 | 0 | 0 | 0 | 0 | 0 | 0 | 0 | 0 | 0 | 0 | System Off | 0 | 0
886 | 886 | 2012-02-06 21:59 | -11.28 | -11.28 | -11.28 | -11.28 | 0 | 0 | 0 | 0 | 0 | 0 | 0 | 0 | 0 | 0 | 0 | 0 | 0 | 0 | 0 | 0 | 0 | System Off | 0 | 0
887 | 887 | 2012-02-06 22:59 | -11.82 | -11.82 | -11.82 | -11.82 | 0 | 0 | 0 | 0 | 0 | 0 | 0 | 0 | 0 | 0 | 0 | 0 | 0 | 0 | 0 | 0 | 0 | System Off | 0 | 0
888 | 888 | 2012-02-06 23:59 | -12.35 | -12.35 | -12.35 | -12.35 | 0 | 0 | 0 | 0 | 0 | 0 | 0 | 0 | 0 | 0 | 0 | 0 | 0 | 0 | 0 | 0 | 0 | System Off | 0 | 0
889 | 889 | 2012-02-07 00:59 | -13.21 | -13.21 | -13.21 | -13.21 | 0 | 0 | 0 | 0 | 0 | 0 | 0 | 0 | 0 | 0 | 0 | 0 | 0 | 0 | 0 | 0 | 0 | System Off | 0 | 0
890 | 890 | 2012-02-07 01:59 | -14.07 | -14.07 | -14.07 | -14.07 | 0 | 0 | 0 | 0 | 0 | 0 | 0 | 0 | 0 | 0 | 0 | 0 | 0 | 0 | 0 | 0 | 0 | System Off | 0 | 0
891 | 891 | 2012-02-07 02:59 | -14.93 | -14.93 | -14.93 | -14.93 | 0 | 0 | 0 | 0 | 0 | 0 | 0 | 0 | 0 | 0 | 0 | 0 | 0 | 0 | 0 | 0 | 0 | System Off | 0 | 0
892 | 892 | 2012-02-07 03:59 | -15.5 | -15.5 | -15.5 | -15.5 | 0 | 0 | 0 | 0 | 0 | 0 | 0 | 0 | 0 | 0 | 0 | 0 | 0 | 0 | 0 | 0 | 0 | System Off | 0 | 0
893 | 893 | 2012-02-07 04:59 | -16.08 | -16.08 | -16.08 | -16.08 | 0 | 0 | 0 | 0 | 0 | 0 | 0 | 0 | 0 | 0 | 0 | 0 | 0 | 0 | 0 | 0 | 0 | System Off | 0 | 0
894 | 894 | 2012-02-07 05:59 | -16.65 | -16.65 | -16.65 | -16.65 | 0 | 0 | 0 | 0 | 0 | 0 | 0 | 0 | 0 | 0 | 0 | 0 | 0 | 0 | 0 | 0 | 0 | System Off | 0 | 0
895 | 895 | 2012-02-07 06:59 | -14.96 | -14.96 | -14.96 | -14.96 | 0 | 0 | 0 | 0 | 0 | 0 | 0 | 0 | 0 | 0 | 0 | 0 | 0 | 0 | 0 | 0 | 0 | System Off | 0 | 0
896 | 896 | 2012-02-07 07:59 | -13.27 | -9.53 | -9.53 | -13.27 | 238.89 | 199.39 | 77 | 16.16 | 243.71 | 0.9 | 0.82 | 0.8 | 0.07 | 175.04 | 0 | 0 | 59.11 | 0.15896 | 0.056448 | 0.008 | 10.39 | System Off | 1 | 0
897 | 897 | 2012-02-07 08:59 | -11.58 | -2.96 | -2.96 | -11.58 | 565.37 | 519.62 | 183 | 16.09 | 561.88 | 1.03 | 0.92 | 0.91 | 0.19 | 386.43 | 0 | 0 | 140.44 | 0.16623 | 0.056448 | 0.018 | 9.84 | System Off | 1 | 0
898 | 898 | 2012-02-07 09:59 | -9.87 | 2.98 | 2.98 | -9.87 | 894.76 | 842.13 | 293 | 15.91 | 877.73 | 1.02 | 0.96 | 0.94 | 0.3 | 576.47 | 0 | 0 | 225.2 | 0.17384 | 0.056448 | 0.029 | 9.9 | System Off | 1 | 0
899 | 899 | 2012-02-07 10:59 | -8.16 | 6.94 | 6.94 | -8.16 | 1103.47 | 1046.17 | 364 | 15.79 | 1076.4 | 1.04 | 0.97 | 0.95 | 0.38 | 659.21 | 0 | 0 | 280.08 | 0.17968 | 0.056448 | 0.036 | 9.89 | System Off | 1 | 0
900 | 900 | 2012-02-07 11:59 | -6.45 | 8.17 | 8.17 | -6.45 | 1120.08 | 1062.4 | 371 | 15.72 | 1092.26 | 1.02 | 0.97 | 0.95 | 0.38 | 632.38 | 0 | 0 | 285.77 | 0.18246 | 0.056448 | 0.037 | 9.97 | System Off | 1 | 0
901 | 901 | 2012-02-07 12:59 | -6.47 | 4.03 | 4.03 | -6.47 | 822.1 | 771.03 | 270 | 15.86 | 808.59 | 1.03 | 0.95 | 0.93 | 0.28 | 493.91 | 0 | 0 | 207.8 | 0.17746 | 0.056448 | 0.027 | 10 | System Off | 1 | 0
902 | 902 | 2012-02-07 13:59 | -6.49 | 0.16 | 0.16 | -6.49 | 531.06 | 485.99 | 174 | 15.9 | 529.2 | 1.03 | 0.92 | 0.9 | 0.18 | 360.06 | 0 | 0 | 133.97 | 0.17275 | 0.056448 | 0.017 | 9.77 | System Off | 1 | 0
903 | 903 | 2012-02-07 14:59 | -6.51 | -4.15 | -4.15 | -6.51 | 187.65 | 149.07 | 63 | 15.51 | 193.49 | 0.79 | 0.77 | 0.75 | 0.05 | 122.45 | 0 | 0 | 48.79 | 0.16734 | 0.056448 | 0.006 | 9.52 | System Off | 1 | 0
904 | 904 | 2012-02-07 15:59 | -6.84 | -6.83 | -6.83 | -6.84 | 0.86 | 0 | 0 | 0 | 0 | 0 | 0 | 0 | 0 | 0 | 0 | 0 | -0.04 | 0.16382 | 0.056448 | 0 |  | System Off | 0 | 0
905 | 905 | 2012-02-07 16:59 | -7.17 | -7.17 | -7.17 | -7.17 | 0 | 0 | 0 | 0 | 0 | 0 | 0 | 0 | 0 | 0 | 0 | 0 | 0 | 0 | 0 | 0 | 0 | System Off | 0 | 0
906 | 906 | 2012-02-07 17:59 | -7.49 | -7.49 | -7.49 | -7.49 | 0 | 0 | 0 | 0 | 0 | 0 | 0 | 0 | 0 | 0 | 0 | 0 | 0 | 0 | 0 | 0 | 0 | System Off | 0 | 0
907 | 907 | 2012-02-07 18:59 | -7.65 | -7.65 | -7.65 | -7.65 | 0 | 0 | 0 | 0 | 0 | 0 | 0 | 0 | 0 | 0 | 0 | 0 | 0 | 0 | 0 | 0 | 0 | System Off | 0 | 0
908 | 908 | 2012-02-07 19:59 | -7.8 | -7.8 | -7.8 | -7.8 | 0 | 0 | 0 | 0 | 0 | 0 | 0 | 0 | 0 | 0 | 0 | 0 | 0 | 0 | 0 | 0 | 0 | System Off | 0 | 0
909 | 909 | 2012-02-07 20:59 | -7.96 | -7.96 | -7.96 | -7.96 | 0 | 0 | 0 | 0 | 0 | 0 | 0 | 0 | 0 | 0 | 0 | 0 | 0 | 0 | 0 | 0 | 0 | System Off | 0 | 0
910 | 910 | 2012-02-07 21:59 | -7.94 | -7.94 | -7.94 | -7.94 | 0 | 0 | 0 | 0 | 0 | 0 | 0 | 0 | 0 | 0 | 0 | 0 | 0 | 0 | 0 | 0 | 0 | System Off | 0 | 0
911 | 911 | 2012-02-07 22:59 | -7.92 | -7.92 | -7.92 | -7.92 | 0 | 0 | 0 | 0 | 0 | 0 | 0 | 0 | 0 | 0 | 0 | 0 | 0 | 0 | 0 | 0 | 0 | System Off | 0 | 0
912 | 912 | 2012-02-07 23:59 | -7.9 | -7.9 | -7.9 | -7.9 | 0 | 0 | 0 | 0 | 0 | 0 | 0 | 0 | 0 | 0 | 0 | 0 | 0 | 0 | 0 | 0 | 0 | System Off | 0 | 0
913 | 913 | 2012-02-08 00:59 | -7.87 | -7.87 | -7.87 | -7.87 | 0 | 0 | 0 | 0 | 0 | 0 | 0 | 0 | 0 | 0 | 0 | 0 | 0 | 0 | 0 | 0 | 0 | System Off | 0 | 0
914 | 914 | 2012-02-08 01:59 | -7.85 | -7.85 | -7.85 | -7.85 | 0 | 0 | 0 | 0 | 0 | 0 | 0 | 0 | 0 | 0 | 0 | 0 | 0 | 0 | 0 | 0 | 0 | System Off | 0 | 0
915 | 915 | 2012-02-08 02:59 | -7.82 | -7.82 | -7.82 | -7.82 | 0 | 0 | 0 | 0 | 0 | 0 | 0 | 0 | 0 | 0 | 0 | 0 | 0 | 0 | 0 | 0 | 0 | System Off | 0 | 0
916 | 916 | 2012-02-08 03:59 | -7.94 | -7.94 | -7.94 | -7.94 | 0 | 0 | 0 | 0 | 0 | 0 | 0 | 0 | 0 | 0 | 0 | 0 | 0 | 0 | 0 | 0 | 0 | System Off | 0 | 0
917 | 917 | 2012-02-08 04:59 | -8.05 | -8.05 | -8.05 | -8.05 | 0 | 0 | 0 | 0 | 0 | 0 | 0 | 0 | 0 | 0 | 0 | 0 | 0 | 0 | 0 | 0 | 0 | System Off | 0 | 0
918 | 918 | 2012-02-08 05:59 | -8.17 | -8.17 | -8.17 | -8.17 | 0 | 0 | 0 | 0 | 0 | 0 | 0 | 0 | 0 | 0 | 0 | 0 | 0 | 0 | 0 | 0 | 0 | System Off | 0 | 0
919 | 919 | 2012-02-08 06:59 | -7.82 | -7.82 | -7.82 | -7.82 | 0 | 0 | 0 | 0 | 0 | 0 | 0 | 0 | 0 | 0 | 0 | 0 | 0 | 0 | 0 | 0 | 0 | System Off | 0 | 0
920 | 920 | 2012-02-08 07:59 | -7.47 | -4.21 | -4.21 | -7.47 | 221.36 | 182.17 | 73 | 15.79 | 226.92 | 0.95 | 0.8 | 0.79 | 0.07 | 159.93 | 0 | 0 | 56.31 | 0.16651 | 0.056448 | 0.007 | 9.59 | System Off | 1 | 0
921 | 921 | 2012-02-08 08:59 | -7.11 | 0.83 | 0.83 | -7.11 | 564.6 | 518.86 | 186 | 15.81 | 561.58 | 1.02 | 0.92 | 0.91 | 0.19 | 385.87 | 0 | 0 | 143.31 | 0.17249 | 0.056448 | 0.019 | 10.22 | System Off | 1 | 0
922 | 922 | 2012-02-08 09:59 | -5.85 | 6.83 | 6.83 | -5.85 | 883.63 | 831.24 | 293 | 15.71 | 867.59 | 1.02 | 0.96 | 0.94 | 0.3 | 569.01 | 0 | 0 | 225.79 | 0.17947 | 0.056448 | 0.029 | 9.9 | System Off | 1 | 0
923 | 923 | 2012-02-08 10:59 | -4.59 | 11.33 | 11.33 | -4.59 | 1077.96 | 1021.25 | 361 | 15.55 | 1052.68 | 1.02 | 0.97 | 0.95 | 0.37 | 643.51 | 0 | 0 | 278.53 | 0.18463 | 0.056448 | 0.036 | 9.97 | System Off | 1 | 0
924 | 924 | 2012-02-08 11:59 | -3.32 | 13.43 | 13.43 | -3.32 | 1105.12 | 1047.79 | 373 | 15.43 | 1078.55 | 1.02 | 0.97 | 0.95 | 0.38 | 623.68 | 0 | 0 | 288.17 | 0.17921 | 0.056448 | 0.037 | 9.92 | System Off | 1 | 0
925 | 925 | 2012-02-08 12:59 | -2.87 | 11.36 | 11.36 | -2.87 | 944.91 | 891.18 | 318 | 15.48 | 926.35 | 1 | 0.96 | 0.94 | 0.32 | 570.87 | 0 | 0 | 245.69 | 0.18497 | 0.056448 | 0.031 | 9.75 | System Off | 1 | 0
926 | 926 | 2012-02-08 13:59 | -2.42 | 7.38 | 7.38 | -2.42 | 654.65 | 607.09 | 220 | 15.5 | 648.91 | 1 | 0.94 | 0.92 | 0.22 | 449.78 | 0 | 0 | 170.1 | 0.18072 | 0.056448 | 0.022 | 10 | System Off | 1 | 0
927 | 927 | 2012-02-08 14:59 | -1.96 | 2.72 | 2.72 | -1.96 | 308.19 | 267.41 | 104 | 15.43 | 313.11 | 0.96 | 0.85 | 0.84 | 0.1 | 219.67 | 0 | 0 | 80.57 | 0.17559 | 0.056448 | 0.01 | 9.62 | System Off | 1 | 0
928 | 928 | 2012-02-08 15:59 | -3.95 | -3.4 | -3.4 | -3.95 | 32.98 | 0 | 11 | 15.62 | 36.35 | 0 | 0 | 0 | 0 | 0 | 0 | 0 | 8.51 | 0.16825 | 0.056448 | 0.001 | 9.09 | System Off | 0 | 0
929 | 929 | 2012-02-08 16:59 | -5.94 | -5.94 | -5.94 | -5.94 | 0 | 0 | 0 | 0 | 0 | 0 | 0 | 0 | 0 | 0 | 0 | 0 | 0 | 0 | 0 | 0 | 0 | System Off | 0 | 0
930 | 930 | 2012-02-08 17:59 | -7.93 | -7.93 | -7.93 | -7.93 | 0 | 0 | 0 | 0 | 0 | 0 | 0 | 0 | 0 | 0 | 0 | 0 | 0 | 0 | 0 | 0 | 0 | System Off | 0 | 0
931 | 931 | 2012-02-08 18:59 | -8.25 | -8.25 | -8.25 | -8.25 | 0 | 0 | 0 | 0 | 0 | 0 | 0 | 0 | 0 | 0 | 0 | 0 | 0 | 0 | 0 | 0 | 0 | System Off | 0 | 0
932 | 932 | 2012-02-08 19:59 | -8.56 | -8.56 | -8.56 | -8.56 | 0 | 0 | 0 | 0 | 0 | 0 | 0 | 0 | 0 | 0 | 0 | 0 | 0 | 0 | 0 | 0 | 0 | System Off | 0 | 0
933 | 933 | 2012-02-08 20:59 | -8.88 | -8.88 | -8.88 | -8.88 | 0 | 0 | 0 | 0 | 0 | 0 | 0 | 0 | 0 | 0 | 0 | 0 | 0 | 0 | 0 | 0 | 0 | System Off | 0 | 0
934 | 934 | 2012-02-08 21:59 | -9.08 | -9.08 | -9.08 | -9.08 | 0 | 0 | 0 | 0 | 0 | 0 | 0 | 0 | 0 | 0 | 0 | 0 | 0 | 0 | 0 | 0 | 0 | System Off | 0 | 0
935 | 935 | 2012-02-08 22:59 | -9.29 | -9.29 | -9.29 | -9.29 | 0 | 0 | 0 | 0 | 0 | 0 | 0 | 0 | 0 | 0 | 0 | 0 | 0 | 0 | 0 | 0 | 0 | System Off | 0 | 0
936 | 936 | 2012-02-08 23:59 | -9.49 | -9.49 | -9.49 | -9.49 | 0 | 0 | 0 | 0 | 0 | 0 | 0 | 0 | 0 | 0 | 0 | 0 | 0 | 0 | 0 | 0 | 0 | System Off | 0 | 0
937 | 937 | 2012-02-09 00:59 | -9.29 | -9.29 | -9.29 | -9.29 | 0 | 0 | 0 | 0 | 0 | 0 | 0 | 0 | 0 | 0 | 0 | 0 | 0 | 0 | 0 | 0 | 0 | System Off | 0 | 0
938 | 938 | 2012-02-09 01:59 | -9.08 | -9.08 | -9.08 | -9.08 | 0 | 0 | 0 | 0 | 0 | 0 | 0 | 0 | 0 | 0 | 0 | 0 | 0 | 0 | 0 | 0 | 0 | System Off | 0 | 0
939 | 939 | 2012-02-09 02:59 | -8.88 | -8.88 | -8.88 | -8.88 | 0 | 0 | 0 | 0 | 0 | 0 | 0 | 0 | 0 | 0 | 0 | 0 | 0 | 0 | 0 | 0 | 0 | System Off | 0 | 0
940 | 940 | 2012-02-09 03:59 | -9.52 | -9.52 | -9.52 | -9.52 | 0 | 0 | 0 | 0 | 0 | 0 | 0 | 0 | 0 | 0 | 0 | 0 | 0 | 0 | 0 | 0 | 0 | System Off | 0 | 0
941 | 941 | 2012-02-09 04:59 | -10.17 | -10.17 | -10.17 | -10.17 | 0 | 0 | 0 | 0 | 0 | 0 | 0 | 0 | 0 | 0 | 0 | 0 | 0 | 0 | 0 | 0 | 0 | System Off | 0 | 0
942 | 942 | 2012-02-09 05:59 | -10.81 | -10.81 | -10.81 | -10.81 | 0 | 0 | 0 | 0 | 0 | 0 | 0 | 0 | 0 | 0 | 0 | 0 | 0 | 0 | 0 | 0 | 0 | System Off | 0 | 0
943 | 943 | 2012-02-09 06:59 | -9.13 | -9.13 | -9.13 | -9.13 | 0 | 0 | 0 | 0 | 0 | 0 | 0 | 0 | 0 | 0 | 0 | 0 | 0 | 0 | 0 | 0 | 0 | System Off | 0 | 0
944 | 944 | 2012-02-09 07:59 | -7.45 | -5.17 | -5.17 | -7.45 | 145.34 | 107.51 | 49 | 15.45 | 151.17 | 0.82 | 0.71 | 0.7 | 0.04 | 94.39 | 0 | 0 | 37.98 | 0.16539 | 0.056448 | 0.005 | 10.2 | System Off | 1 | 0
945 | 945 | 2012-02-09 08:59 | -5.77 | -4.14 | -4.14 | -5.77 | 106.19 | 69.06 | 36 | 15.36 | 111.8 | 0.55 | 0.62 | 0.61 | 0.02 | 51.36 | 0 | 0 | 27.94 | 0.16702 | 0.056448 | 0.004 | 11.11 | System Off | 0 | 0
946 | 946 | 2012-02-09 09:59 | -4.15 | -1.73 | -1.73 | -4.15 | 161.46 | 123.35 | 55 | 15.29 | 167.61 | 0.73 | 0.74 | 0.72 | 0.04 | 84.44 | 0 | 0 | 42.71 | 0.17015 | 0.056448 | 0.006 | 10.91 | System Off | 1 | 0
947 | 947 | 2012-02-09 10:59 | -2.52 | 6.25 | 6.25 | -2.52 | 605.69 | 559.13 | 203 | 15.54 | 601.77 | 0.98 | 0.93 | 0.91 | 0.2 | 352.32 | 0 | 0 | 156.92 | 0.17973 | 0.056448 | 0.02 | 9.85 | System Off | 1 | 0
948 | 948 | 2012-02-09 11:59 | -0.89 | 0.74 | 0.74 | -0.89 | 109.05 | 71.87 | 38 | 14.95 | 115.05 | 0.79 | 0.62 | 0.61 | 0.03 | 42.78 | 0 | 0 | 29.65 | 0.17379 | 0.056448 | 0.004 | 10.53 | System Off | 0 | 0
949 | 949 | 2012-02-09 12:59 | -0.84 | 1.39 | 1.39 | -0.84 | 156.84 | 118.81 | 54 | 15.13 | 163.26 | 0.74 | 0.73 | 0.71 | 0.04 | 76.11 | 0 | 0 | 42.03 | 0.17465 | 0.056448 | 0.005 | 9.26 | System Off | 1 | 0
950 | 950 | 2012-02-09 13:59 | -0.79 | 0.19 | 0.19 | -0.79 | 69.2 | 32.71 | 24 | 15.02 | 74.29 | 0.41 | 0.44 | 0.43 | 0.01 | 24.24 | 0 | 0 | 18.71 | 0.17322 | 0.056448 | 0.002 | 8.33 | System Off | 0 | 0
951 | 951 | 2012-02-09 14:59 | -0.74 | 0.95 | 0.95 | -0.74 | 126.63 | 89.13 | 44 | 14.99 | 132.85 | 0.68 | 0.67 | 0.66 | 0.03 | 73.22 | 0 | 0 | 34.31 | 0.17429 | 0.056448 | 0.004 | 9.09 | System Off | 1 | 0
952 | 952 | 2012-02-09 15:59 | -1.42 | -1.15 | -1.15 | -1.42 | 18.19 | 0 | 6 | 15.79 | 20.59 | 0 | 0 | 0 | 0 | 0 | 0 | 0 | 4.63 | 0.17145 | 0.056448 | 0.001 | 16.67 | System Off | 0 | 0
953 | 953 | 2012-02-09 16:59 | -2.09 | -2.09 | -2.09 | -2.09 | 0 | 0 | 0 | 0 | 0 | 0 | 0 | 0 | 0 | 0 | 0 | 0 | 0 | 0 | 0 | 0 | 0 | System Off | 0 | 0
954 | 954 | 2012-02-09 17:59 | -2.76 | -2.76 | -2.76 | -2.76 | 0 | 0 | 0 | 0 | 0 | 0 | 0 | 0 | 0 | 0 | 0 | 0 | 0 | 0 | 0 | 0 | 0 | System Off | 0 | 0
955 | 955 | 2012-02-09 18:59 | -3.75 | -3.75 | -3.75 | -3.75 | 0 | 0 | 0 | 0 | 0 | 0 | 0 | 0 | 0 | 0 | 0 | 0 | 0 | 0 | 0 | 0 | 0 | System Off | 0 | 0
956 | 956 | 2012-02-09 19:59 | -4.75 | -4.75 | -4.75 | -4.75 | 0 | 0 | 0 | 0 | 0 | 0 | 0 | 0 | 0 | 0 | 0 | 0 | 0 | 0 | 0 | 0 | 0 | System Off | 0 | 0
957 | 957 | 2012-02-09 20:59 | -5.74 | -5.74 | -5.74 | -5.74 | 0 | 0 | 0 | 0 | 0 | 0 | 0 | 0 | 0 | 0 | 0 | 0 | 0 | 0 | 0 | 0 | 0 | System Off | 0 | 0
958 | 958 | 2012-02-09 21:59 | -5.76 | -5.76 | -5.76 | -5.76 | 0 | 0 | 0 | 0 | 0 | 0 | 0 | 0 | 0 | 0 | 0 | 0 | 0 | 0 | 0 | 0 | 0 | System Off | 0 | 0
959 | 959 | 2012-02-09 22:59 | -5.77 | -5.77 | -5.77 | -5.77 | 0 | 0 | 0 | 0 | 0 | 0 | 0 | 0 | 0 | 0 | 0 | 0 | 0 | 0 | 0 | 0 | 0 | System Off | 0 | 0
960 | 960 | 2012-02-09 23:59 | -5.79 | -5.79 | -5.79 | -5.79 | 0 | 0 | 0 | 0 | 0 | 0 | 0 | 0 | 0 | 0 | 0 | 0 | 0 | 0 | 0 | 0 | 0 | System Off | 0 | 0
961 | 961 | 2012-02-10 00:59 | -6.06 | -6.06 | -6.06 | -6.06 | 0 | 0 | 0 | 0 | 0 | 0 | 0 | 0 | 0 | 0 | 0 | 0 | 0 | 0 | 0 | 0 | 0 | System Off | 0 | 0
962 | 962 | 2012-02-10 01:59 | -6.33 | -6.33 | -6.33 | -6.33 | 0 | 0 | 0 | 0 | 0 | 0 | 0 | 0 | 0 | 0 | 0 | 0 | 0 | 0 | 0 | 0 | 0 | System Off | 0 | 0
963 | 963 | 2012-02-10 02:59 | -6.6 | -6.6 | -6.6 | -6.6 | 0 | 0 | 0 | 0 | 0 | 0 | 0 | 0 | 0 | 0 | 0 | 0 | 0 | 0 | 0 | 0 | 0 | System Off | 0 | 0
964 | 964 | 2012-02-10 03:59 | -6.59 | -6.59 | -6.59 | -6.59 | 0 | 0 | 0 | 0 | 0 | 0 | 0 | 0 | 0 | 0 | 0 | 0 | 0 | 0 | 0 | 0 | 0 | System Off | 0 | 0
965 | 965 | 2012-02-10 04:59 | -6.58 | -6.58 | -6.58 | -6.58 | 0 | 0 | 0 | 0 | 0 | 0 | 0 | 0 | 0 | 0 | 0 | 0 | 0 | 0 | 0 | 0 | 0 | System Off | 0 | 0
966 | 966 | 2012-02-10 05:59 | -6.57 | -6.57 | -6.57 | -6.57 | 0 | 0 | 0 | 0 | 0 | 0 | 0 | 0 | 0 | 0 | 0 | 0 | 0 | 0 | 0 | 0 | 0 | System Off | 0 | 0
967 | 967 | 2012-02-10 06:59 | -6.31 | -6.31 | -6.31 | -6.31 | 0 | 0 | 0 | 0 | 0 | 0 | 0 | 0 | 0 | 0 | 0 | 0 | 0 | 0 | 0 | 0 | 0 | System Off | 0 | 0
968 | 968 | 2012-02-10 07:59 | -6.06 | -2.28 | -2.28 | -6.06 | 253.2 | 213.43 | 84 | 15.7 | 258.54 | 0.94 | 0.83 | 0.81 | 0.08 | 187.37 | 0 | 0 | 64.87 | 0.16896 | 0.056448 | 0.008 | 9.52 | System Off | 1 | 0
969 | 969 | 2012-02-10 08:59 | -5.8 | 2.21 | 2.21 | -5.8 | 572.52 | 526.63 | 189 | 15.78 | 569.37 | 1 | 0.92 | 0.91 | 0.19 | 391.64 | 0 | 0 | 145.68 | 0.17444 | 0.056448 | 0.019 | 10.05 | System Off | 1 | 0
970 | 970 | 2012-02-10 09:59 | -5.12 | 7.6 | 7.6 | -5.12 | 897.35 | 844.66 | 298 | 15.68 | 880.77 | 1.04 | 0.96 | 0.94 | 0.31 | 578.21 | 0 | 0 | 229.71 | 0.18075 | 0.056448 | 0.029 | 9.73 | System Off | 1 | 0
971 | 971 | 2012-02-10 10:59 | -4.44 | 11.61 | 11.61 | -4.44 | 1111.02 | 1053.55 | 373 | 15.51 | 1084.07 | 1.02 | 0.97 | 0.95 | 0.38 | 663.87 | 0 | 0 | 287.94 | 0.17765 | 0.056448 | 0.037 | 9.92 | System Off | 1 | 0
972 | 972 | 2012-02-10 11:59 | -3.76 | 12.97 | 12.97 | -3.76 | 1136.52 | 1078.46 | 383 | 15.46 | 1108.26 | 1.02 | 0.97 | 0.95 | 0.39 | 641.94 | 0 | 0 | 295.83 | 0.17908 | 0.056448 | 0.038 | 9.92 | System Off | 1 | 0
973 | 973 | 2012-02-10 12:59 | -3.46 | 10.7 | 10.7 | -3.46 | 975.87 | 921.46 | 327 | 15.54 | 955.69 | 1.01 | 0.96 | 0.94 | 0.33 | 590.27 | 0 | 0 | 252.44 | 0.18456 | 0.056448 | 0.032 | 9.79 | System Off | 1 | 0
974 | 974 | 2012-02-10 13:59 | -3.16 | 6.65 | 6.65 | -3.16 | 684.72 | 636.54 | 229 | 15.57 | 677.62 | 1 | 0.94 | 0.92 | 0.23 | 471.6 | 0 | 0 | 176.9 | 0.18012 | 0.056448 | 0.023 | 10.04 | System Off | 1 | 0
975 | 975 | 2012-02-10 14:59 | -2.85 | 1.97 | 1.97 | -2.85 | 334.56 | 293.29 | 112 | 15.56 | 338.82 | 0.98 | 0.87 | 0.85 | 0.11 | 240.93 | 0 | 0 | 86.64 | 0.17475 | 0.056448 | 0.011 | 9.82 | System Off | 1 | 0
976 | 976 | 2012-02-10 15:59 | -4.42 | -3.74 | -3.74 | -4.42 | 43.28 | 7.24 | 15 | 15.03 | 47.17 | 0 | 0.15 | 0.15 | 0 | 6.09 | 0 | 0 | 11.69 | 0.16781 | 0.056448 | 0.002 | 13.33 | System Off | 0 | 0
977 | 977 | 2012-02-10 16:59 | -5.98 | -5.98 | -5.98 | -5.98 | 0 | 0 | 0 | 0 | 0 | 0 | 0 | 0 | 0 | 0 | 0 | 0 | 0 | 0 | 0 | 0 | 0 | System Off | 0 | 0
978 | 978 | 2012-02-10 17:59 | -7.54 | -7.54 | -7.54 | -7.54 | 0 | 0 | 0 | 0 | 0 | 0 | 0 | 0 | 0 | 0 | 0 | 0 | 0 | 0 | 0 | 0 | 0 | System Off | 0 | 0
979 | 979 | 2012-02-10 18:59 | -8.11 | -8.11 | -8.11 | -8.11 | 0 | 0 | 0 | 0 | 0 | 0 | 0 | 0 | 0 | 0 | 0 | 0 | 0 | 0 | 0 | 0 | 0 | System Off | 0 | 0
980 | 980 | 2012-02-10 19:59 | -8.68 | -8.68 | -8.68 | -8.68 | 0 | 0 | 0 | 0 | 0 | 0 | 0 | 0 | 0 | 0 | 0 | 0 | 0 | 0 | 0 | 0 | 0 | System Off | 0 | 0
981 | 981 | 2012-02-10 20:59 | -9.25 | -9.25 | -9.25 | -9.25 | 0 | 0 | 0 | 0 | 0 | 0 | 0 | 0 | 0 | 0 | 0 | 0 | 0 | 0 | 0 | 0 | 0 | System Off | 0 | 0
982 | 982 | 2012-02-10 21:59 | -9.73 | -9.73 | -9.73 | -9.73 | 0 | 0 | 0 | 0 | 0 | 0 | 0 | 0 | 0 | 0 | 0 | 0 | 0 | 0 | 0 | 0 | 0 | System Off | 0 | 0
983 | 983 | 2012-02-10 22:59 | -10.21 | -10.21 | -10.21 | -10.21 | 0 | 0 | 0 | 0 | 0 | 0 | 0 | 0 | 0 | 0 | 0 | 0 | 0 | 0 | 0 | 0 | 0 | System Off | 0 | 0
984 | 984 | 2012-02-10 23:59 | -10.69 | -10.69 | -10.69 | -10.69 | 0 | 0 | 0 | 0 | 0 | 0 | 0 | 0 | 0 | 0 | 0 | 0 | 0 | 0 | 0 | 0 | 0 | System Off | 0 | 0
985 | 985 | 2012-02-11 00:59 | -11.2 | -11.2 | -11.2 | -11.2 | 0 | 0 | 0 | 0 | 0 | 0 | 0 | 0 | 0 | 0 | 0 | 0 | 0 | 0 | 0 | 0 | 0 | System Off | 0 | 0
986 | 986 | 2012-02-11 01:59 | -11.72 | -11.72 | -11.72 | -11.72 | 0 | 0 | 0 | 0 | 0 | 0 | 0 | 0 | 0 | 0 | 0 | 0 | 0 | 0 | 0 | 0 | 0 | System Off | 0 | 0
987 | 987 | 2012-02-11 02:59 | -12.23 | -12.23 | -12.23 | -12.23 | 0 | 0 | 0 | 0 | 0 | 0 | 0 | 0 | 0 | 0 | 0 | 0 | 0 | 0 | 0 | 0 | 0 | System Off | 0 | 0
988 | 988 | 2012-02-11 03:59 | -12.7 | -12.7 | -12.7 | -12.7 | 0 | 0 | 0 | 0 | 0 | 0 | 0 | 0 | 0 | 0 | 0 | 0 | 0 | 0 | 0 | 0 | 0 | System Off | 0 | 0
989 | 989 | 2012-02-11 04:59 | -13.18 | -13.18 | -13.18 | -13.18 | 0 | 0 | 0 | 0 | 0 | 0 | 0 | 0 | 0 | 0 | 0 | 0 | 0 | 0 | 0 | 0 | 0 | System Off | 0 | 0
990 | 990 | 2012-02-11 05:59 | -13.65 | -13.65 | -13.65 | -13.65 | 0 | 0 | 0 | 0 | 0 | 0 | 0 | 0 | 0 | 0 | 0 | 0 | 0 | 0 | 0 | 0 | 0 | System Off | 0 | 0
991 | 991 | 2012-02-11 06:59 | -12.18 | -12.18 | -12.18 | -12.18 | 0 | 0 | 0 | 0 | 0 | 0 | 0 | 0 | 0 | 0 | 0 | 0 | 0 | 0 | 0 | 0 | 0 | System Off | 0 | 0
992 | 992 | 2012-02-11 07:59 | -10.71 | -6.59 | -6.59 | -10.71 | 273.69 | 233.54 | 89 | 16.02 | 278.27 | 0.89 | 0.84 | 0.82 | 0.08 | 205.03 | 0 | 0 | 68.44 | 0.16293 | 0.056448 | 0.009 | 10.11 | System Off | 1 | 0
993 | 993 | 2012-02-11 08:59 | -9.24 | -0.52 | -0.52 | -9.24 | 612.12 | 565.42 | 200 | 15.94 | 607.17 | 1 | 0.93 | 0.91 | 0.2 | 420.49 | 0 | 0 | 153.79 | 0.17023 | 0.056448 | 0.02 | 10 | System Off | 1 | 0
994 | 994 | 2012-02-11 09:59 | -7.78 | 5.86 | 5.86 | -7.78 | 943.05 | 889.36 | 311 | 15.79 | 924.02 | 1.03 | 0.96 | 0.94 | 0.32 | 608.8 | 0 | 0 | 239.34 | 0.17764 | 0.056448 | 0.031 | 9.97 | System Off | 1 | 0
995 | 995 | 2012-02-11 10:59 | -6.31 | 10.55 | 10.55 | -6.31 | 1142.48 | 1084.29 | 381 | 15.62 | 1113.75 | 1.02 | 0.97 | 0.95 | 0.39 | 683.23 | 0 | 0 | 293.65 | 0.18316 | 0.056448 | 0.037 | 9.71 | System Off | 1 | 0
996 | 996 | 2012-02-11 11:59 | -4.84 | 12.39 | 12.39 | -4.84 | 1146.02 | 1087.74 | 385 | 15.5 | 1117.2 | 1.01 | 0.97 | 0.95 | 0.39 | 647.47 | 0 | 0 | 297.14 | 0.17767 | 0.056448 | 0.038 | 9.87 | System Off | 1 | 0
997 | 997 | 2012-02-11 12:59 | -4.53 | 10.01 | 10.01 | -4.53 | 996.8 | 941.92 | 333 | 15.59 | 975.49 | 1.02 | 0.97 | 0.95 | 0.34 | 603.38 | 0 | 0 | 256.89 | 0.18333 | 0.056448 | 0.033 | 9.91 | System Off | 1 | 0
998 | 998 | 2012-02-11 13:59 | -4.21 | 5.81 | 5.81 | -4.21 | 707.42 | 658.77 | 235 | 15.68 | 699.24 | 1.02 | 0.94 | 0.92 | 0.24 | 488.07 | 0 | 0 | 181.28 | 0.17893 | 0.056448 | 0.023 | 9.79 | System Off | 1 | 0
999 | 999 | 2012-02-11 14:59 | -3.89 | 0.94 | 0.94 | -3.89 | 344.45 | 302.99 | 115 | 15.6 | 348.36 | 0.95 | 0.87 | 0.85 | 0.11 | 248.89 | 0 | 0 | 88.91 | 0.17346 | 0.056448 | 0.012 | 10.43 | System Off | 1 | 0
1000 | 1000 | 2012-02-11 15:59 | -5.53 | -4.78 | -4.78 | -5.53 | 47.37 | 11.26 | 16 | 15.42 | 51.4 | 0 | 0.22 | 0.21 | 0 | 9.47 | 0 | 0 | 12.41 | 0.16636 | 0.056448 | 0.002 | 12.5 | System Off | 0 | 0
1001 | 1001 | 2012-02-11 16:59 | -7.16 | -7.16 | -7.16 | -7.16 | 0 | 0 | 0 | 0 | 0 | 0 | 0 | 0 | 0 | 0 | 0 | 0 | 0 | 0 | 0 | 0 | 0 | System Off | 0 | 0
1002 | 1002 | 2012-02-11 17:59 | -8.79 | -8.79 | -8.79 | -8.79 | 0 | 0 | 0 | 0 | 0 | 0 | 0 | 0 | 0 | 0 | 0 | 0 | 0 | 0 | 0 | 0 | 0 | System Off | 0 | 0
1003 | 1003 | 2012-02-11 18:59 | -9.57 | -9.57 | -9.57 | -9.57 | 0 | 0 | 0 | 0 | 0 | 0 | 0 | 0 | 0 | 0 | 0 | 0 | 0 | 0 | 0 | 0 | 0 | System Off | 0 | 0
1004 | 1004 | 2012-02-11 19:59 | -10.36 | -10.36 | -10.36 | -10.36 | 0 | 0 | 0 | 0 | 0 | 0 | 0 | 0 | 0 | 0 | 0 | 0 | 0 | 0 | 0 | 0 | 0 | System Off | 0 | 0
1005 | 1005 | 2012-02-11 20:59 | -11.14 | -11.14 | -11.14 | -11.14 | 0 | 0 | 0 | 0 | 0 | 0 | 0 | 0 | 0 | 0 | 0 | 0 | 0 | 0 | 0 | 0 | 0 | System Off | 0 | 0
1006 | 1006 | 2012-02-11 21:59 | -11.42 | -11.42 | -11.42 | -11.42 | 0 | 0 | 0 | 0 | 0 | 0 | 0 | 0 | 0 | 0 | 0 | 0 | 0 | 0 | 0 | 0 | 0 | System Off | 0 | 0
1007 | 1007 | 2012-02-11 22:59 | -11.71 | -11.71 | -11.71 | -11.71 | 0 | 0 | 0 | 0 | 0 | 0 | 0 | 0 | 0 | 0 | 0 | 0 | 0 | 0 | 0 | 0 | 0 | System Off | 0 | 0
1008 | 1008 | 2012-02-11 23:59 | -11.99 | -11.99 | -11.99 | -11.99 | 0 | 0 | 0 | 0 | 0 | 0 | 0 | 0 | 0 | 0 | 0 | 0 | 0 | 0 | 0 | 0 | 0 | System Off | 0 | 0
1009 | 1009 | 2012-02-12 00:59 | -11.69 | -11.69 | -11.69 | -11.69 | 0 | 0 | 0 | 0 | 0 | 0 | 0 | 0 | 0 | 0 | 0 | 0 | 0 | 0 | 0 | 0 | 0 | System Off | 0 | 0
1010 | 1010 | 2012-02-12 01:59 | -11.39 | -11.39 | -11.39 | -11.39 | 0 | 0 | 0 | 0 | 0 | 0 | 0 | 0 | 0 | 0 | 0 | 0 | 0 | 0 | 0 | 0 | 0 | System Off | 0 | 0
1011 | 1011 | 2012-02-12 02:59 | -11.09 | -11.09 | -11.09 | -11.09 | 0 | 0 | 0 | 0 | 0 | 0 | 0 | 0 | 0 | 0 | 0 | 0 | 0 | 0 | 0 | 0 | 0 | System Off | 0 | 0
1012 | 1012 | 2012-02-12 03:59 | -11.08 | -11.08 | -11.08 | -11.08 | 0 | 0 | 0 | 0 | 0 | 0 | 0 | 0 | 0 | 0 | 0 | 0 | 0 | 0 | 0 | 0 | 0 | System Off | 0 | 0
1013 | 1013 | 2012-02-12 04:59 | -11.06 | -11.06 | -11.06 | -11.06 | 0 | 0 | 0 | 0 | 0 | 0 | 0 | 0 | 0 | 0 | 0 | 0 | 0 | 0 | 0 | 0 | 0 | System Off | 0 | 0
1014 | 1014 | 2012-02-12 05:59 | -11.05 | -11.05 | -11.05 | -11.05 | 0 | 0 | 0 | 0 | 0 | 0 | 0 | 0 | 0 | 0 | 0 | 0 | 0 | 0 | 0 | 0 | 0 | System Off | 0 | 0
1015 | 1015 | 2012-02-12 06:59 | -10.12 | -10.12 | -10.12 | -10.12 | 0 | 0 | 0 | 0 | 0 | 0 | 0 | 0 | 0 | 0 | 0 | 0 | 0 | 0 | 0 | 0 | 0 | System Off | 0 | 0
1016 | 1016 | 2012-02-12 07:59 | -9.19 | -4.37 | -4.37 | -9.19 | 261.9 | 221.97 | 86 | 15.86 | 266.89 | 0.92 | 0.83 | 0.81 | 0.08 | 194.87 | 0 | 0 | 66.25 | 0.16482 | 0.056448 | 0.009 | 10.47 | System Off | 1 | 0
1017 | 1017 | 2012-02-12 08:59 | -8.26 | 2.41 | 2.41 | -8.26 | 583.85 | 537.73 | 193 | 15.76 | 580.29 | 0.98 | 0.93 | 0.91 | 0.19 | 399.9 | 0 | 0 | 148.65 | 0.17125 | 0.056448 | 0.019 | 9.84 | System Off | 1 | 0
1018 | 1018 | 2012-02-12 09:59 | -6.27 | 3.92 | 3.92 | -6.27 | 565.08 | 519.33 | 188 | 15.65 | 562.43 | 1.01 | 0.92 | 0.9 | 0.19 | 355.51 | 0 | 0 | 145.01 | 0.17375 | 0.056448 | 0.019 | 10.11 | System Off | 1 | 0
1019 | 1019 | 2012-02-12 10:59 | -4.28 | 4.79 | 4.79 | -4.28 | 512.01 | 467.32 | 171 | 15.59 | 511.4 | 0.99 | 0.91 | 0.89 | 0.17 | 294.47 | 0 | 0 | 132.04 | 0.17568 | 0.056448 | 0.017 | 9.94 | System Off | 1 | 0
1020 | 1020 | 2012-02-12 11:59 | -2.29 | 2.95 | 2.95 | -2.29 | 299.34 | 258.72 | 101 | 15.44 | 304.46 | 0.89 | 0.85 | 0.83 | 0.09 | 154 | 0 | 0 | 78.23 | 0.17498 | 0.056448 | 0.01 | 9.9 | System Off | 1 | 0
1021 | 1021 | 2012-02-12 12:59 | -1.98 | 4.01 | 4.01 | -1.98 | 345.22 | 303.74 | 117 | 15.37 | 349.47 | 0.94 | 0.87 | 0.85 | 0.11 | 194.57 | 0 | 0 | 90.69 | 0.17621 | 0.056448 | 0.012 | 10.26 | System Off | 1 | 0
1022 | 1022 | 2012-02-12 13:59 | -1.67 | 3.83 | 3.83 | -1.67 | 318.95 | 277.96 | 108 | 15.38 | 323.77 | 0.92 | 0.86 | 0.84 | 0.1 | 205.94 | 0 | 0 | 83.71 | 0.17619 | 0.056448 | 0.011 | 10.19 | System Off | 1 | 0
1023 | 1023 | 2012-02-12 14:59 | -1.35 | 1.78 | 1.78 | -1.35 | 180.36 | 141.91 | 62 | 15.15 | 186.79 | 0.81 | 0.76 | 0.74 | 0.05 | 116.58 | 0 | 0 | 48.23 | 0.17435 | 0.056448 | 0.006 | 9.68 | System Off | 1 | 0
1024 | 1024 | 2012-02-12 15:59 | -2.16 | -1.18 | -1.18 | -2.16 | 54.67 | 18.43 | 19 | 14.99 | 59.17 | 0.51 | 0.31 | 0.31 | 0.01 | 15.51 | 0 | 0 | 14.82 | 0.17109 | 0.056448 | 0.002 | 10.53 | System Off | 0 | 0
1025 | 1025 | 2012-02-12 16:59 | -2.96 | -2.96 | -2.96 | -2.96 | 0 | 0 | 0 | 0 | 0 | 0 | 0 | 0 | 0 | 0 | 0 | 0 | 0 | 0 | 0 | 0 | 0 | System Off | 0 | 0
1026 | 1026 | 2012-02-12 17:59 | -3.76 | -3.76 | -3.76 | -3.76 | 0 | 0 | 0 | 0 | 0 | 0 | 0 | 0 | 0 | 0 | 0 | 0 | 0 | 0 | 0 | 0 | 0 | System Off | 0 | 0
1027 | 1027 | 2012-02-12 18:59 | -3.97 | -3.97 | -3.97 | -3.97 | 0 | 0 | 0 | 0 | 0 | 0 | 0 | 0 | 0 | 0 | 0 | 0 | 0 | 0 | 0 | 0 | 0 | System Off | 0 | 0
1028 | 1028 | 2012-02-12 19:59 | -4.19 | -4.19 | -4.19 | -4.19 | 0 | 0 | 0 | 0 | 0 | 0 | 0 | 0 | 0 | 0 | 0 | 0 | 0 | 0 | 0 | 0 | 0 | System Off | 0 | 0
1029 | 1029 | 2012-02-12 20:59 | -4.4 | -4.4 | -4.4 | -4.4 | 0 | 0 | 0 | 0 | 0 | 0 | 0 | 0 | 0 | 0 | 0 | 0 | 0 | 0 | 0 | 0 | 0 | System Off | 0 | 0
1030 | 1030 | 2012-02-12 21:59 | -4.73 | -4.73 | -4.73 | -4.73 | 0 | 0 | 0 | 0 | 0 | 0 | 0 | 0 | 0 | 0 | 0 | 0 | 0 | 0 | 0 | 0 | 0 | System Off | 0 | 0
1031 | 1031 | 2012-02-12 22:59 | -5.07 | -5.07 | -5.07 | -5.07 | 0 | 0 | 0 | 0 | 0 | 0 | 0 | 0 | 0 | 0 | 0 | 0 | 0 | 0 | 0 | 0 | 0 | System Off | 0 | 0
1032 | 1032 | 2012-02-12 23:59 | -5.4 | -5.4 | -5.4 | -5.4 | 0 | 0 | 0 | 0 | 0 | 0 | 0 | 0 | 0 | 0 | 0 | 0 | 0 | 0 | 0 | 0 | 0 | System Off | 0 | 0
1033 | 1033 | 2012-02-13 00:59 | -4.47 | -4.47 | -4.47 | -4.47 | 0 | 0 | 0 | 0 | 0 | 0 | 0 | 0 | 0 | 0 | 0 | 0 | 0 | 0 | 0 | 0 | 0 | System Off | 0 | 0
1034 | 1034 | 2012-02-13 01:59 | -3.55 | -3.55 | -3.55 | -3.55 | 0 | 0 | 0 | 0 | 0 | 0 | 0 | 0 | 0 | 0 | 0 | 0 | 0 | 0 | 0 | 0 | 0 | System Off | 0 | 0
1035 | 1035 | 2012-02-13 02:59 | -2.62 | -2.62 | -2.62 | -2.62 | 0 | 0 | 0 | 0 | 0 | 0 | 0 | 0 | 0 | 0 | 0 | 0 | 0 | 0 | 0 | 0 | 0 | System Off | 0 | 0
1036 | 1036 | 2012-02-13 03:59 | -2.14 | -2.14 | -2.14 | -2.14 | 0 | 0 | 0 | 0 | 0 | 0 | 0 | 0 | 0 | 0 | 0 | 0 | 0 | 0 | 0 | 0 | 0 | System Off | 0 | 0
1037 | 1037 | 2012-02-13 04:59 | -1.66 | -1.66 | -1.66 | -1.66 | 0 | 0 | 0 | 0 | 0 | 0 | 0 | 0 | 0 | 0 | 0 | 0 | 0 | 0 | 0 | 0 | 0 | System Off | 0 | 0
1038 | 1038 | 2012-02-13 05:59 | -1.18 | -1.18 | -1.18 | -1.18 | 0 | 0 | 0 | 0 | 0 | 0 | 0 | 0 | 0 | 0 | 0 | 0 | 0 | 0 | 0 | 0 | 0 | System Off | 0 | 0
1039 | 1039 | 2012-02-13 06:59 | -0.55 | -0.54 | -0.54 | -0.55 | 0.51 | 0 | 0 | 0 | 0 | 0 | 0 | 0 | 0 | 0 | 0 | 0 | -0.03 | 0.17234 | 0.056448 | 0 |  | System Off | 0 | 0
1040 | 1040 | 2012-02-13 07:59 | 0.08 | 1.31 | 1.31 | 0.08 | 78.77 | 42.12 | 27 | 15.19 | 84.21 | 0.72 | 0.5 | 0.49 | 0.02 | 36.98 | 0 | 0 | 21 | 0.17457 | 0.056448 | 0.003 | 11.11 | System Off | 0 | 0
1041 | 1041 | 2012-02-13 08:59 | 0.71 | 2.9 | 2.9 | 0.71 | 148.26 | 110.38 | 51 | 15.14 | 154.79 | 0.77 | 0.71 | 0.7 | 0.04 | 82.09 | 0 | 0 | 39.69 | 0.17665 | 0.056448 | 0.005 | 9.8 | System Off | 1 | 0
1042 | 1042 | 2012-02-13 09:59 | 1.44 | 3.58 | 3.58 | 1.44 | 142.79 | 105.02 | 49 | 15.18 | 149.36 | 0.8 | 0.7 | 0.69 | 0.04 | 71.89 | 0 | 0 | 38.11 | 0.17757 | 0.056448 | 0.005 | 10.2 | System Off | 0 | 0
1043 | 1043 | 2012-02-13 10:59 | 2.17 | 4.69 | 4.69 | 2.17 | 167.26 | 129.05 | 58 | 15.02 | 173.99 | 0.86 | 0.74 | 0.73 | 0.05 | 81.32 | 0 | 0 | 45.2 | 0.17905 | 0.056448 | 0.006 | 10.34 | System Off | 1 | 0
1044 | 1044 | 2012-02-13 11:59 | 2.91 | 5.23 | 5.23 | 2.91 | 151.81 | 113.87 | 53 | 14.92 | 158.56 | 0.75 | 0.72 | 0.7 | 0.04 | 67.78 | 0 | 0 | 41.36 | 0.17984 | 0.056448 | 0.005 | 9.43 | System Off | 0 | 0
1045 | 1045 | 2012-02-13 12:59 | 2.77 | 5.59 | 5.59 | 2.77 | 181.73 | 143.25 | 63 | 15.02 | 188.53 | 0.79 | 0.76 | 0.74 | 0.05 | 91.77 | 0 | 0 | 49.09 | 0.18015 | 0.056448 | 0.006 | 9.52 | System Off | 1 | 0
1046 | 1046 | 2012-02-13 13:59 | 2.63 | 7.38 | 7.38 | 2.63 | 304.17 | 263.46 | 105 | 15.09 | 309.72 | 0.95 | 0.85 | 0.83 | 0.1 | 195.19 | 0 | 0 | 81.71 | 0.18209 | 0.056448 | 0.011 | 10.48 | System Off | 1 | 0
1047 | 1047 | 2012-02-13 14:59 | 2.5 | 3.99 | 3.99 | 2.5 | 90.17 | 53.32 | 32 | 14.68 | 96.06 | 0.62 | 0.56 | 0.54 | 0.02 | 43.8 | 0 | 0 | 25.05 | 0.17819 | 0.056448 | 0.003 | 9.38 | System Off | 0 | 0
1048 | 1048 | 2012-02-13 15:59 | 2.33 | 2.6 | 2.6 | 2.33 | 15.53 | 0 | 5 | 16.18 | 17.78 | 0 | 0 | 0 | 0 | 0 | 0 | 0 | 3.84 | 0.17657 | 0.056448 | 0.001 | 20 | System Off | 0 | 0
1049 | 1049 | 2012-02-13 16:59 | 2.16 | 2.16 | 2.16 | 2.16 | 0 | 0 | 0 | 0 | 0 | 0 | 0 | 0 | 0 | 0 | 0 | 0 | 0 | 0 | 0 | 0 | 0 | System Off | 0 | 0
1050 | 1050 | 2012-02-13 17:59 | 2 | 2 | 2 | 2 | 0 | 0 | 0 | 0 | 0 | 0 | 0 | 0 | 0 | 0 | 0 | 0 | 0 | 0 | 0 | 0 | 0 | System Off | 0 | 0
1051 | 1051 | 2012-02-13 18:59 | 1.71 | 1.71 | 1.71 | 1.71 | 0 | 0 | 0 | 0 | 0 | 0 | 0 | 0 | 0 | 0 | 0 | 0 | 0 | 0 | 0 | 0 | 0 | System Off | 0 | 0
1052 | 1052 | 2012-02-13 19:59 | 1.43 | 1.43 | 1.43 | 1.43 | 0 | 0 | 0 | 0 | 0 | 0 | 0 | 0 | 0 | 0 | 0 | 0 | 0 | 0 | 0 | 0 | 0 | System Off | 0 | 0
1053 | 1053 | 2012-02-13 20:59 | 1.14 | 1.14 | 1.14 | 1.14 | 0 | 0 | 0 | 0 | 0 | 0 | 0 | 0 | 0 | 0 | 0 | 0 | 0 | 0 | 0 | 0 | 0 | System Off | 0 | 0
1054 | 1054 | 2012-02-13 21:59 | 1.03 | 1.03 | 1.03 | 1.03 | 0 | 0 | 0 | 0 | 0 | 0 | 0 | 0 | 0 | 0 | 0 | 0 | 0 | 0 | 0 | 0 | 0 | System Off | 0 | 0
1055 | 1055 | 2012-02-13 22:59 | 0.92 | 0.92 | 0.92 | 0.92 | 0 | 0 | 0 | 0 | 0 | 0 | 0 | 0 | 0 | 0 | 0 | 0 | 0 | 0 | 0 | 0 | 0 | System Off | 0 | 0
1056 | 1056 | 2012-02-13 23:59 | 0.81 | 0.81 | 0.81 | 0.81 | 0 | 0 | 0 | 0 | 0 | 0 | 0 | 0 | 0 | 0 | 0 | 0 | 0 | 0 | 0 | 0 | 0 | System Off | 0 | 0
1057 | 1057 | 2012-02-14 00:59 | 0.94 | 0.94 | 0.94 | 0.94 | 0 | 0 | 0 | 0 | 0 | 0 | 0 | 0 | 0 | 0 | 0 | 0 | 0 | 0 | 0 | 0 | 0 | System Off | 0 | 0
1058 | 1058 | 2012-02-14 01:59 | 1.06 | 1.06 | 1.06 | 1.06 | 0 | 0 | 0 | 0 | 0 | 0 | 0 | 0 | 0 | 0 | 0 | 0 | 0 | 0 | 0 | 0 | 0 | System Off | 0 | 0
1059 | 1059 | 2012-02-14 02:59 | 1.19 | 1.19 | 1.19 | 1.19 | 0 | 0 | 0 | 0 | 0 | 0 | 0 | 0 | 0 | 0 | 0 | 0 | 0 | 0 | 0 | 0 | 0 | System Off | 0 | 0
1060 | 1060 | 2012-02-14 03:59 | 1.18 | 1.18 | 1.18 | 1.18 | 0 | 0 | 0 | 0 | 0 | 0 | 0 | 0 | 0 | 0 | 0 | 0 | 0 | 0 | 0 | 0 | 0 | System Off | 0 | 0
1061 | 1061 | 2012-02-14 04:59 | 1.18 | 1.18 | 1.18 | 1.18 | 0 | 0 | 0 | 0 | 0 | 0 | 0 | 0 | 0 | 0 | 0 | 0 | 0 | 0 | 0 | 0 | 0 | System Off | 0 | 0
1062 | 1062 | 2012-02-14 05:59 | 1.17 | 1.17 | 1.17 | 1.17 | 0 | 0 | 0 | 0 | 0 | 0 | 0 | 0 | 0 | 0 | 0 | 0 | 0 | 0 | 0 | 0 | 0 | System Off | 0 | 0
1063 | 1063 | 2012-02-14 06:59 | 1.53 | 1.65 | 1.65 | 1.53 | 6.43 | 0 | 2 | 16.74 | 7.65 | 0 | 0 | 0 | 0 | 0 | 0 | 0 | 1.52 | 0.17531 | 0.056448 | 0 | 0 | System Off | 0 | 0
1064 | 1064 | 2012-02-14 07:59 | 1.89 | 3.72 | 3.72 | 1.89 | 112.64 | 75.39 | 39 | 15.04 | 118.92 | 0.75 | 0.63 | 0.62 | 0.03 | 66.19 | 0 | 0 | 30.39 | 0.17769 | 0.056448 | 0.004 | 10.26 | System Off | 0 | 0
1065 | 1065 | 2012-02-14 08:59 | 2.25 | 6.4 | 6.4 | 2.25 | 271.43 | 231.33 | 93 | 15.2 | 277.44 | 0.85 | 0.83 | 0.82 | 0.08 | 172.03 | 0 | 0 | 72.28 | 0.18094 | 0.056448 | 0.009 | 9.68 | System Off | 1 | 0
1066 | 1066 | 2012-02-14 09:59 | 2.73 | 6.93 | 6.93 | 2.73 | 286.89 | 246.51 | 99 | 15.09 | 292.71 | 0.91 | 0.84 | 0.82 | 0.09 | 168.74 | 0 | 0 | 77.05 | 0.18193 | 0.056448 | 0.01 | 10.1 | System Off | 1 | 0
1067 | 1067 | 2012-02-14 10:59 | 3.22 | 8.07 | 8.07 | 3.22 | 347.01 | 305.5 | 119 | 15.19 | 351.72 | 0.92 | 0.87 | 0.85 | 0.11 | 192.5 | 0 | 0 | 92.49 | 0.18364 | 0.056448 | 0.012 | 10.08 | System Off | 1 | 0
1068 | 1068 | 2012-02-14 11:59 | 3.71 | 5.86 | 5.86 | 3.71 | 156.41 | 118.39 | 55 | 14.81 | 163.23 | 0.73 | 0.73 | 0.71 | 0.04 | 70.47 | 0 | 0 | 42.98 | 0.18107 | 0.056448 | 0.006 | 10.91 | System Off | 0 | 0
1069 | 1069 | 2012-02-14 12:59 | 3.79 | 7.2 | 7.2 | 3.79 | 248.5 | 208.82 | 86 | 15.05 | 254.94 | 0.93 | 0.82 | 0.8 | 0.08 | 133.76 | 0 | 0 | 66.99 | 0.18276 | 0.056448 | 0.009 | 10.47 | System Off | 1 | 0
1070 | 1070 | 2012-02-14 13:59 | 3.87 | 9.01 | 9.01 | 3.87 | 373.92 | 331.9 | 128 | 15.21 | 378.09 | 0.93 | 0.88 | 0.86 | 0.12 | 245.89 | 0 | 0 | 99.45 | 0.18502 | 0.056448 | 0.013 | 10.16 | System Off | 1 | 0
1071 | 1071 | 2012-02-14 14:59 | 3.95 | 6.1 | 6.1 | 3.95 | 150.65 | 112.74 | 53 | 14.8 | 157.48 | 0.75 | 0.72 | 0.7 | 0.04 | 92.61 | 0 | 0 | 41.42 | 0.1813 | 0.056448 | 0.005 | 9.43 | System Off | 1 | 0
1072 | 1072 | 2012-02-14 15:59 | 3.54 | 4.4 | 4.4 | 3.54 | 58.8 | 22.49 | 21 | 14.58 | 63.76 | 0.47 | 0.35 | 0.35 | 0.01 | 18.91 | 0 | 0 | 16.46 | 0.17909 | 0.056448 | 0.002 | 9.52 | System Off | 0 | 0
1073 | 1073 | 2012-02-14 16:59 | 3.14 | 3.14 | 3.14 | 3.14 | 0 | 0 | 0 | 0 | 0 | 0 | 0 | 0 | 0 | 0 | 0 | 0 | 0 | 0 | 0 | 0 | 0 | System Off | 0 | 0
1074 | 1074 | 2012-02-14 17:59 | 2.74 | 2.74 | 2.74 | 2.74 | 0 | 0 | 0 | 0 | 0 | 0 | 0 | 0 | 0 | 0 | 0 | 0 | 0 | 0 | 0 | 0 | 0 | System Off | 0 | 0
1075 | 1075 | 2012-02-14 18:59 | 2.69 | 2.69 | 2.69 | 2.69 | 0 | 0 | 0 | 0 | 0 | 0 | 0 | 0 | 0 | 0 | 0 | 0 | 0 | 0 | 0 | 0 | 0 | System Off | 0 | 0
1076 | 1076 | 2012-02-14 19:59 | 2.63 | 2.63 | 2.63 | 2.63 | 0 | 0 | 0 | 0 | 0 | 0 | 0 | 0 | 0 | 0 | 0 | 0 | 0 | 0 | 0 | 0 | 0 | System Off | 0 | 0
1077 | 1077 | 2012-02-14 20:59 | 2.58 | 2.58 | 2.58 | 2.58 | 0 | 0 | 0 | 0 | 0 | 0 | 0 | 0 | 0 | 0 | 0 | 0 | 0 | 0 | 0 | 0 | 0 | System Off | 0 | 0
1078 | 1078 | 2012-02-14 21:59 | 2.91 | 2.91 | 2.91 | 2.91 | 0 | 0 | 0 | 0 | 0 | 0 | 0 | 0 | 0 | 0 | 0 | 0 | 0 | 0 | 0 | 0 | 0 | System Off | 0 | 0
1079 | 1079 | 2012-02-14 22:59 | 3.24 | 3.24 | 3.24 | 3.24 | 0 | 0 | 0 | 0 | 0 | 0 | 0 | 0 | 0 | 0 | 0 | 0 | 0 | 0 | 0 | 0 | 0 | System Off | 0 | 0
1080 | 1080 | 2012-02-14 23:59 | 3.57 | 3.57 | 3.57 | 3.57 | 0 | 0 | 0 | 0 | 0 | 0 | 0 | 0 | 0 | 0 | 0 | 0 | 0 | 0 | 0 | 0 | 0 | System Off | 0 | 0
1081 | 1081 | 2012-02-15 00:59 | 3.73 | 3.73 | 3.73 | 3.73 | 0 | 0 | 0 | 0 | 0 | 0 | 0 | 0 | 0 | 0 | 0 | 0 | 0 | 0 | 0 | 0 | 0 | System Off | 0 | 0
1082 | 1082 | 2012-02-15 01:59 | 3.88 | 3.88 | 3.88 | 3.88 | 0 | 0 | 0 | 0 | 0 | 0 | 0 | 0 | 0 | 0 | 0 | 0 | 0 | 0 | 0 | 0 | 0 | System Off | 0 | 0
1083 | 1083 | 2012-02-15 02:59 | 4.04 | 4.04 | 4.04 | 4.04 | 0 | 0 | 0 | 0 | 0 | 0 | 0 | 0 | 0 | 0 | 0 | 0 | 0 | 0 | 0 | 0 | 0 | System Off | 0 | 0
1084 | 1084 | 2012-02-15 03:59 | 4.2 | 4.2 | 4.2 | 4.2 | 0 | 0 | 0 | 0 | 0 | 0 | 0 | 0 | 0 | 0 | 0 | 0 | 0 | 0 | 0 | 0 | 0 | System Off | 0 | 0
1085 | 1085 | 2012-02-15 04:59 | 4.36 | 4.36 | 4.36 | 4.36 | 0 | 0 | 0 | 0 | 0 | 0 | 0 | 0 | 0 | 0 | 0 | 0 | 0 | 0 | 0 | 0 | 0 | System Off | 0 | 0
1086 | 1086 | 2012-02-15 05:59 | 4.52 | 4.52 | 4.52 | 4.52 | 0 | 0 | 0 | 0 | 0 | 0 | 0 | 0 | 0 | 0 | 0 | 0 | 0 | 0 | 0 | 0 | 0 | System Off | 0 | 0
1087 | 1087 | 2012-02-15 06:59 | 4.55 | 4.65 | 4.65 | 4.55 | 8.56 | 0 | 3 | 14.86 | 10.09 | 0 | 0 | 0 | 0 | 0 | 0 | 0 | 2.34 | 0.17957 | 0.056448 | 0 | 0 | System Off | 0 | 0
1088 | 1088 | 2012-02-15 07:59 | 4.58 | 6.45 | 6.45 | 4.58 | 175.13 | 136.77 | 61 | 14.95 | 182.03 | 0.81 | 0.75 | 0.74 | 0.05 | 120.07 | 0 | 0 | 47.59 | 0.1826 | 0.056448 | 0.006 | 9.84 | System Off | 1 | 0
1089 | 1089 | 2012-02-15 08:59 | 4.62 | 6.52 | 6.52 | 4.62 | 178.5 | 140.08 | 62 | 14.99 | 185.4 | 0.8 | 0.76 | 0.74 | 0.05 | 104.18 | 0 | 0 | 48.35 | 0.18271 | 0.056448 | 0.006 | 9.68 | System Off | 1 | 0
1090 | 1090 | 2012-02-15 09:59 | 4.9 | 7.58 | 7.58 | 4.9 | 258.23 | 218.37 | 89 | 15.11 | 264.58 | 0.89 | 0.83 | 0.81 | 0.08 | 149.48 | 0 | 0 | 69.29 | 0.18449 | 0.056448 | 0.009 | 10.11 | System Off | 1 | 0
1091 | 1091 | 2012-02-15 10:59 | 5.19 | 6.83 | 6.83 | 5.19 | 158.26 | 120.2 | 55 | 14.99 | 165.18 | 0.72 | 0.73 | 0.71 | 0.04 | 75.74 | 0 | 0 | 42.9 | 0.18316 | 0.056448 | 0.006 | 10.91 | System Off | 0 | 0
1092 | 1092 | 2012-02-15 11:59 | 5.48 | 8.65 | 8.65 | 5.48 | 317.81 | 276.85 | 110 | 15.05 | 323.25 | 0.91 | 0.86 | 0.84 | 0.1 | 164.79 | 0 | 0 | 85.7 | 0.17857 | 0.056448 | 0.011 | 10 | System Off | 1 | 0
1093 | 1093 | 2012-02-15 12:59 | 5.07 | 8.44 | 8.44 | 5.07 | 323.49 | 282.42 | 111 | 15.18 | 328.78 | 0.89 | 0.86 | 0.84 | 0.1 | 180.91 | 0 | 0 | 86.33 | 0.18586 | 0.056448 | 0.011 | 9.91 | System Off | 1 | 0
1094 | 1094 | 2012-02-15 13:59 | 4.66 | 7.12 | 7.12 | 4.66 | 223.3 | 184.08 | 77 | 15.1 | 230.01 | 0.9 | 0.8 | 0.78 | 0.07 | 136.38 | 0 | 0 | 59.95 | 0.18353 | 0.056448 | 0.008 | 10.39 | System Off | 1 | 0
1095 | 1095 | 2012-02-15 14:59 | 4.25 | 7.78 | 7.78 | 4.25 | 309.68 | 268.87 | 107 | 15.07 | 315.17 | 0.93 | 0.85 | 0.84 | 0.1 | 220.87 | 0 | 0 | 83.32 | 0.1845 | 0.056448 | 0.011 | 10.28 | System Off | 1 | 0
1096 | 1096 | 2012-02-15 15:59 | 3.98 | 4.73 | 4.73 | 3.98 | 60.59 | 24.25 | 22 | 14.34 | 65.64 | 0.45 | 0.37 | 0.36 | 0.01 | 20.4 | 0 | 0 | 17.3 | 0.17976 | 0.056448 | 0.002 | 9.09 | System Off | 0 | 0
1097 | 1097 | 2012-02-15 16:59 | 3.72 | 3.72 | 3.72 | 3.72 | 0 | 0 | 0 | 0 | 0 | 0 | 0 | 0 | 0 | 0 | 0 | 0 | 0 | 0 | 0 | 0 | 0 | System Off | 0 | 0
1098 | 1098 | 2012-02-15 17:59 | 3.46 | 3.46 | 3.46 | 3.46 | 0 | 0 | 0 | 0 | 0 | 0 | 0 | 0 | 0 | 0 | 0 | 0 | 0 | 0 | 0 | 0 | 0 | System Off | 0 | 0
1099 | 1099 | 2012-02-15 18:59 | 3.33 | 3.33 | 3.33 | 3.33 | 0 | 0 | 0 | 0 | 0 | 0 | 0 | 0 | 0 | 0 | 0 | 0 | 0 | 0 | 0 | 0 | 0 | System Off | 0 | 0
1100 | 1100 | 2012-02-15 19:59 | 3.21 | 3.21 | 3.21 | 3.21 | 0 | 0 | 0 | 0 | 0 | 0 | 0 | 0 | 0 | 0 | 0 | 0 | 0 | 0 | 0 | 0 | 0 | System Off | 0 | 0
1101 | 1101 | 2012-02-15 20:59 | 3.08 | 3.08 | 3.08 | 3.08 | 0 | 0 | 0 | 0 | 0 | 0 | 0 | 0 | 0 | 0 | 0 | 0 | 0 | 0 | 0 | 0 | 0 | System Off | 0 | 0
1102 | 1102 | 2012-02-15 21:59 | 3.03 | 3.03 | 3.03 | 3.03 | 0 | 0 | 0 | 0 | 0 | 0 | 0 | 0 | 0 | 0 | 0 | 0 | 0 | 0 | 0 | 0 | 0 | System Off | 0 | 0
1103 | 1103 | 2012-02-15 22:59 | 2.97 | 2.97 | 2.97 | 2.97 | 0 | 0 | 0 | 0 | 0 | 0 | 0 | 0 | 0 | 0 | 0 | 0 | 0 | 0 | 0 | 0 | 0 | System Off | 0 | 0
1104 | 1104 | 2012-02-15 23:59 | 2.92 | 2.92 | 2.92 | 2.92 | 0 | 0 | 0 | 0 | 0 | 0 | 0 | 0 | 0 | 0 | 0 | 0 | 0 | 0 | 0 | 0 | 0 | System Off | 0 | 0
1105 | 1105 | 2012-02-16 00:59 | 2.94 | 2.94 | 2.94 | 2.94 | 0 | 0 | 0 | 0 | 0 | 0 | 0 | 0 | 0 | 0 | 0 | 0 | 0 | 0 | 0 | 0 | 0 | System Off | 0 | 0
1106 | 1106 | 2012-02-16 01:59 | 2.97 | 2.97 | 2.97 | 2.97 | 0 | 0 | 0 | 0 | 0 | 0 | 0 | 0 | 0 | 0 | 0 | 0 | 0 | 0 | 0 | 0 | 0 | System Off | 0 | 0
1107 | 1107 | 2012-02-16 02:59 | 2.99 | 2.99 | 2.99 | 2.99 | 0 | 0 | 0 | 0 | 0 | 0 | 0 | 0 | 0 | 0 | 0 | 0 | 0 | 0 | 0 | 0 | 0 | System Off | 0 | 0
1108 | 1108 | 2012-02-16 03:59 | 2.89 | 2.89 | 2.89 | 2.89 | 0 | 0 | 0 | 0 | 0 | 0 | 0 | 0 | 0 | 0 | 0 | 0 | 0 | 0 | 0 | 0 | 0 | System Off | 0 | 0
1109 | 1109 | 2012-02-16 04:59 | 2.78 | 2.78 | 2.78 | 2.78 | 0 | 0 | 0 | 0 | 0 | 0 | 0 | 0 | 0 | 0 | 0 | 0 | 0 | 0 | 0 | 0 | 0 | System Off | 0 | 0
1110 | 1110 | 2012-02-16 05:59 | 2.68 | 2.68 | 2.68 | 2.68 | 0 | 0 | 0 | 0 | 0 | 0 | 0 | 0 | 0 | 0 | 0 | 0 | 0 | 0 | 0 | 0 | 0 | System Off | 0 | 0
1111 | 1111 | 2012-02-16 06:59 | 3.13 | 3.49 | 3.49 | 3.13 | 20.11 | 0 | 7 | 14.96 | 22.79 | 0 | 0 | 0 | 0 | 0 | 0 | 0 | 5.46 | 0.17779 | 0.056448 | 0.001 | 14.29 | System Off | 0 | 0
1112 | 1112 | 2012-02-16 07:59 | 3.57 | 6.33 | 6.33 | 3.57 | 166.87 | 128.67 | 58 | 14.98 | 173.76 | 0.85 | 0.74 | 0.73 | 0.05 | 112.96 | 0 | 0 | 45.22 | 0.18102 | 0.056448 | 0.006 | 10.34 | System Off | 1 | 0
1113 | 1113 | 2012-02-16 08:59 | 4.02 | 8.54 | 8.54 | 4.02 | 276.9 | 236.69 | 96 | 15.02 | 283.08 | 0.93 | 0.84 | 0.82 | 0.09 | 176.02 | 0 | 0 | 74.77 | 0.1836 | 0.056448 | 0.01 | 10.42 | System Off | 1 | 0
1114 | 1114 | 2012-02-16 09:59 | 4.66 | 9.2 | 9.2 | 4.66 | 276.63 | 236.44 | 96 | 15.01 | 282.9 | 0.93 | 0.84 | 0.82 | 0.09 | 161.85 | 0 | 0 | 74.78 | 0.18451 | 0.056448 | 0.01 | 10.42 | System Off | 1 | 0
1115 | 1115 | 2012-02-16 10:59 | 5.3 | 8.65 | 8.65 | 5.3 | 201.82 | 162.99 | 71 | 14.8 | 208.86 | 0.84 | 0.78 | 0.76 | 0.06 | 102.7 | 0 | 0 | 55.47 | 0.18415 | 0.056448 | 0.007 | 9.86 | System Off | 1 | 0
1116 | 1116 | 2012-02-16 11:59 | 5.95 | 8.19 | 8.19 | 5.95 | 132.57 | 94.98 | 47 | 14.69 | 139.47 | 0.63 | 0.68 | 0.67 | 0.03 | 56.53 | 0 | 0 | 36.78 | 0.18383 | 0.056448 | 0.005 | 10.64 | System Off | 0 | 0
1117 | 1117 | 2012-02-16 12:59 | 5.97 | 8.57 | 8.57 | 5.97 | 157.06 | 119.03 | 55 | 14.87 | 164.15 | 0.72 | 0.73 | 0.71 | 0.04 | 76.25 | 0 | 0 | 42.94 | 0.18427 | 0.056448 | 0.006 | 10.91 | System Off | 1 | 0
1118 | 1118 | 2012-02-16 13:59 | 6 | 10.05 | 10.05 | 6 | 250.55 | 210.83 | 88 | 14.83 | 257.31 | 0.91 | 0.82 | 0.8 | 0.08 | 156.2 | 0 | 0 | 68.72 | 0.18343 | 0.056448 | 0.009 | 10.23 | System Off | 1 | 0
1119 | 1119 | 2012-02-16 14:59 | 6.03 | 8.86 | 8.86 | 6.03 | 176.16 | 137.79 | 62 | 14.8 | 183.31 | 0.8 | 0.75 | 0.74 | 0.05 | 113.19 | 0 | 0 | 48.45 | 0.18472 | 0.056448 | 0.006 | 9.68 | System Off | 1 | 0
1120 | 1120 | 2012-02-16 15:59 | 5.72 | 5.99 | 5.99 | 5.72 | 15.27 | 0 | 5 | 15.91 | 17.57 | 0 | 0 | 0 | 0 | 0 | 0 | 0 | 3.85 | 0.18132 | 0.056448 | 0.001 | 20 | System Off | 0 | 0
1121 | 1121 | 2012-02-16 16:59 | 5.41 | 5.41 | 5.41 | 5.41 | 0 | 0 | 0 | 0 | 0 | 0 | 0 | 0 | 0 | 0 | 0 | 0 | 0 | 0 | 0 | 0 | 0 | System Off | 0 | 0
1122 | 1122 | 2012-02-16 17:59 | 5.1 | 5.1 | 5.1 | 5.1 | 0 | 0 | 0 | 0 | 0 | 0 | 0 | 0 | 0 | 0 | 0 | 0 | 0 | 0 | 0 | 0 | 0 | System Off | 0 | 0
1123 | 1123 | 2012-02-16 18:59 | 4.98 | 4.98 | 4.98 | 4.98 | 0 | 0 | 0 | 0 | 0 | 0 | 0 | 0 | 0 | 0 | 0 | 0 | 0 | 0 | 0 | 0 | 0 | System Off | 0 | 0
1124 | 1124 | 2012-02-16 19:59 | 4.85 | 4.85 | 4.85 | 4.85 | 0 | 0 | 0 | 0 | 0 | 0 | 0 | 0 | 0 | 0 | 0 | 0 | 0 | 0 | 0 | 0 | 0 | System Off | 0 | 0
1125 | 1125 | 2012-02-16 20:59 | 4.73 | 4.73 | 4.73 | 4.73 | 0 | 0 | 0 | 0 | 0 | 0 | 0 | 0 | 0 | 0 | 0 | 0 | 0 | 0 | 0 | 0 | 0 | System Off | 0 | 0
1126 | 1126 | 2012-02-16 21:59 | 4.64 | 4.64 | 4.64 | 4.64 | 0 | 0 | 0 | 0 | 0 | 0 | 0 | 0 | 0 | 0 | 0 | 0 | 0 | 0 | 0 | 0 | 0 | System Off | 0 | 0
1127 | 1127 | 2012-02-16 22:59 | 4.55 | 4.55 | 4.55 | 4.55 | 0 | 0 | 0 | 0 | 0 | 0 | 0 | 0 | 0 | 0 | 0 | 0 | 0 | 0 | 0 | 0 | 0 | System Off | 0 | 0
1128 | 1128 | 2012-02-16 23:59 | 4.46 | 4.46 | 4.46 | 4.46 | 0 | 0 | 0 | 0 | 0 | 0 | 0 | 0 | 0 | 0 | 0 | 0 | 0 | 0 | 0 | 0 | 0 | System Off | 0 | 0
1129 | 1129 | 2012-02-17 00:59 | 4.36 | 4.36 | 4.36 | 4.36 | 0 | 0 | 0 | 0 | 0 | 0 | 0 | 0 | 0 | 0 | 0 | 0 | 0 | 0 | 0 | 0 | 0 | System Off | 0 | 0
1130 | 1130 | 2012-02-17 01:59 | 4.25 | 4.25 | 4.25 | 4.25 | 0 | 0 | 0 | 0 | 0 | 0 | 0 | 0 | 0 | 0 | 0 | 0 | 0 | 0 | 0 | 0 | 0 | System Off | 0 | 0
1131 | 1131 | 2012-02-17 02:59 | 4.15 | 4.15 | 4.15 | 4.15 | 0 | 0 | 0 | 0 | 0 | 0 | 0 | 0 | 0 | 0 | 0 | 0 | 0 | 0 | 0 | 0 | 0 | System Off | 0 | 0
1132 | 1132 | 2012-02-17 03:59 | 4.03 | 4.03 | 4.03 | 4.03 | 0 | 0 | 0 | 0 | 0 | 0 | 0 | 0 | 0 | 0 | 0 | 0 | 0 | 0 | 0 | 0 | 0 | System Off | 0 | 0
1133 | 1133 | 2012-02-17 04:59 | 3.92 | 3.92 | 3.92 | 3.92 | 0 | 0 | 0 | 0 | 0 | 0 | 0 | 0 | 0 | 0 | 0 | 0 | 0 | 0 | 0 | 0 | 0 | System Off | 0 | 0
1134 | 1134 | 2012-02-17 05:59 | 3.8 | 3.8 | 3.8 | 3.8 | 0 | 0 | 0 | 0 | 0 | 0 | 0 | 0 | 0 | 0 | 0 | 0 | 0 | 0 | 0 | 0 | 0 | System Off | 0 | 0
1135 | 1135 | 2012-02-17 06:59 | 4.1 | 4.27 | 4.27 | 4.1 | 10.83 | 0 | 4 | 14.1 | 12.63 | 0 | 0 | 0 | 0 | 0 | 0 | 0 | 3.16 | 0.17899 | 0.056448 | 0 | 0 | System Off | 0 | 0
1136 | 1136 | 2012-02-17 07:59 | 4.4 | 5.77 | 5.77 | 4.4 | 94.37 | 57.45 | 33 | 14.89 | 100.48 | 0.59 | 0.57 | 0.56 | 0.02 | 50.43 | 0 | 0 | 25.77 | 0.18091 | 0.056448 | 0.003 | 9.09 | System Off | 0 | 0
1137 | 1137 | 2012-02-17 08:59 | 4.71 | 6.96 | 6.96 | 4.71 | 158.16 | 120.11 | 55 | 14.98 | 165.1 | 0.72 | 0.73 | 0.71 | 0.04 | 89.32 | 0 | 0 | 42.89 | 0.18247 | 0.056448 | 0.006 | 10.91 | System Off | 1 | 0
1138 | 1138 | 2012-02-17 09:59 | 5.06 | 7.76 | 7.76 | 5.06 | 190.06 | 151.44 | 66 | 15 | 197.06 | 0.75 | 0.77 | 0.75 | 0.05 | 103.67 | 0 | 0 | 51.45 | 0.18354 | 0.056448 | 0.007 | 10.61 | System Off | 1 | 0
1139 | 1139 | 2012-02-17 10:59 | 5.42 | 10.51 | 10.51 | 5.42 | 363.81 | 321.98 | 126 | 15.04 | 368.45 | 0.95 | 0.87 | 0.86 | 0.12 | 202.89 | 0 | 0 | 98.12 | 0.17928 | 0.056448 | 0.013 | 10.32 | System Off | 1 | 0
1140 | 1140 | 2012-02-17 11:59 | 5.78 | 9.64 | 9.64 | 5.78 | 273.61 | 233.47 | 95 | 15 | 279.98 | 0.84 | 0.83 | 0.82 | 0.08 | 138.97 | 0 | 0 | 74.03 | 0.18606 | 0.056448 | 0.01 | 10.53 | System Off | 1 | 0
1141 | 1141 | 2012-02-17 12:59 | 5.94 | 11.63 | 11.63 | 5.94 | 404.1 | 361.5 | 140 | 15.03 | 407.79 | 0.93 | 0.89 | 0.87 | 0.13 | 231.57 | 0 | 0 | 109.01 | 0.17809 | 0.056448 | 0.014 | 10 | System Off | 1 | 0
1142 | 1142 | 2012-02-17 13:59 | 6.11 | 7.94 | 7.94 | 6.11 | 125.32 | 87.85 | 44 | 14.83 | 132.12 | 0.67 | 0.66 | 0.65 | 0.03 | 65.09 | 0 | 0 | 34.38 | 0.1839 | 0.056448 | 0.004 | 9.09 | System Off | 0 | 0
1143 | 1143 | 2012-02-17 14:59 | 6.28 | 7.53 | 7.53 | 6.28 | 83.89 | 47.15 | 30 | 14.56 | 89.87 | 0.66 | 0.52 | 0.51 | 0.02 | 38.73 | 0 | 0 | 23.52 | 0.18342 | 0.056448 | 0.003 | 10 | System Off | 0 | 0
1144 | 1144 | 2012-02-17 15:59 | 6.13 | 7.27 | 7.27 | 6.13 | 73.67 | 37.1 | 26 | 14.76 | 79.33 | 0.37 | 0.47 | 0.46 | 0.01 | 31.21 | 0 | 0 | 20.34 | 0.18299 | 0.056448 | 0.003 | 11.54 | System Off | 0 | 0
1145 | 1145 | 2012-02-17 16:59 | 5.99 | 5.99 | 5.99 | 5.99 | 0 | 0 | 0 | 0 | 0 | 0 | 0 | 0 | 0 | 0 | 0 | 0 | 0 | 0 | 0 | 0 | 0 | System Off | 0 | 0
1146 | 1146 | 2012-02-17 17:59 | 5.85 | 5.85 | 5.85 | 5.85 | 0 | 0 | 0 | 0 | 0 | 0 | 0 | 0 | 0 | 0 | 0 | 0 | 0 | 0 | 0 | 0 | 0 | System Off | 0 | 0
1147 | 1147 | 2012-02-17 18:59 | 5.79 | 5.79 | 5.79 | 5.79 | 0 | 0 | 0 | 0 | 0 | 0 | 0 | 0 | 0 | 0 | 0 | 0 | 0 | 0 | 0 | 0 | 0 | System Off | 0 | 0
1148 | 1148 | 2012-02-17 19:59 | 5.73 | 5.73 | 5.73 | 5.73 | 0 | 0 | 0 | 0 | 0 | 0 | 0 | 0 | 0 | 0 | 0 | 0 | 0 | 0 | 0 | 0 | 0 | System Off | 0 | 0
1149 | 1149 | 2012-02-17 20:59 | 5.67 | 5.67 | 5.67 | 5.67 | 0 | 0 | 0 | 0 | 0 | 0 | 0 | 0 | 0 | 0 | 0 | 0 | 0 | 0 | 0 | 0 | 0 | System Off | 0 | 0
1150 | 1150 | 2012-02-17 21:59 | 5.72 | 5.72 | 5.72 | 5.72 | 0 | 0 | 0 | 0 | 0 | 0 | 0 | 0 | 0 | 0 | 0 | 0 | 0 | 0 | 0 | 0 | 0 | System Off | 0 | 0
1151 | 1151 | 2012-02-17 22:59 | 5.77 | 5.77 | 5.77 | 5.77 | 0 | 0 | 0 | 0 | 0 | 0 | 0 | 0 | 0 | 0 | 0 | 0 | 0 | 0 | 0 | 0 | 0 | System Off | 0 | 0
1152 | 1152 | 2012-02-17 23:59 | 5.82 | 5.82 | 5.82 | 5.82 | 0 | 0 | 0 | 0 | 0 | 0 | 0 | 0 | 0 | 0 | 0 | 0 | 0 | 0 | 0 | 0 | 0 | System Off | 0 | 0
1153 | 1153 | 2012-02-18 00:59 | 5.87 | 5.87 | 5.87 | 5.87 | 0 | 0 | 0 | 0 | 0 | 0 | 0 | 0 | 0 | 0 | 0 | 0 | 0 | 0 | 0 | 0 | 0 | System Off | 0 | 0
1154 | 1154 | 2012-02-18 01:59 | 5.91 | 5.91 | 5.91 | 5.91 | 0 | 0 | 0 | 0 | 0 | 0 | 0 | 0 | 0 | 0 | 0 | 0 | 0 | 0 | 0 | 0 | 0 | System Off | 0 | 0
1155 | 1155 | 2012-02-18 02:59 | 5.96 | 5.96 | 5.96 | 5.96 | 0 | 0 | 0 | 0 | 0 | 0 | 0 | 0 | 0 | 0 | 0 | 0 | 0 | 0 | 0 | 0 | 0 | System Off | 0 | 0
1156 | 1156 | 2012-02-18 03:59 | 5.91 | 5.91 | 5.91 | 5.91 | 0 | 0 | 0 | 0 | 0 | 0 | 0 | 0 | 0 | 0 | 0 | 0 | 0 | 0 | 0 | 0 | 0 | System Off | 0 | 0
1157 | 1157 | 2012-02-18 04:59 | 5.87 | 5.87 | 5.87 | 5.87 | 0 | 0 | 0 | 0 | 0 | 0 | 0 | 0 | 0 | 0 | 0 | 0 | 0 | 0 | 0 | 0 | 0 | System Off | 0 | 0
1158 | 1158 | 2012-02-18 05:59 | 5.82 | 5.82 | 5.82 | 5.82 | 0 | 0 | 0 | 0 | 0 | 0 | 0 | 0 | 0 | 0 | 0 | 0 | 0 | 0 | 0 | 0 | 0 | System Off | 0 | 0
1159 | 1159 | 2012-02-18 06:59 | 6.12 | 6.27 | 6.27 | 6.12 | 8.48 | 0 | 3 | 14.72 | 10.03 | 0 | 0 | 0 | 0 | 0 | 0 | 0 | 2.35 | 0.18178 | 0.056448 | 0 | 0 | System Off | 0 | 0
1160 | 1160 | 2012-02-18 07:59 | 6.42 | 7.51 | 7.51 | 6.42 | 69.37 | 32.88 | 25 | 14.45 | 74.9 | 0.39 | 0.44 | 0.43 | 0.01 | 28.86 | 0 | 0 | 19.63 | 0.18336 | 0.056448 | 0.003 | 12 | System Off | 0 | 0
1161 | 1161 | 2012-02-18 08:59 | 6.73 | 9.49 | 9.49 | 6.73 | 188.65 | 150.05 | 66 | 14.89 | 195.84 | 0.75 | 0.77 | 0.75 | 0.05 | 111.59 | 0 | 0 | 51.52 | 0.18332 | 0.056448 | 0.007 | 10.61 | System Off | 1 | 0
1162 | 1162 | 2012-02-18 09:59 | 6.98 | 8.6 | 8.6 | 6.98 | 110.25 | 73.05 | 39 | 14.72 | 116.89 | 0.75 | 0.62 | 0.61 | 0.03 | 50.01 | 0 | 0 | 30.52 | 0.18229 | 0.056448 | 0.004 | 10.26 | System Off | 0 | 0
1163 | 1163 | 2012-02-18 10:59 | 7.24 | 9.45 | 9.45 | 7.24 | 154.01 | 116.03 | 55 | 14.58 | 161.16 | 0.73 | 0.72 | 0.7 | 0.04 | 73.11 | 0 | 0 | 43.11 | 0.18349 | 0.056448 | 0.006 | 10.91 | System Off | 0 | 0
1164 | 1164 | 2012-02-18 11:59 | 7.5 | 10.51 | 10.51 | 7.5 | 215.14 | 176.07 | 76 | 14.74 | 222.3 | 0.79 | 0.79 | 0.78 | 0.06 | 104.8 | 0 | 0 | 59.43 | 0.17706 | 0.056448 | 0.008 | 10.53 | System Off | 1 | 0
1165 | 1165 | 2012-02-18 12:59 | 7.46 | 9.47 | 9.47 | 7.46 | 141.67 | 103.91 | 50 | 14.76 | 148.75 | 0.79 | 0.7 | 0.68 | 0.04 | 66.56 | 0 | 0 | 39.1 | 0.18354 | 0.056448 | 0.005 | 10 | System Off | 0 | 0
1166 | 1166 | 2012-02-18 13:59 | 7.42 | 9.16 | 9.16 | 7.42 | 122.2 | 84.79 | 44 | 14.46 | 129.06 | 0.68 | 0.66 | 0.64 | 0.03 | 62.82 | 0 | 0 | 34.54 | 0.18318 | 0.056448 | 0.005 | 11.36 | System Off | 0 | 0
1167 | 1167 | 2012-02-18 14:59 | 7.39 | 8.43 | 8.43 | 7.39 | 71.48 | 34.95 | 26 | 14.32 | 77.14 | 0.38 | 0.45 | 0.44 | 0.01 | 28.71 | 0 | 0 | 20.45 | 0.1822 | 0.056448 | 0.003 | 11.54 | System Off | 0 | 0
1168 | 1168 | 2012-02-18 15:59 | 7.26 | 8.05 | 8.05 | 7.26 | 54.81 | 18.58 | 20 | 14.27 | 59.8 | 0.49 | 0.31 | 0.3 | 0.01 | 15.62 | 0 | 0 | 15.74 | 0.1817 | 0.056448 | 0.002 | 10 | System Off | 0 | 0
1169 | 1169 | 2012-02-18 16:59 | 7.13 | 7.13 | 7.13 | 7.13 | 0 | 0 | 0 | 0 | 0 | 0 | 0 | 0 | 0 | 0 | 0 | 0 | 0 | 0 | 0 | 0 | 0 | System Off | 0 | 0
1170 | 1170 | 2012-02-18 17:59 | 7.01 | 7.01 | 7.01 | 7.01 | 0 | 0 | 0 | 0 | 0 | 0 | 0 | 0 | 0 | 0 | 0 | 0 | 0 | 0 | 0 | 0 | 0 | System Off | 0 | 0
1171 | 1171 | 2012-02-18 18:59 | 6.94 | 6.94 | 6.94 | 6.94 | 0 | 0 | 0 | 0 | 0 | 0 | 0 | 0 | 0 | 0 | 0 | 0 | 0 | 0 | 0 | 0 | 0 | System Off | 0 | 0
1172 | 1172 | 2012-02-18 19:59 | 6.88 | 6.88 | 6.88 | 6.88 | 0 | 0 | 0 | 0 | 0 | 0 | 0 | 0 | 0 | 0 | 0 | 0 | 0 | 0 | 0 | 0 | 0 | System Off | 0 | 0
1173 | 1173 | 2012-02-18 20:59 | 6.81 | 6.81 | 6.81 | 6.81 | 0 | 0 | 0 | 0 | 0 | 0 | 0 | 0 | 0 | 0 | 0 | 0 | 0 | 0 | 0 | 0 | 0 | System Off | 0 | 0
1174 | 1174 | 2012-02-18 21:59 | 6.86 | 6.86 | 6.86 | 6.86 | 0 | 0 | 0 | 0 | 0 | 0 | 0 | 0 | 0 | 0 | 0 | 0 | 0 | 0 | 0 | 0 | 0 | System Off | 0 | 0
1175 | 1175 | 2012-02-18 22:59 | 6.91 | 6.91 | 6.91 | 6.91 | 0 | 0 | 0 | 0 | 0 | 0 | 0 | 0 | 0 | 0 | 0 | 0 | 0 | 0 | 0 | 0 | 0 | System Off | 0 | 0
1176 | 1176 | 2012-02-18 23:59 | 6.96 | 6.96 | 6.96 | 6.96 | 0 | 0 | 0 | 0 | 0 | 0 | 0 | 0 | 0 | 0 | 0 | 0 | 0 | 0 | 0 | 0 | 0 | System Off | 0 | 0
1177 | 1177 | 2012-02-19 00:59 | 6.3 | 6.3 | 6.3 | 6.3 | 0 | 0 | 0 | 0 | 0 | 0 | 0 | 0 | 0 | 0 | 0 | 0 | 0 | 0 | 0 | 0 | 0 | System Off | 0 | 0
1178 | 1178 | 2012-02-19 01:59 | 5.63 | 5.63 | 5.63 | 5.63 | 0 | 0 | 0 | 0 | 0 | 0 | 0 | 0 | 0 | 0 | 0 | 0 | 0 | 0 | 0 | 0 | 0 | System Off | 0 | 0
1179 | 1179 | 2012-02-19 02:59 | 4.97 | 4.97 | 4.97 | 4.97 | 0 | 0 | 0 | 0 | 0 | 0 | 0 | 0 | 0 | 0 | 0 | 0 | 0 | 0 | 0 | 0 | 0 | System Off | 0 | 0
1180 | 1180 | 2012-02-19 03:59 | 4.08 | 4.08 | 4.08 | 4.08 | 0 | 0 | 0 | 0 | 0 | 0 | 0 | 0 | 0 | 0 | 0 | 0 | 0 | 0 | 0 | 0 | 0 | System Off | 0 | 0
1181 | 1181 | 2012-02-19 04:59 | 3.2 | 3.2 | 3.2 | 3.2 | 0 | 0 | 0 | 0 | 0 | 0 | 0 | 0 | 0 | 0 | 0 | 0 | 0 | 0 | 0 | 0 | 0 | System Off | 0 | 0
1182 | 1182 | 2012-02-19 05:59 | 2.31 | 2.31 | 2.31 | 2.31 | 0 | 0 | 0 | 0 | 0 | 0 | 0 | 0 | 0 | 0 | 0 | 0 | 0 | 0 | 0 | 0 | 0 | System Off | 0 | 0
1183 | 1183 | 2012-02-19 06:59 | 2.52 | 2.68 | 2.68 | 2.52 | 10.92 | 0 | 4 | 14.22 | 12.7 | 0 | 0 | 0 | 0 | 0 | 0 | 0 | 3.15 | 0.17679 | 0.056448 | 0 | 0 | System Off | 0 | 0
1184 | 1184 | 2012-02-19 07:59 | 2.73 | 5.93 | 5.93 | 2.73 | 239.23 | 199.71 | 82 | 15.19 | 245.64 | 0.84 | 0.81 | 0.8 | 0.07 | 175.33 | 0 | 0 | 63.75 | 0.18105 | 0.056448 | 0.008 | 9.76 | System Off | 1 | 0
1185 | 1185 | 2012-02-19 08:59 | 2.95 | 6.73 | 6.73 | 2.95 | 284.09 | 243.75 | 98 | 15.1 | 289.93 | 0.92 | 0.84 | 0.82 | 0.09 | 181.27 | 0 | 0 | 76.28 | 0.18219 | 0.056448 | 0.01 | 10.2 | System Off | 1 | 0
1186 | 1186 | 2012-02-19 09:59 | 3.43 | 16.59 | 16.59 | 3.43 | 1017.52 | 962.18 | 349 | 15.19 | 995.87 | 1 | 0.97 | 0.95 | 0.35 | 658.65 | 0 | 0 | 270.82 | 0.1849 | 0.056448 | 0.035 | 10.03 | System Off | 1 | 0
1187 | 1187 | 2012-02-19 10:59 | 3.91 | 19.63 | 19.63 | 3.91 | 1210 | 1150.23 | 417 | 15.11 | 1178.44 | 1.01 | 0.98 | 0.95 | 0.42 | 724.79 | 0 | 0 | 323.72 | 0.18895 | 0.056448 | 0.041 | 9.83 | System Off | 1 | 0
1188 | 1188 | 2012-02-19 11:59 | 4.4 | 13.16 | 13.16 | 4.4 | 667.39 | 619.57 | 229 | 15.18 | 661.86 | 0.96 | 0.94 | 0.92 | 0.22 | 368.79 | 0 | 0 | 177.87 | 0.18034 | 0.056448 | 0.023 | 10.04 | System Off | 1 | 0
1189 | 1189 | 2012-02-19 12:59 | 4.24 | 15.84 | 15.84 | 4.24 | 899.22 | 846.49 | 308 | 15.21 | 883.41 | 1 | 0.96 | 0.94 | 0.31 | 542.25 | 0 | 0 | 239.02 | 0.18401 | 0.056448 | 0.031 | 10.06 | System Off | 1 | 0
1190 | 1190 | 2012-02-19 13:59 | 4.09 | 13.93 | 13.93 | 4.09 | 775.25 | 725.18 | 265 | 15.24 | 765.12 | 0.98 | 0.95 | 0.93 | 0.26 | 537.27 | 0 | 0 | 205.64 | 0.18168 | 0.056448 | 0.026 | 9.81 | System Off | 1 | 0
1191 | 1191 | 2012-02-19 14:59 | 3.94 | 4.51 | 4.51 | 3.94 | 41.27 | 5.27 | 15 | 14.33 | 45.42 | 0 | 0.12 | 0.11 | 0 | 4.33 | 0 | 0 | 11.8 | 0.17934 | 0.056448 | 0.002 | 13.33 | System Off | 0 | 0
1192 | 1192 | 2012-02-19 15:59 | 3.14 | 4.45 | 4.45 | 3.14 | 93.24 | 56.34 | 33 | 14.72 | 99.24 | 0.6 | 0.57 | 0.56 | 0.02 | 47.39 | 0 | 0 | 25.83 | 0.17914 | 0.056448 | 0.003 | 9.09 | System Off | 0 | 0
1193 | 1193 | 2012-02-19 16:59 | 2.35 | 2.35 | 2.35 | 2.35 | 0 | 0 | 0 | 0 | 0 | 0 | 0 | 0 | 0 | 0 | 0 | 0 | 0 | 0 | 0 | 0 | 0 | System Off | 0 | 0
1194 | 1194 | 2012-02-19 17:59 | 1.56 | 1.56 | 1.56 | 1.56 | 0 | 0 | 0 | 0 | 0 | 0 | 0 | 0 | 0 | 0 | 0 | 0 | 0 | 0 | 0 | 0 | 0 | System Off | 0 | 0
1195 | 1195 | 2012-02-19 18:59 | 1.15 | 1.15 | 1.15 | 1.15 | 0 | 0 | 0 | 0 | 0 | 0 | 0 | 0 | 0 | 0 | 0 | 0 | 0 | 0 | 0 | 0 | 0 | System Off | 0 | 0
1196 | 1196 | 2012-02-19 19:59 | 0.74 | 0.74 | 0.74 | 0.74 | 0 | 0 | 0 | 0 | 0 | 0 | 0 | 0 | 0 | 0 | 0 | 0 | 0 | 0 | 0 | 0 | 0 | System Off | 0 | 0
1197 | 1197 | 2012-02-19 20:59 | 0.33 | 0.33 | 0.33 | 0.33 | 0 | 0 | 0 | 0 | 0 | 0 | 0 | 0 | 0 | 0 | 0 | 0 | 0 | 0 | 0 | 0 | 0 | System Off | 0 | 0
1198 | 1198 | 2012-02-19 21:59 | 0.05 | 0.05 | 0.05 | 0.05 | 0 | 0 | 0 | 0 | 0 | 0 | 0 | 0 | 0 | 0 | 0 | 0 | 0 | 0 | 0 | 0 | 0 | System Off | 0 | 0
1199 | 1199 | 2012-02-19 22:59 | -0.22 | -0.22 | -0.22 | -0.22 | 0 | 0 | 0 | 0 | 0 | 0 | 0 | 0 | 0 | 0 | 0 | 0 | 0 | 0 | 0 | 0 | 0 | System Off | 0 | 0
1200 | 1200 | 2012-02-19 23:59 | -0.5 | -0.5 | -0.5 | -0.5 | 0 | 0 | 0 | 0 | 0 | 0 | 0 | 0 | 0 | 0 | 0 | 0 | 0 | 0 | 0 | 0 | 0 | System Off | 0 | 0
1201 | 1201 | 2012-02-20 00:59 | -0.9 | -0.9 | -0.9 | -0.9 | 0 | 0 | 0 | 0 | 0 | 0 | 0 | 0 | 0 | 0 | 0 | 0 | 0 | 0 | 0 | 0 | 0 | System Off | 0 | 0
1202 | 1202 | 2012-02-20 01:59 | -1.31 | -1.31 | -1.31 | -1.31 | 0 | 0 | 0 | 0 | 0 | 0 | 0 | 0 | 0 | 0 | 0 | 0 | 0 | 0 | 0 | 0 | 0 | System Off | 0 | 0
1203 | 1203 | 2012-02-20 02:59 | -1.71 | -1.71 | -1.71 | -1.71 | 0 | 0 | 0 | 0 | 0 | 0 | 0 | 0 | 0 | 0 | 0 | 0 | 0 | 0 | 0 | 0 | 0 | System Off | 0 | 0
1204 | 1204 | 2012-02-20 03:59 | -2.08 | -2.08 | -2.08 | -2.08 | 0 | 0 | 0 | 0 | 0 | 0 | 0 | 0 | 0 | 0 | 0 | 0 | 0 | 0 | 0 | 0 | 0 | System Off | 0 | 0
1205 | 1205 | 2012-02-20 04:59 | -2.46 | -2.46 | -2.46 | -2.46 | 0 | 0 | 0 | 0 | 0 | 0 | 0 | 0 | 0 | 0 | 0 | 0 | 0 | 0 | 0 | 0 | 0 | System Off | 0 | 0
1206 | 1206 | 2012-02-20 05:59 | -2.83 | -2.83 | -2.83 | -2.83 | 0 | 0 | 0 | 0 | 0 | 0 | 0 | 0 | 0 | 0 | 0 | 0 | 0 | 0 | 0 | 0 | 0 | System Off | 0 | 0
1207 | 1207 | 2012-02-20 06:59 | -1.4 | -0.92 | -0.92 | -1.4 | 25.33 | 0 | 9 | 14.66 | 28.29 | 0 | 0 | 0 | 0 | 0 | 0 | 0 | 7.05 | 0.17163 | 0.056448 | 0.001 | 11.11 | System Off | 0 | 0
1208 | 1208 | 2012-02-20 07:59 | 0.03 | 4.4 | 4.4 | 0.03 | 239.81 | 200.28 | 82 | 15.23 | 246.05 | 0.85 | 0.81 | 0.8 | 0.07 | 175.83 | 0 | 0 | 63.69 | 0.17727 | 0.056448 | 0.008 | 9.76 | System Off | 1 | 0
1209 | 1209 | 2012-02-20 08:59 | 1.46 | 7.92 | 7.92 | 1.46 | 340.52 | 299.13 | 117 | 15.16 | 345.36 | 0.94 | 0.87 | 0.85 | 0.11 | 222.46 | 0 | 0 | 90.91 | 0.18104 | 0.056448 | 0.012 | 10.26 | System Off | 1 | 0
1210 | 1210 | 2012-02-20 09:59 | 2.35 | 16.24 | 16.24 | 2.35 | 746.6 | 697.13 | 258 | 15.07 | 738.02 | 0.97 | 0.94 | 0.92 | 0.25 | 477.22 | 0 | 0 | 200.32 | 0.18154 | 0.056448 | 0.026 | 10.08 | System Off | 1 | 0
1211 | 1211 | 2012-02-20 10:59 | 3.25 | 17.58 | 17.58 | 3.25 | 778.1 | 727.97 | 270 | 15.01 | 768.27 | 0.96 | 0.95 | 0.93 | 0.26 | 458.71 | 0 | 0 | 209.79 | 0.1834 | 0.056448 | 0.027 | 10 | System Off | 1 | 0
1212 | 1212 | 2012-02-20 11:59 | 4.15 | 12.95 | 12.95 | 4.15 | 482.32 | 438.22 | 167 | 15.04 | 483.78 | 0.96 | 0.91 | 0.89 | 0.16 | 260.84 | 0 | 0 | 129.89 | 0.17956 | 0.056448 | 0.017 | 10.18 | System Off | 1 | 0
1213 | 1213 | 2012-02-20 12:59 | 4.49 | 14.79 | 14.79 | 4.49 | 565.2 | 519.45 | 196 | 15.02 | 563.98 | 0.97 | 0.92 | 0.9 | 0.19 | 332.75 | 0 | 0 | 152.43 | 0.18147 | 0.056448 | 0.02 | 10.2 | System Off | 1 | 0
1214 | 1214 | 2012-02-20 13:59 | 4.84 | 13.37 | 13.37 | 4.84 | 467.67 | 423.85 | 162 | 15.04 | 469.67 | 0.92 | 0.9 | 0.88 | 0.15 | 314.02 | 0 | 0 | 126.02 | 0.18026 | 0.056448 | 0.016 | 9.88 | System Off | 1 | 0
1215 | 1215 | 2012-02-20 14:59 | 5.19 | 12.11 | 12.11 | 5.19 | 378.99 | 336.87 | 132 | 14.95 | 383.42 | 0.91 | 0.88 | 0.86 | 0.12 | 276.73 | 0 | 0 | 102.83 | 0.17926 | 0.056448 | 0.013 | 9.85 | System Off | 1 | 0
1216 | 1216 | 2012-02-20 15:59 | 3.31 | 5.48 | 5.48 | 3.31 | 117.91 | 80.57 | 41 | 14.98 | 124.41 | 0.72 | 0.65 | 0.63 | 0.03 | 67.77 | 0 | 0 | 31.97 | 0.17978 | 0.056448 | 0.004 | 9.76 | System Off | 0 | 0
1217 | 1217 | 2012-02-20 16:59 | 1.44 | 1.44 | 1.44 | 1.44 | 0 | 0 | 0 | 0 | 0 | 0 | 0 | 0 | 0 | 0 | 0 | 0 | 0 | 0 | 0 | 0 | 0 | System Off | 0 | 0
1218 | 1218 | 2012-02-20 17:59 | -0.43 | -0.43 | -0.43 | -0.43 | 0 | 0 | 0 | 0 | 0 | 0 | 0 | 0 | 0 | 0 | 0 | 0 | 0 | 0 | 0 | 0 | 0 | System Off | 0 | 0
1219 | 1219 | 2012-02-20 18:59 | -0.71 | -0.71 | -0.71 | -0.71 | 0 | 0 | 0 | 0 | 0 | 0 | 0 | 0 | 0 | 0 | 0 | 0 | 0 | 0 | 0 | 0 | 0 | System Off | 0 | 0
1220 | 1220 | 2012-02-20 19:59 | -1 | -1 | -1 | -1 | 0 | 0 | 0 | 0 | 0 | 0 | 0 | 0 | 0 | 0 | 0 | 0 | 0 | 0 | 0 | 0 | 0 | System Off | 0 | 0
1221 | 1221 | 2012-02-20 20:59 | -1.28 | -1.28 | -1.28 | -1.28 | 0 | 0 | 0 | 0 | 0 | 0 | 0 | 0 | 0 | 0 | 0 | 0 | 0 | 0 | 0 | 0 | 0 | System Off | 0 | 0
1222 | 1222 | 2012-02-20 21:59 | -1.15 | -1.15 | -1.15 | -1.15 | 0 | 0 | 0 | 0 | 0 | 0 | 0 | 0 | 0 | 0 | 0 | 0 | 0 | 0 | 0 | 0 | 0 | System Off | 0 | 0
1223 | 1223 | 2012-02-20 22:59 | -1.02 | -1.02 | -1.02 | -1.02 | 0 | 0 | 0 | 0 | 0 | 0 | 0 | 0 | 0 | 0 | 0 | 0 | 0 | 0 | 0 | 0 | 0 | System Off | 0 | 0
1224 | 1224 | 2012-02-20 23:59 | -0.89 | -0.89 | -0.89 | -0.89 | 0 | 0 | 0 | 0 | 0 | 0 | 0 | 0 | 0 | 0 | 0 | 0 | 0 | 0 | 0 | 0 | 0 | System Off | 0 | 0
1225 | 1225 | 2012-02-21 00:59 | -0.73 | -0.73 | -0.73 | -0.73 | 0 | 0 | 0 | 0 | 0 | 0 | 0 | 0 | 0 | 0 | 0 | 0 | 0 | 0 | 0 | 0 | 0 | System Off | 0 | 0
1226 | 1226 | 2012-02-21 01:59 | -0.58 | -0.58 | -0.58 | -0.58 | 0 | 0 | 0 | 0 | 0 | 0 | 0 | 0 | 0 | 0 | 0 | 0 | 0 | 0 | 0 | 0 | 0 | System Off | 0 | 0
1227 | 1227 | 2012-02-21 02:59 | -0.42 | -0.42 | -0.42 | -0.42 | 0 | 0 | 0 | 0 | 0 | 0 | 0 | 0 | 0 | 0 | 0 | 0 | 0 | 0 | 0 | 0 | 0 | System Off | 0 | 0
1228 | 1228 | 2012-02-21 03:59 | -0.45 | -0.45 | -0.45 | -0.45 | 0 | 0 | 0 | 0 | 0 | 0 | 0 | 0 | 0 | 0 | 0 | 0 | 0 | 0 | 0 | 0 | 0 | System Off | 0 | 0
1229 | 1229 | 2012-02-21 04:59 | -0.49 | -0.49 | -0.49 | -0.49 | 0 | 0 | 0 | 0 | 0 | 0 | 0 | 0 | 0 | 0 | 0 | 0 | 0 | 0 | 0 | 0 | 0 | System Off | 0 | 0
1230 | 1230 | 2012-02-21 05:59 | -0.52 | -0.52 | -0.52 | -0.52 | 0 | 0 | 0 | 0 | 0 | 0 | 0 | 0 | 0 | 0 | 0 | 0 | 0 | 0 | 0 | 0 | 0 | System Off | 0 | 0
1231 | 1231 | 2012-02-21 06:59 | 0.68 | 1.82 | 1.82 | 0.68 | 68.3 | 31.82 | 24 | 14.82 | 73.45 | 0.41 | 0.43 | 0.42 | 0.01 | 36.53 | 0 | 0 | 18.76 | 0.17525 | 0.056448 | 0.002 | 8.33 | System Off | 0 | 0
1232 | 1232 | 2012-02-21 07:59 | 1.88 | 5.78 | 5.78 | 1.88 | 247.89 | 208.22 | 85 | 15.19 | 254.17 | 0.93 | 0.82 | 0.8 | 0.08 | 182.79 | 0 | 0 | 66.07 | 0.18001 | 0.056448 | 0.009 | 10.59 | System Off | 1 | 0
1233 | 1233 | 2012-02-21 08:59 | 3.08 | 11.69 | 11.69 | 3.08 | 563.03 | 517.33 | 193 | 15.19 | 561.45 | 0.98 | 0.92 | 0.9 | 0.19 | 384.72 | 0 | 0 | 149.86 | 0.17935 | 0.056448 | 0.019 | 9.84 | System Off | 1 | 0
1234 | 1234 | 2012-02-21 09:59 | 4.36 | 17.64 | 17.64 | 4.36 | 896.44 | 843.77 | 309 | 15.11 | 881 | 1 | 0.96 | 0.94 | 0.31 | 577.6 | 0 | 0 | 239.94 | 0.18424 | 0.056448 | 0.031 | 10.03 | System Off | 1 | 0
1235 | 1235 | 2012-02-21 10:59 | 5.64 | 20.63 | 20.63 | 5.64 | 1036.44 | 980.67 | 360 | 14.99 | 1014.26 | 0.97 | 0.97 | 0.95 | 0.35 | 617.94 | 0 | 0 | 279.86 | 0.1886 | 0.056448 | 0.036 | 10 | System Off | 1 | 0
1236 | 1236 | 2012-02-21 11:59 | 6.93 | 16.93 | 16.93 | 6.93 | 706.24 | 657.62 | 245 | 15.01 | 699.55 | 0.98 | 0.94 | 0.92 | 0.24 | 391.44 | 0 | 0 | 190.64 | 0.18469 | 0.056448 | 0.025 | 10.2 | System Off | 1 | 0
1237 | 1237 | 2012-02-21 12:59 | 7.15 | 18.34 | 18.34 | 7.15 | 783.31 | 733.07 | 272 | 15 | 773.35 | 0.99 | 0.95 | 0.93 | 0.27 | 469.59 | 0 | 0 | 211.63 | 0.18635 | 0.056448 | 0.027 | 9.93 | System Off | 1 | 0
1238 | 1238 | 2012-02-21 13:59 | 7.37 | 14.05 | 14.05 | 7.37 | 458.43 | 414.79 | 160 | 14.92 | 460.82 | 0.94 | 0.9 | 0.88 | 0.15 | 307.31 | 0 | 0 | 124.73 | 0.18107 | 0.056448 | 0.016 | 10 | System Off | 1 | 0
1239 | 1239 | 2012-02-21 14:59 | 7.59 | 11.3 | 11.3 | 7.59 | 247.79 | 208.12 | 87 | 14.83 | 254.71 | 0.91 | 0.82 | 0.8 | 0.08 | 170.97 | 0 | 0 | 67.94 | 0.17773 | 0.056448 | 0.009 | 10.34 | System Off | 1 | 0
1240 | 1240 | 2012-02-21 15:59 | 6.19 | 7.12 | 7.12 | 6.19 | 57.45 | 21.16 | 21 | 14.25 | 62.5 | 0.47 | 0.34 | 0.33 | 0.01 | 17.8 | 0 | 0 | 16.53 | 0.18282 | 0.056448 | 0.002 | 9.52 | System Off | 0 | 0
1241 | 1241 | 2012-02-21 16:59 | 4.79 | 4.79 | 4.79 | 4.79 | 0 | 0 | 0 | 0 | 0 | 0 | 0 | 0 | 0 | 0 | 0 | 0 | 0 | 0 | 0 | 0 | 0 | System Off | 0 | 0
1242 | 1242 | 2012-02-21 17:59 | 3.39 | 3.39 | 3.39 | 3.39 | 0 | 0 | 0 | 0 | 0 | 0 | 0 | 0 | 0 | 0 | 0 | 0 | 0 | 0 | 0 | 0 | 0 | System Off | 0 | 0
1243 | 1243 | 2012-02-21 18:59 | 2.83 | 2.83 | 2.83 | 2.83 | 0 | 0 | 0 | 0 | 0 | 0 | 0 | 0 | 0 | 0 | 0 | 0 | 0 | 0 | 0 | 0 | 0 | System Off | 0 | 0
1244 | 1244 | 2012-02-21 19:59 | 2.27 | 2.27 | 2.27 | 2.27 | 0 | 0 | 0 | 0 | 0 | 0 | 0 | 0 | 0 | 0 | 0 | 0 | 0 | 0 | 0 | 0 | 0 | System Off | 0 | 0
1245 | 1245 | 2012-02-21 20:59 | 1.71 | 1.71 | 1.71 | 1.71 | 0 | 0 | 0 | 0 | 0 | 0 | 0 | 0 | 0 | 0 | 0 | 0 | 0 | 0 | 0 | 0 | 0 | System Off | 0 | 0
1246 | 1246 | 2012-02-21 21:59 | 1.41 | 1.41 | 1.41 | 1.41 | 0 | 0 | 0 | 0 | 0 | 0 | 0 | 0 | 0 | 0 | 0 | 0 | 0 | 0 | 0 | 0 | 0 | System Off | 0 | 0
1247 | 1247 | 2012-02-21 22:59 | 1.12 | 1.12 | 1.12 | 1.12 | 0 | 0 | 0 | 0 | 0 | 0 | 0 | 0 | 0 | 0 | 0 | 0 | 0 | 0 | 0 | 0 | 0 | System Off | 0 | 0
1248 | 1248 | 2012-02-21 23:59 | 0.82 | 0.82 | 0.82 | 0.82 | 0 | 0 | 0 | 0 | 0 | 0 | 0 | 0 | 0 | 0 | 0 | 0 | 0 | 0 | 0 | 0 | 0 | System Off | 0 | 0
1249 | 1249 | 2012-02-22 00:59 | 0.62 | 0.62 | 0.62 | 0.62 | 0 | 0 | 0 | 0 | 0 | 0 | 0 | 0 | 0 | 0 | 0 | 0 | 0 | 0 | 0 | 0 | 0 | System Off | 0 | 0
1250 | 1250 | 2012-02-22 01:59 | 0.41 | 0.41 | 0.41 | 0.41 | 0 | 0 | 0 | 0 | 0 | 0 | 0 | 0 | 0 | 0 | 0 | 0 | 0 | 0 | 0 | 0 | 0 | System Off | 0 | 0
1251 | 1251 | 2012-02-22 02:59 | 0.21 | 0.21 | 0.21 | 0.21 | 0 | 0 | 0 | 0 | 0 | 0 | 0 | 0 | 0 | 0 | 0 | 0 | 0 | 0 | 0 | 0 | 0 | System Off | 0 | 0
1252 | 1252 | 2012-02-22 03:59 | 0.1 | 0.1 | 0.1 | 0.1 | 0 | 0 | 0 | 0 | 0 | 0 | 0 | 0 | 0 | 0 | 0 | 0 | 0 | 0 | 0 | 0 | 0 | System Off | 0 | 0
1253 | 1253 | 2012-02-22 04:59 | 0 | 0 | 0 | 0 | 0 | 0 | 0 | 0 | 0 | 0 | 0 | 0 | 0 | 0 | 0 | 0 | 0 | 0 | 0 | 0 | 0 | System Off | 0 | 0
1254 | 1254 | 2012-02-22 05:59 | -0.11 | -0.11 | -0.11 | -0.11 | 0 | 0 | 0 | 0 | 0 | 0 | 0 | 0 | 0 | 0 | 0 | 0 | 0 | 0 | 0 | 0 | 0 | System Off | 0 | 0
1255 | 1255 | 2012-02-22 06:59 | 1.44 | 2.63 | 2.63 | 1.44 | 68.38 | 31.9 | 24 | 14.84 | 73.58 | 0.41 | 0.43 | 0.42 | 0.01 | 36.62 | 0 | 0 | 18.75 | 0.1763 | 0.056448 | 0.002 | 8.33 | System Off | 0 | 0
1256 | 1256 | 2012-02-22 07:59 | 2.98 | 8.81 | 8.81 | 2.98 | 365.49 | 323.63 | 126 | 15.11 | 369.85 | 0.95 | 0.88 | 0.86 | 0.12 | 284.11 | 0 | 0 | 98 | 0.18366 | 0.056448 | 0.013 | 10.32 | System Off | 1 | 0
1257 | 1257 | 2012-02-22 08:59 | 4.53 | 15.99 | 15.99 | 4.53 | 737.24 | 687.97 | 254 | 15.12 | 729.06 | 0.98 | 0.94 | 0.92 | 0.25 | 511.63 | 0 | 0 | 197.28 | 0.18176 | 0.056448 | 0.025 | 9.84 | System Off | 1 | 0
1258 | 1258 | 2012-02-22 09:59 | 6.06 | 22.98 | 22.98 | 6.06 | 1078.26 | 1021.54 | 378 | 14.86 | 1054.1 | 0.98 | 0.97 | 0.95 | 0.37 | 699.28 | 0 | 0 | 294.2 | 0.19012 | 0.056448 | 0.038 | 10.05 | System Off | 1 | 0
1259 | 1259 | 2012-02-22 10:59 | 7.6 | 26.15 | 26.15 | 7.6 | 1167.32 | 1108.55 | 413 | 14.72 | 1138.68 | 0.97 | 0.97 | 0.95 | 0.4 | 698.52 | 0 | 0 | 321.88 | 0.19411 | 0.056448 | 0.041 | 9.93 | System Off | 1 | 0
1260 | 1260 | 2012-02-22 11:59 | 9.14 | 28.19 | 28.19 | 9.14 | 1191.49 | 1132.15 | 425 | 14.6 | 1161.75 | 0.96 | 0.97 | 0.95 | 0.41 | 673.9 | 0 | 0 | 331.7 | 0.19698 | 0.056448 | 0.042 | 9.88 | System Off | 1 | 0
1261 | 1261 | 2012-02-22 12:59 | 9.23 | 26.99 | 26.99 | 9.23 | 1153.94 | 1095.48 | 410 | 14.66 | 1126.13 | 0.97 | 0.97 | 0.95 | 0.4 | 701.75 | 0 | 0 | 319.88 | 0.19634 | 0.056448 | 0.041 | 10 | System Off | 1 | 0
1262 | 1262 | 2012-02-22 13:59 | 9.32 | 21.23 | 21.23 | 9.32 | 796.63 | 746.11 | 280 | 14.82 | 786.43 | 0.96 | 0.95 | 0.93 | 0.27 | 552.78 | 0 | 0 | 218.31 | 0.18986 | 0.056448 | 0.028 | 10 | System Off | 1 | 0
1263 | 1263 | 2012-02-22 14:59 | 9.42 | 14.25 | 14.25 | 9.42 | 324.63 | 283.54 | 114 | 14.83 | 330.63 | 0.87 | 0.86 | 0.84 | 0.1 | 232.92 | 0 | 0 | 89.01 | 0.18162 | 0.056448 | 0.012 | 10.53 | System Off | 1 | 0
1264 | 1264 | 2012-02-22 15:59 | 8.07 | 10.02 | 10.02 | 8.07 | 123.52 | 86.09 | 44 | 14.62 | 130.47 | 0.67 | 0.66 | 0.65 | 0.03 | 72.41 | 0 | 0 | 34.47 | 0.17624 | 0.056448 | 0.004 | 9.09 | System Off | 1 | 0
1265 | 1265 | 2012-02-22 16:59 | 6.72 | 6.72 | 6.72 | 6.72 | 0 | 0 | 0 | 0 | 0 | 0 | 0 | 0 | 0 | 0 | 0 | 0 | 0 | 0 | 0 | 0 | 0 | System Off | 0 | 0
1266 | 1266 | 2012-02-22 17:59 | 5.38 | 5.38 | 5.38 | 5.38 | 0 | 0 | 0 | 0 | 0 | 0 | 0 | 0 | 0 | 0 | 0 | 0 | 0 | 0 | 0 | 0 | 0 | System Off | 0 | 0
1267 | 1267 | 2012-02-22 18:59 | 5.09 | 5.09 | 5.09 | 5.09 | 0 | 0 | 0 | 0 | 0 | 0 | 0 | 0 | 0 | 0 | 0 | 0 | 0 | 0 | 0 | 0 | 0 | System Off | 0 | 0
1268 | 1268 | 2012-02-22 19:59 | 4.81 | 4.81 | 4.81 | 4.81 | 0 | 0 | 0 | 0 | 0 | 0 | 0 | 0 | 0 | 0 | 0 | 0 | 0 | 0 | 0 | 0 | 0 | System Off | 0 | 0
1269 | 1269 | 2012-02-22 20:59 | 4.52 | 4.52 | 4.52 | 4.52 | 0 | 0 | 0 | 0 | 0 | 0 | 0 | 0 | 0 | 0 | 0 | 0 | 0 | 0 | 0 | 0 | 0 | System Off | 0 | 0
1270 | 1270 | 2012-02-22 21:59 | 4.65 | 4.65 | 4.65 | 4.65 | 0 | 0 | 0 | 0 | 0 | 0 | 0 | 0 | 0 | 0 | 0 | 0 | 0 | 0 | 0 | 0 | 0 | System Off | 0 | 0
1271 | 1271 | 2012-02-22 22:59 | 4.77 | 4.77 | 4.77 | 4.77 | 0 | 0 | 0 | 0 | 0 | 0 | 0 | 0 | 0 | 0 | 0 | 0 | 0 | 0 | 0 | 0 | 0 | System Off | 0 | 0
1272 | 1272 | 2012-02-22 23:59 | 4.9 | 4.9 | 4.9 | 4.9 | 0 | 0 | 0 | 0 | 0 | 0 | 0 | 0 | 0 | 0 | 0 | 0 | 0 | 0 | 0 | 0 | 0 | System Off | 0 | 0
1273 | 1273 | 2012-02-23 00:59 | 5.2 | 5.2 | 5.2 | 5.2 | 0 | 0 | 0 | 0 | 0 | 0 | 0 | 0 | 0 | 0 | 0 | 0 | 0 | 0 | 0 | 0 | 0 | System Off | 0 | 0
1274 | 1274 | 2012-02-23 01:59 | 5.51 | 5.51 | 5.51 | 5.51 | 0 | 0 | 0 | 0 | 0 | 0 | 0 | 0 | 0 | 0 | 0 | 0 | 0 | 0 | 0 | 0 | 0 | System Off | 0 | 0
1275 | 1275 | 2012-02-23 02:59 | 5.81 | 5.81 | 5.81 | 5.81 | 0 | 0 | 0 | 0 | 0 | 0 | 0 | 0 | 0 | 0 | 0 | 0 | 0 | 0 | 0 | 0 | 0 | System Off | 0 | 0
1276 | 1276 | 2012-02-23 03:59 | 5.93 | 5.93 | 5.93 | 5.93 | 0 | 0 | 0 | 0 | 0 | 0 | 0 | 0 | 0 | 0 | 0 | 0 | 0 | 0 | 0 | 0 | 0 | System Off | 0 | 0
1277 | 1277 | 2012-02-23 04:59 | 6.06 | 6.06 | 6.06 | 6.06 | 0 | 0 | 0 | 0 | 0 | 0 | 0 | 0 | 0 | 0 | 0 | 0 | 0 | 0 | 0 | 0 | 0 | System Off | 0 | 0
1278 | 1278 | 2012-02-23 05:59 | 6.18 | 6.18 | 6.18 | 6.18 | 0 | 0 | 0 | 0 | 0 | 0 | 0 | 0 | 0 | 0 | 0 | 0 | 0 | 0 | 0 | 0 | 0 | System Off | 0 | 0
1279 | 1279 | 2012-02-23 06:59 | 6.68 | 7.02 | 7.02 | 6.68 | 22.06 | 0 | 8 | 14.36 | 25.01 | 0 | 0 | 0 | 0 | 0 | 0 | 0 | 6.29 | 0.18284 | 0.056448 | 0.001 | 12.5 | System Off | 0 | 0
1280 | 1280 | 2012-02-23 07:59 | 7.18 | 10.03 | 10.03 | 7.18 | 198.99 | 160.21 | 70 | 14.81 | 206.19 | 0.85 | 0.78 | 0.76 | 0.06 | 140.65 | 0 | 0 | 54.7 | 0.17632 | 0.056448 | 0.007 | 10 | System Off | 1 | 0
1281 | 1281 | 2012-02-23 08:59 | 7.68 | 10.68 | 10.68 | 7.68 | 207.53 | 168.6 | 73 | 14.81 | 214.75 | 0.81 | 0.79 | 0.77 | 0.06 | 125.38 | 0 | 0 | 57.04 | 0.17716 | 0.056448 | 0.007 | 9.59 | System Off | 1 | 0
1282 | 1282 | 2012-02-23 09:59 | 8.42 | 10.33 | 10.33 | 8.42 | 131.34 | 93.77 | 47 | 14.55 | 138.41 | 0.63 | 0.68 | 0.66 | 0.03 | 64.19 | 0 | 0 | 36.85 | 0.17687 | 0.056448 | 0.005 | 10.64 | System Off | 0 | 0
1283 | 1283 | 2012-02-23 10:59 | 9.16 | 12.02 | 12.02 | 9.16 | 201.41 | 162.58 | 71 | 14.77 | 208.8 | 0.83 | 0.78 | 0.76 | 0.06 | 102.45 | 0 | 0 | 55.5 | 0.17909 | 0.056448 | 0.007 | 9.86 | System Off | 1 | 0
1284 | 1284 | 2012-02-23 11:59 | 9.9 | 12.7 | 12.7 | 9.9 | 198.36 | 159.59 | 71 | 14.55 | 205.85 | 0.84 | 0.78 | 0.76 | 0.06 | 94.99 | 0 | 0 | 55.66 | 0.18013 | 0.056448 | 0.007 | 9.86 | System Off | 1 | 0
1285 | 1285 | 2012-02-23 12:59 | 9.6 | 11.03 | 11.03 | 9.6 | 96.98 | 60.01 | 35 | 14.43 | 103.55 | 0.56 | 0.58 | 0.57 | 0.02 | 38.44 | 0 | 0 | 27.49 | 0.17789 | 0.056448 | 0.004 | 11.43 | System Off | 0 | 0
1286 | 1286 | 2012-02-23 13:59 | 9.3 | 10.38 | 10.38 | 9.3 | 70.84 | 34.32 | 26 | 14.19 | 76.61 | 0.38 | 0.45 | 0.44 | 0.01 | 25.43 | 0 | 0 | 20.49 | 0.17703 | 0.056448 | 0.003 | 11.54 | System Off | 0 | 0
1287 | 1287 | 2012-02-23 14:59 | 9.01 | 11.99 | 11.99 | 9.01 | 198.44 | 159.67 | 70 | 14.76 | 205.85 | 0.85 | 0.78 | 0.76 | 0.06 | 131.16 | 0 | 0 | 54.73 | 0.17884 | 0.056448 | 0.007 | 10 | System Off | 1 | 0
1288 | 1288 | 2012-02-23 15:59 | 8.85 | 10.38 | 10.38 | 8.85 | 96.11 | 59.15 | 35 | 14.3 | 102.6 | 0.57 | 0.58 | 0.56 | 0.02 | 49.75 | 0 | 0 | 27.53 | 0.17687 | 0.056448 | 0.004 | 11.43 | System Off | 0 | 0
1289 | 1289 | 2012-02-23 16:59 | 8.7 | 8.7 | 8.7 | 8.7 | 0 | 0 | 0 | 0 | 0 | 0 | 0 | 0 | 0 | 0 | 0 | 0 | 0 | 0 | 0 | 0 | 0 | System Off | 0 | 0
1290 | 1290 | 2012-02-23 17:59 | 8.55 | 8.55 | 8.55 | 8.55 | 0 | 0 | 0 | 0 | 0 | 0 | 0 | 0 | 0 | 0 | 0 | 0 | 0 | 0 | 0 | 0 | 0 | System Off | 0 | 0
1291 | 1291 | 2012-02-23 18:59 | 8.47 | 8.47 | 8.47 | 8.47 | 0 | 0 | 0 | 0 | 0 | 0 | 0 | 0 | 0 | 0 | 0 | 0 | 0 | 0 | 0 | 0 | 0 | System Off | 0 | 0
1292 | 1292 | 2012-02-23 19:59 | 8.4 | 8.4 | 8.4 | 8.4 | 0 | 0 | 0 | 0 | 0 | 0 | 0 | 0 | 0 | 0 | 0 | 0 | 0 | 0 | 0 | 0 | 0 | System Off | 0 | 0
1293 | 1293 | 2012-02-23 20:59 | 8.32 | 8.32 | 8.32 | 8.32 | 0 | 0 | 0 | 0 | 0 | 0 | 0 | 0 | 0 | 0 | 0 | 0 | 0 | 0 | 0 | 0 | 0 | System Off | 0 | 0
1294 | 1294 | 2012-02-23 21:59 | 8.57 | 8.57 | 8.57 | 8.57 | 0 | 0 | 0 | 0 | 0 | 0 | 0 | 0 | 0 | 0 | 0 | 0 | 0 | 0 | 0 | 0 | 0 | System Off | 0 | 0
1295 | 1295 | 2012-02-23 22:59 | 8.83 | 8.83 | 8.83 | 8.83 | 0 | 0 | 0 | 0 | 0 | 0 | 0 | 0 | 0 | 0 | 0 | 0 | 0 | 0 | 0 | 0 | 0 | System Off | 0 | 0
1296 | 1296 | 2012-02-23 23:59 | 9.08 | 9.08 | 9.08 | 9.08 | 0 | 0 | 0 | 0 | 0 | 0 | 0 | 0 | 0 | 0 | 0 | 0 | 0 | 0 | 0 | 0 | 0 | System Off | 0 | 0
1297 | 1297 | 2012-02-24 00:59 | 8.89 | 8.89 | 8.89 | 8.89 | 0 | 0 | 0 | 0 | 0 | 0 | 0 | 0 | 0 | 0 | 0 | 0 | 0 | 0 | 0 | 0 | 0 | System Off | 0 | 0
1298 | 1298 | 2012-02-24 01:59 | 8.69 | 8.69 | 8.69 | 8.69 | 0 | 0 | 0 | 0 | 0 | 0 | 0 | 0 | 0 | 0 | 0 | 0 | 0 | 0 | 0 | 0 | 0 | System Off | 0 | 0
1299 | 1299 | 2012-02-24 02:59 | 8.5 | 8.5 | 8.5 | 8.5 | 0 | 0 | 0 | 0 | 0 | 0 | 0 | 0 | 0 | 0 | 0 | 0 | 0 | 0 | 0 | 0 | 0 | System Off | 0 | 0
1300 | 1300 | 2012-02-24 03:59 | 8.56 | 8.56 | 8.56 | 8.56 | 0 | 0 | 0 | 0 | 0 | 0 | 0 | 0 | 0 | 0 | 0 | 0 | 0 | 0 | 0 | 0 | 0 | System Off | 0 | 0
1301 | 1301 | 2012-02-24 04:59 | 8.63 | 8.63 | 8.63 | 8.63 | 0 | 0 | 0 | 0 | 0 | 0 | 0 | 0 | 0 | 0 | 0 | 0 | 0 | 0 | 0 | 0 | 0 | System Off | 0 | 0
1302 | 1302 | 2012-02-24 05:59 | 8.69 | 8.69 | 8.69 | 8.69 | 0 | 0 | 0 | 0 | 0 | 0 | 0 | 0 | 0 | 0 | 0 | 0 | 0 | 0 | 0 | 0 | 0 | System Off | 0 | 0
1303 | 1303 | 2012-02-24 06:59 | 9.03 | 10.1 | 10.1 | 9.03 | 71.9 | 35.36 | 26 | 14.4 | 77.68 | 0.38 | 0.46 | 0.45 | 0.01 | 40.59 | 0 | 0 | 20.43 | 0.17666 | 0.056448 | 0.003 | 11.54 | System Off | 0 | 0
1304 | 1304 | 2012-02-24 07:59 | 9.37 | 11.92 | 11.92 | 9.37 | 183.4 | 144.9 | 65 | 14.7 | 190.85 | 0.76 | 0.76 | 0.74 | 0.05 | 127.21 | 0 | 0 | 50.87 | 0.17908 | 0.056448 | 0.007 | 10.77 | System Off | 1 | 0
1305 | 1305 | 2012-02-24 08:59 | 9.72 | 13.25 | 13.25 | 9.72 | 264.53 | 224.56 | 93 | 14.81 | 271.46 | 0.85 | 0.83 | 0.81 | 0.08 | 167 | 0 | 0 | 72.66 | 0.18098 | 0.056448 | 0.009 | 9.68 | System Off | 1 | 0
1306 | 1306 | 2012-02-24 09:59 | 10.17 | 12.57 | 12.57 | 10.17 | 173.91 | 135.58 | 62 | 14.61 | 181.43 | 0.8 | 0.75 | 0.73 | 0.05 | 92.81 | 0 | 0 | 48.58 | 0.18004 | 0.056448 | 0.006 | 9.68 | System Off | 1 | 0
1307 | 1307 | 2012-02-24 10:59 | 10.62 | 14.77 | 14.77 | 10.62 | 299.9 | 259.27 | 106 | 14.74 | 306.45 | 0.84 | 0.85 | 0.83 | 0.09 | 163.37 | 0 | 0 | 82.88 | 0.18289 | 0.056448 | 0.011 | 10.38 | System Off | 1 | 0
1308 | 1308 | 2012-02-24 11:59 | 11.08 | 13.53 | 13.53 | 11.08 | 170.74 | 132.46 | 61 | 14.58 | 178.35 | 0.81 | 0.74 | 0.73 | 0.05 | 78.85 | 0 | 0 | 47.81 | 0.18126 | 0.056448 | 0.006 | 9.84 | System Off | 1 | 0
1309 | 1309 | 2012-02-24 12:59 | 11.09 | 16.38 | 16.38 | 11.09 | 382.65 | 340.47 | 135 | 14.76 | 387.59 | 0.88 | 0.88 | 0.86 | 0.12 | 218.1 | 0 | 0 | 105.49 | 0.18502 | 0.056448 | 0.014 | 10.37 | System Off | 1 | 0
1310 | 1310 | 2012-02-24 13:59 | 11.1 | 12.24 | 12.24 | 11.1 | 79.72 | 43.05 | 29 | 14.32 | 85.91 | 0.67 | 0.5 | 0.49 | 0.02 | 31.9 | 0 | 0 | 22.81 | 0.17966 | 0.056448 | 0.003 | 10.34 | System Off | 0 | 0
1311 | 1311 | 2012-02-24 14:59 | 11.12 | 14.48 | 14.48 | 11.12 | 247.9 | 208.23 | 88 | 14.67 | 255.2 | 0.9 | 0.82 | 0.8 | 0.08 | 171.05 | 0 | 0 | 68.88 | 0.18268 | 0.056448 | 0.009 | 10.23 | System Off | 1 | 0
1312 | 1312 | 2012-02-24 15:59 | 10.75 | 11.95 | 11.95 | 10.75 | 85.8 | 49.02 | 31 | 14.42 | 92.15 | 0.63 | 0.53 | 0.52 | 0.02 | 41.23 | 0 | 0 | 24.35 | 0.17928 | 0.056448 | 0.003 | 9.68 | System Off | 0 | 0
1313 | 1313 | 2012-02-24 16:59 | 10.38 | 10.38 | 10.38 | 10.38 | 0 | 0 | 0 | 0 | 0 | 0 | 0 | 0 | 0 | 0 | 0 | 0 | 0 | 0 | 0 | 0 | 0 | System Off | 0 | 0
1314 | 1314 | 2012-02-24 17:59 | 10.02 | 10.02 | 10.02 | 10.02 | 0 | 0 | 0 | 0 | 0 | 0 | 0 | 0 | 0 | 0 | 0 | 0 | 0 | 0 | 0 | 0 | 0 | System Off | 0 | 0
1315 | 1315 | 2012-02-24 18:59 | 9.91 | 9.91 | 9.91 | 9.91 | 0 | 0 | 0 | 0 | 0 | 0 | 0 | 0 | 0 | 0 | 0 | 0 | 0 | 0 | 0 | 0 | 0 | System Off | 0 | 0
1316 | 1316 | 2012-02-24 19:59 | 9.8 | 9.8 | 9.8 | 9.8 | 0 | 0 | 0 | 0 | 0 | 0 | 0 | 0 | 0 | 0 | 0 | 0 | 0 | 0 | 0 | 0 | 0 | System Off | 0 | 0
1317 | 1317 | 2012-02-24 20:59 | 9.69 | 9.69 | 9.69 | 9.69 | 0 | 0 | 0 | 0 | 0 | 0 | 0 | 0 | 0 | 0 | 0 | 0 | 0 | 0 | 0 | 0 | 0 | System Off | 0 | 0
1318 | 1318 | 2012-02-24 21:59 | 9.59 | 9.59 | 9.59 | 9.59 | 0 | 0 | 0 | 0 | 0 | 0 | 0 | 0 | 0 | 0 | 0 | 0 | 0 | 0 | 0 | 0 | 0 | System Off | 0 | 0
1319 | 1319 | 2012-02-24 22:59 | 9.49 | 9.49 | 9.49 | 9.49 | 0 | 0 | 0 | 0 | 0 | 0 | 0 | 0 | 0 | 0 | 0 | 0 | 0 | 0 | 0 | 0 | 0 | System Off | 0 | 0
1320 | 1320 | 2012-02-24 23:59 | 9.39 | 9.39 | 9.39 | 9.39 | 0 | 0 | 0 | 0 | 0 | 0 | 0 | 0 | 0 | 0 | 0 | 0 | 0 | 0 | 0 | 0 | 0 | System Off | 0 | 0
1321 | 1321 | 2012-02-25 00:59 | 8.95 | 8.95 | 8.95 | 8.95 | 0 | 0 | 0 | 0 | 0 | 0 | 0 | 0 | 0 | 0 | 0 | 0 | 0 | 0 | 0 | 0 | 0 | System Off | 0 | 0
1322 | 1322 | 2012-02-25 01:59 | 8.51 | 8.51 | 8.51 | 8.51 | 0 | 0 | 0 | 0 | 0 | 0 | 0 | 0 | 0 | 0 | 0 | 0 | 0 | 0 | 0 | 0 | 0 | System Off | 0 | 0
1323 | 1323 | 2012-02-25 02:59 | 8.07 | 8.07 | 8.07 | 8.07 | 0 | 0 | 0 | 0 | 0 | 0 | 0 | 0 | 0 | 0 | 0 | 0 | 0 | 0 | 0 | 0 | 0 | System Off | 0 | 0
1324 | 1324 | 2012-02-25 03:59 | 7.69 | 7.69 | 7.69 | 7.69 | 0 | 0 | 0 | 0 | 0 | 0 | 0 | 0 | 0 | 0 | 0 | 0 | 0 | 0 | 0 | 0 | 0 | System Off | 0 | 0
1325 | 1325 | 2012-02-25 04:59 | 7.32 | 7.32 | 7.32 | 7.32 | 0 | 0 | 0 | 0 | 0 | 0 | 0 | 0 | 0 | 0 | 0 | 0 | 0 | 0 | 0 | 0 | 0 | System Off | 0 | 0
1326 | 1326 | 2012-02-25 05:59 | 6.94 | 6.94 | 6.94 | 6.94 | 0 | 0 | 0 | 0 | 0 | 0 | 0 | 0 | 0 | 0 | 0 | 0 | 0 | 0 | 0 | 0 | 0 | System Off | 0 | 0
1327 | 1327 | 2012-02-25 06:59 | 7.54 | 9.17 | 9.17 | 7.54 | 92.9 | 56 | 33 | 14.66 | 99.23 | 0.59 | 0.56 | 0.55 | 0.02 | 64.29 | 0 | 0 | 25.84 | 0.18277 | 0.056448 | 0.003 | 9.09 | System Off | 1 | 0
1328 | 1328 | 2012-02-25 07:59 | 8.14 | 14.02 | 14.02 | 8.14 | 388.49 | 346.19 | 136 | 14.88 | 392.93 | 0.95 | 0.88 | 0.86 | 0.13 | 303.92 | 0 | 0 | 106.1 | 0.18094 | 0.056448 | 0.014 | 10.29 | System Off | 1 | 0
1329 | 1329 | 2012-02-25 08:59 | 8.75 | 13.05 | 13.05 | 8.75 | 309.16 | 268.36 | 109 | 14.77 | 315.31 | 0.92 | 0.85 | 0.83 | 0.1 | 199.57 | 0 | 0 | 85.19 | 0.18044 | 0.056448 | 0.011 | 10.09 | System Off | 1 | 0
1330 | 1330 | 2012-02-25 09:59 | 9.22 | 16.68 | 16.68 | 9.22 | 539.83 | 494.59 | 189 | 14.88 | 539.81 | 0.95 | 0.92 | 0.9 | 0.18 | 338.57 | 0 | 0 | 147.41 | 0.18512 | 0.056448 | 0.019 | 10.05 | System Off | 1 | 0
1331 | 1331 | 2012-02-25 10:59 | 9.69 | 16.88 | 16.88 | 9.69 | 517.55 | 472.74 | 181 | 14.89 | 518.35 | 0.93 | 0.91 | 0.89 | 0.17 | 297.89 | 0 | 0 | 141.15 | 0.18537 | 0.056448 | 0.018 | 9.94 | System Off | 1 | 0
1332 | 1332 | 2012-02-25 11:59 | 10.17 | 16.57 | 16.57 | 10.17 | 457.92 | 414.29 | 161 | 14.81 | 460.72 | 0.93 | 0.9 | 0.88 | 0.15 | 246.6 | 0 | 0 | 125.7 | 0.18504 | 0.056448 | 0.016 | 9.94 | System Off | 1 | 0
1333 | 1333 | 2012-02-25 12:59 | 10.24 | 20.66 | 20.66 | 10.24 | 752.48 | 702.89 | 264 | 14.85 | 744.23 | 0.94 | 0.94 | 0.92 | 0.25 | 450.26 | 0 | 0 | 205.86 | 0.19036 | 0.056448 | 0.026 | 9.85 | System Off | 1 | 0
1334 | 1334 | 2012-02-25 13:59 | 10.31 | 18.21 | 18.21 | 10.31 | 569.5 | 523.66 | 200 | 14.83 | 568.58 | 0.95 | 0.92 | 0.9 | 0.19 | 387.97 | 0 | 0 | 156.07 | 0.18722 | 0.056448 | 0.02 | 10 | System Off | 1 | 0
1335 | 1335 | 2012-02-25 14:59 | 10.39 | 12.77 | 12.77 | 10.39 | 166.42 | 128.22 | 60 | 14.45 | 173.94 | 0.83 | 0.74 | 0.72 | 0.05 | 105.33 | 0 | 0 | 47.11 | 0.18025 | 0.056448 | 0.006 | 10 | System Off | 1 | 0
1336 | 1336 | 2012-02-25 15:59 | 9.31 | 10.16 | 10.16 | 9.31 | 56.64 | 20.37 | 21 | 14.05 | 61.83 | 0.47 | 0.33 | 0.32 | 0.01 | 17.13 | 0 | 0 | 16.58 | 0.17679 | 0.056448 | 0.002 | 9.52 | System Off | 0 | 0
1337 | 1337 | 2012-02-25 16:59 | 8.24 | 8.24 | 8.24 | 8.24 | 0 | 0 | 0 | 0 | 0 | 0 | 0 | 0 | 0 | 0 | 0 | 0 | 0 | 0 | 0 | 0 | 0 | System Off | 0 | 0
1338 | 1338 | 2012-02-25 17:59 | 7.17 | 7.17 | 7.17 | 7.17 | 0 | 0 | 0 | 0 | 0 | 0 | 0 | 0 | 0 | 0 | 0 | 0 | 0 | 0 | 0 | 0 | 0 | System Off | 0 | 0
1339 | 1339 | 2012-02-25 18:59 | 6.44 | 6.44 | 6.44 | 6.44 | 0 | 0 | 0 | 0 | 0 | 0 | 0 | 0 | 0 | 0 | 0 | 0 | 0 | 0 | 0 | 0 | 0 | System Off | 0 | 0
1340 | 1340 | 2012-02-25 19:59 | 5.71 | 5.71 | 5.71 | 5.71 | 0 | 0 | 0 | 0 | 0 | 0 | 0 | 0 | 0 | 0 | 0 | 0 | 0 | 0 | 0 | 0 | 0 | System Off | 0 | 0
1341 | 1341 | 2012-02-25 20:59 | 4.98 | 4.98 | 4.98 | 4.98 | 0 | 0 | 0 | 0 | 0 | 0 | 0 | 0 | 0 | 0 | 0 | 0 | 0 | 0 | 0 | 0 | 0 | System Off | 0 | 0
1342 | 1342 | 2012-02-25 21:59 | 4.76 | 4.76 | 4.76 | 4.76 | 0 | 0 | 0 | 0 | 0 | 0 | 0 | 0 | 0 | 0 | 0 | 0 | 0 | 0 | 0 | 0 | 0 | System Off | 0 | 0
1343 | 1343 | 2012-02-25 22:59 | 4.53 | 4.53 | 4.53 | 4.53 | 0 | 0 | 0 | 0 | 0 | 0 | 0 | 0 | 0 | 0 | 0 | 0 | 0 | 0 | 0 | 0 | 0 | System Off | 0 | 0
1344 | 1344 | 2012-02-25 23:59 | 4.31 | 4.31 | 4.31 | 4.31 | 0 | 0 | 0 | 0 | 0 | 0 | 0 | 0 | 0 | 0 | 0 | 0 | 0 | 0 | 0 | 0 | 0 | System Off | 0 | 0
1345 | 1345 | 2012-02-26 00:59 | 4.07 | 4.07 | 4.07 | 4.07 | 0 | 0 | 0 | 0 | 0 | 0 | 0 | 0 | 0 | 0 | 0 | 0 | 0 | 0 | 0 | 0 | 0 | System Off | 0 | 0
1346 | 1346 | 2012-02-26 01:59 | 3.84 | 3.84 | 3.84 | 3.84 | 0 | 0 | 0 | 0 | 0 | 0 | 0 | 0 | 0 | 0 | 0 | 0 | 0 | 0 | 0 | 0 | 0 | System Off | 0 | 0
1347 | 1347 | 2012-02-26 02:59 | 3.6 | 3.6 | 3.6 | 3.6 | 0 | 0 | 0 | 0 | 0 | 0 | 0 | 0 | 0 | 0 | 0 | 0 | 0 | 0 | 0 | 0 | 0 | System Off | 0 | 0
1348 | 1348 | 2012-02-26 03:59 | 3.38 | 3.38 | 3.38 | 3.38 | 0 | 0 | 0 | 0 | 0 | 0 | 0 | 0 | 0 | 0 | 0 | 0 | 0 | 0 | 0 | 0 | 0 | System Off | 0 | 0
1349 | 1349 | 2012-02-26 04:59 | 3.17 | 3.17 | 3.17 | 3.17 | 0 | 0 | 0 | 0 | 0 | 0 | 0 | 0 | 0 | 0 | 0 | 0 | 0 | 0 | 0 | 0 | 0 | System Off | 0 | 0
1350 | 1350 | 2012-02-26 05:59 | 2.95 | 2.95 | 2.95 | 2.95 | 0 | 0 | 0 | 0 | 0 | 0 | 0 | 0 | 0 | 0 | 0 | 0 | 0 | 0 | 0 | 0 | 0 | System Off | 0 | 0
1351 | 1351 | 2012-02-26 06:59 | 3.91 | 5.32 | 5.32 | 3.91 | 96.69 | 59.73 | 34 | 14.81 | 102.82 | 0.58 | 0.58 | 0.57 | 0.02 | 68.56 | 0 | 0 | 26.57 | 0.18027 | 0.056448 | 0.003 | 8.82 | System Off | 1 | 0
1352 | 1352 | 2012-02-26 07:59 | 4.87 | 8.24 | 8.24 | 4.87 | 254.48 | 214.69 | 88 | 15.06 | 260.96 | 0.9 | 0.82 | 0.81 | 0.08 | 188.48 | 0 | 0 | 68.53 | 0.1844 | 0.056448 | 0.009 | 10.23 | System Off | 1 | 0
1353 | 1353 | 2012-02-26 08:59 | 5.84 | 8.2 | 8.2 | 5.84 | 187.2 | 148.63 | 66 | 14.77 | 194.26 | 0.76 | 0.77 | 0.75 | 0.05 | 110.54 | 0 | 0 | 51.6 | 0.18466 | 0.056448 | 0.007 | 10.61 | System Off | 1 | 0
1354 | 1354 | 2012-02-26 09:59 | 6.66 | 8.67 | 8.67 | 6.66 | 154.52 | 116.53 | 55 | 14.63 | 161.61 | 0.73 | 0.72 | 0.71 | 0.04 | 79.77 | 0 | 0 | 43.08 | 0.18267 | 0.056448 | 0.006 | 10.91 | System Off | 1 | 0
1355 | 1355 | 2012-02-26 10:59 | 7.48 | 9.56 | 9.56 | 7.48 | 156.4 | 118.38 | 55 | 14.81 | 163.57 | 0.72 | 0.72 | 0.71 | 0.04 | 74.59 | 0 | 0 | 42.98 | 0.18382 | 0.056448 | 0.006 | 10.91 | System Off | 0 | 0
1356 | 1356 | 2012-02-26 11:59 | 8.3 | 9.75 | 9.75 | 8.3 | 104.83 | 67.72 | 38 | 14.37 | 111.45 | 0.52 | 0.61 | 0.59 | 0.02 | 40.31 | 0 | 0 | 29.87 | 0.17626 | 0.056448 | 0.004 | 10.53 | System Off | 0 | 0
1357 | 1357 | 2012-02-26 12:59 | 8.44 | 10.49 | 10.49 | 8.44 | 143.49 | 105.7 | 51 | 14.65 | 150.68 | 0.77 | 0.7 | 0.69 | 0.04 | 67.71 | 0 | 0 | 39.94 | 0.1771 | 0.056448 | 0.005 | 9.8 | System Off | 0 | 0
1358 | 1358 | 2012-02-26 13:59 | 8.58 | 10.12 | 10.12 | 8.58 | 102.23 | 65.17 | 37 | 14.39 | 108.83 | 0.54 | 0.6 | 0.59 | 0.02 | 48.28 | 0 | 0 | 29.07 | 0.17659 | 0.056448 | 0.004 | 10.81 | System Off | 0 | 0
1359 | 1359 | 2012-02-26 14:59 | 8.73 | 9.68 | 9.68 | 8.73 | 59.14 | 22.83 | 22 | 14 | 64.41 | 0.45 | 0.35 | 0.35 | 0.01 | 18.75 | 0 | 0 | 17.38 | 0.18389 | 0.056448 | 0.002 | 9.09 | System Off | 0 | 0
1360 | 1360 | 2012-02-26 15:59 | 7.74 | 9.75 | 9.75 | 7.74 | 125.84 | 88.36 | 45 | 14.56 | 132.79 | 0.66 | 0.67 | 0.65 | 0.03 | 74.32 | 0 | 0 | 35.28 | 0.18368 | 0.056448 | 0.005 | 11.11 | System Off | 1 | 0
1361 | 1361 | 2012-02-26 16:59 | 6.76 | 6.76 | 6.76 | 6.76 | 0 | 0 | 0 | 0 | 0 | 0 | 0 | 0 | 0 | 0 | 0 | 0 | 0 | 0 | 0 | 0 | 0 | System Off | 0 | 0
1362 | 1362 | 2012-02-26 17:59 | 5.78 | 5.78 | 5.78 | 5.78 | 0 | 0 | 0 | 0 | 0 | 0 | 0 | 0 | 0 | 0 | 0 | 0 | 0 | 0 | 0 | 0 | 0 | System Off | 0 | 0
1363 | 1363 | 2012-02-26 18:59 | 5.23 | 5.23 | 5.23 | 5.23 | 0 | 0 | 0 | 0 | 0 | 0 | 0 | 0 | 0 | 0 | 0 | 0 | 0 | 0 | 0 | 0 | 0 | System Off | 0 | 0
1364 | 1364 | 2012-02-26 19:59 | 4.69 | 4.69 | 4.69 | 4.69 | 0 | 0 | 0 | 0 | 0 | 0 | 0 | 0 | 0 | 0 | 0 | 0 | 0 | 0 | 0 | 0 | 0 | System Off | 0 | 0
1365 | 1365 | 2012-02-26 20:59 | 4.14 | 4.14 | 4.14 | 4.14 | 0 | 0 | 0 | 0 | 0 | 0 | 0 | 0 | 0 | 0 | 0 | 0 | 0 | 0 | 0 | 0 | 0 | System Off | 0 | 0
1366 | 1366 | 2012-02-26 21:59 | 3.95 | 3.95 | 3.95 | 3.95 | 0 | 0 | 0 | 0 | 0 | 0 | 0 | 0 | 0 | 0 | 0 | 0 | 0 | 0 | 0 | 0 | 0 | System Off | 0 | 0
1367 | 1367 | 2012-02-26 22:59 | 3.76 | 3.76 | 3.76 | 3.76 | 0 | 0 | 0 | 0 | 0 | 0 | 0 | 0 | 0 | 0 | 0 | 0 | 0 | 0 | 0 | 0 | 0 | System Off | 0 | 0
1368 | 1368 | 2012-02-26 23:59 | 3.57 | 3.57 | 3.57 | 3.57 | 0 | 0 | 0 | 0 | 0 | 0 | 0 | 0 | 0 | 0 | 0 | 0 | 0 | 0 | 0 | 0 | 0 | System Off | 0 | 0
1369 | 1369 | 2012-02-27 00:59 | 3.6 | 3.6 | 3.6 | 3.6 | 0 | 0 | 0 | 0 | 0 | 0 | 0 | 0 | 0 | 0 | 0 | 0 | 0 | 0 | 0 | 0 | 0 | System Off | 0 | 0
1370 | 1370 | 2012-02-27 01:59 | 3.63 | 3.63 | 3.63 | 3.63 | 0 | 0 | 0 | 0 | 0 | 0 | 0 | 0 | 0 | 0 | 0 | 0 | 0 | 0 | 0 | 0 | 0 | System Off | 0 | 0
1371 | 1371 | 2012-02-27 02:59 | 3.66 | 3.66 | 3.66 | 3.66 | 0 | 0 | 0 | 0 | 0 | 0 | 0 | 0 | 0 | 0 | 0 | 0 | 0 | 0 | 0 | 0 | 0 | System Off | 0 | 0
1372 | 1372 | 2012-02-27 03:59 | 3.64 | 3.64 | 3.64 | 3.64 | 0 | 0 | 0 | 0 | 0 | 0 | 0 | 0 | 0 | 0 | 0 | 0 | 0 | 0 | 0 | 0 | 0 | System Off | 0 | 0
1373 | 1373 | 2012-02-27 04:59 | 3.61 | 3.61 | 3.61 | 3.61 | 0 | 0 | 0 | 0 | 0 | 0 | 0 | 0 | 0 | 0 | 0 | 0 | 0 | 0 | 0 | 0 | 0 | System Off | 0 | 0
1374 | 1374 | 2012-02-27 05:59 | 3.59 | 3.59 | 3.59 | 3.59 | 0 | 0 | 0 | 0 | 0 | 0 | 0 | 0 | 0 | 0 | 0 | 0 | 0 | 0 | 0 | 0 | 0 | System Off | 0 | 0
1375 | 1375 | 2012-02-27 06:59 | 4.23 | 6.22 | 6.22 | 4.23 | 115.53 | 78.23 | 41 | 14.68 | 122.05 | 0.73 | 0.64 | 0.63 | 0.03 | 89.8 | 0 | 0 | 32.1 | 0.18108 | 0.056448 | 0.004 | 9.76 | System Off | 1 | 0
1376 | 1376 | 2012-02-27 07:59 | 4.87 | 9.02 | 9.02 | 4.87 | 251.92 | 212.17 | 88 | 14.91 | 258.53 | 0.91 | 0.82 | 0.8 | 0.08 | 186.27 | 0 | 0 | 68.65 | 0.18441 | 0.056448 | 0.009 | 10.23 | System Off | 1 | 0
1377 | 1377 | 2012-02-27 08:59 | 5.51 | 13.41 | 13.41 | 5.51 | 491.97 | 447.67 | 170 | 15.07 | 493.17 | 0.94 | 0.91 | 0.89 | 0.16 | 332.92 | 0 | 0 | 132.22 | 0.17897 | 0.056448 | 0.017 | 10 | System Off | 1 | 0
1378 | 1378 | 2012-02-27 09:59 | 6.57 | 20.26 | 20.26 | 6.57 | 874.51 | 822.32 | 305 | 14.93 | 860.46 | 0.98 | 0.96 | 0.93 | 0.3 | 562.91 | 0 | 0 | 237.32 | 0.18718 | 0.056448 | 0.03 | 9.84 | System Off | 1 | 0
1379 | 1379 | 2012-02-27 10:59 | 7.63 | 21.19 | 21.19 | 7.63 | 881.81 | 829.45 | 309 | 14.86 | 867.53 | 0.97 | 0.96 | 0.94 | 0.3 | 522.66 | 0 | 0 | 240.67 | 0.1889 | 0.056448 | 0.031 | 10.03 | System Off | 1 | 0
1380 | 1380 | 2012-02-27 11:59 | 8.7 | 16.71 | 16.71 | 8.7 | 528.37 | 483.36 | 185 | 14.88 | 528.77 | 0.92 | 0.91 | 0.89 | 0.17 | 287.71 | 0 | 0 | 144.26 | 0.18418 | 0.056448 | 0.019 | 10.27 | System Off | 1 | 0
1381 | 1381 | 2012-02-27 12:59 | 9.09 | 18.24 | 18.24 | 9.09 | 605.56 | 559 | 212 | 14.88 | 603.25 | 0.94 | 0.93 | 0.91 | 0.2 | 358.09 | 0 | 0 | 165.27 | 0.18609 | 0.056448 | 0.021 | 9.91 | System Off | 1 | 0
1382 | 1382 | 2012-02-27 13:59 | 9.49 | 15.04 | 15.04 | 9.49 | 364.35 | 322.52 | 128 | 14.83 | 369.56 | 0.93 | 0.87 | 0.85 | 0.12 | 238.95 | 0 | 0 | 99.93 | 0.18242 | 0.056448 | 0.013 | 10.16 | System Off | 1 | 0
1383 | 1383 | 2012-02-27 14:59 | 9.89 | 12.73 | 12.73 | 9.89 | 183.59 | 145.08 | 66 | 14.49 | 191.12 | 0.76 | 0.76 | 0.74 | 0.05 | 119.18 | 0 | 0 | 51.78 | 0.17986 | 0.056448 | 0.007 | 10.61 | System Off | 1 | 0
1384 | 1384 | 2012-02-27 15:59 | 9.01 | 10.72 | 10.72 | 9.01 | 108.07 | 70.91 | 39 | 14.43 | 114.84 | 0.76 | 0.62 | 0.6 | 0.03 | 59.64 | 0 | 0 | 30.63 | 0.17728 | 0.056448 | 0.004 | 10.26 | System Off | 0 | 0
1385 | 1385 | 2012-02-27 16:59 | 8.13 | 8.13 | 8.13 | 8.13 | 0 | 0 | 0 | 0 | 0 | 0 | 0 | 0 | 0 | 0 | 0 | 0 | 0 | 0 | 0 | 0 | 0 | System Off | 0 | 0
1386 | 1386 | 2012-02-27 17:59 | 7.25 | 7.25 | 7.25 | 7.25 | 0 | 0 | 0 | 0 | 0 | 0 | 0 | 0 | 0 | 0 | 0 | 0 | 0 | 0 | 0 | 0 | 0 | System Off | 0 | 0
1387 | 1387 | 2012-02-27 18:59 | 7.05 | 7.05 | 7.05 | 7.05 | 0 | 0 | 0 | 0 | 0 | 0 | 0 | 0 | 0 | 0 | 0 | 0 | 0 | 0 | 0 | 0 | 0 | System Off | 0 | 0
1388 | 1388 | 2012-02-27 19:59 | 6.85 | 6.85 | 6.85 | 6.85 | 0 | 0 | 0 | 0 | 0 | 0 | 0 | 0 | 0 | 0 | 0 | 0 | 0 | 0 | 0 | 0 | 0 | System Off | 0 | 0
1389 | 1389 | 2012-02-27 20:59 | 6.65 | 6.65 | 6.65 | 6.65 | 0 | 0 | 0 | 0 | 0 | 0 | 0 | 0 | 0 | 0 | 0 | 0 | 0 | 0 | 0 | 0 | 0 | System Off | 0 | 0
1390 | 1390 | 2012-02-27 21:59 | 6.8 | 6.8 | 6.8 | 6.8 | 0 | 0 | 0 | 0 | 0 | 0 | 0 | 0 | 0 | 0 | 0 | 0 | 0 | 0 | 0 | 0 | 0 | System Off | 0 | 0
1391 | 1391 | 2012-02-27 22:59 | 6.95 | 6.95 | 6.95 | 6.95 | 0 | 0 | 0 | 0 | 0 | 0 | 0 | 0 | 0 | 0 | 0 | 0 | 0 | 0 | 0 | 0 | 0 | System Off | 0 | 0
1392 | 1392 | 2012-02-27 23:59 | 7.1 | 7.1 | 7.1 | 7.1 | 0 | 0 | 0 | 0 | 0 | 0 | 0 | 0 | 0 | 0 | 0 | 0 | 0 | 0 | 0 | 0 | 0 | System Off | 0 | 0
1393 | 1393 | 2012-02-28 00:59 | 7.19 | 7.19 | 7.19 | 7.19 | 0 | 0 | 0 | 0 | 0 | 0 | 0 | 0 | 0 | 0 | 0 | 0 | 0 | 0 | 0 | 0 | 0 | System Off | 0 | 0
1394 | 1394 | 2012-02-28 01:59 | 7.27 | 7.27 | 7.27 | 7.27 | 0 | 0 | 0 | 0 | 0 | 0 | 0 | 0 | 0 | 0 | 0 | 0 | 0 | 0 | 0 | 0 | 0 | System Off | 0 | 0
1395 | 1395 | 2012-02-28 02:59 | 7.36 | 7.36 | 7.36 | 7.36 | 0 | 0 | 0 | 0 | 0 | 0 | 0 | 0 | 0 | 0 | 0 | 0 | 0 | 0 | 0 | 0 | 0 | System Off | 0 | 0
1396 | 1396 | 2012-02-28 03:59 | 7.32 | 7.32 | 7.32 | 7.32 | 0 | 0 | 0 | 0 | 0 | 0 | 0 | 0 | 0 | 0 | 0 | 0 | 0 | 0 | 0 | 0 | 0 | System Off | 0 | 0
1397 | 1397 | 2012-02-28 04:59 | 7.29 | 7.29 | 7.29 | 7.29 | 0 | 0 | 0 | 0 | 0 | 0 | 0 | 0 | 0 | 0 | 0 | 0 | 0 | 0 | 0 | 0 | 0 | System Off | 0 | 0
1398 | 1398 | 2012-02-28 05:59 | 7.25 | 7.25 | 7.25 | 7.25 | 0 | 0 | 0 | 0 | 0 | 0 | 0 | 0 | 0 | 0 | 0 | 0 | 0 | 0 | 0 | 0 | 0 | System Off | 0 | 0
1399 | 1399 | 2012-02-28 06:59 | 7.66 | 8.18 | 8.18 | 7.66 | 31.19 | 0 | 11 | 14.77 | 34.87 | 0 | 0 | 0 | 0 | 0 | 0 | 0 | 8.6 | 0.18179 | 0.056448 | 0.001 | 9.09 | System Off | 0 | 0
1400 | 1400 | 2012-02-28 07:59 | 8.06 | 9.7 | 9.7 | 8.06 | 107.28 | 70.13 | 38 | 14.7 | 113.95 | 0.77 | 0.62 | 0.6 | 0.03 | 61.57 | 0 | 0 | 29.74 | 0.18376 | 0.056448 | 0.004 | 10.53 | System Off | 0 | 0
1401 | 1401 | 2012-02-28 08:59 | 8.47 | 12.91 | 12.91 | 8.47 | 307.06 | 266.29 | 108 | 14.81 | 313.23 | 0.92 | 0.85 | 0.83 | 0.1 | 198.04 | 0 | 0 | 84.36 | 0.18 | 0.056448 | 0.011 | 10.19 | System Off | 1 | 0
1402 | 1402 | 2012-02-28 09:59 | 9.01 | 14.23 | 14.23 | 9.01 | 360.36 | 318.6 | 127 | 14.78 | 365.54 | 0.94 | 0.87 | 0.85 | 0.12 | 218.09 | 0 | 0 | 99.22 | 0.18171 | 0.056448 | 0.013 | 10.24 | System Off | 1 | 0
1403 | 1403 | 2012-02-28 10:59 | 9.55 | 12.83 | 12.83 | 9.55 | 222.89 | 183.68 | 79 | 14.69 | 230.24 | 0.88 | 0.8 | 0.78 | 0.07 | 115.74 | 0 | 0 | 61.81 | 0.18004 | 0.056448 | 0.008 | 10.13 | System Off | 1 | 0
1404 | 1404 | 2012-02-28 11:59 | 10.1 | 16.49 | 16.49 | 10.1 | 441.14 | 397.84 | 155 | 14.82 | 444.45 | 0.9 | 0.9 | 0.88 | 0.14 | 236.81 | 0 | 0 | 120.99 | 0.18464 | 0.056448 | 0.016 | 10.32 | System Off | 1 | 0
1405 | 1405 | 2012-02-28 12:59 | 10.27 | 13.22 | 13.22 | 10.27 | 197.91 | 159.14 | 71 | 14.52 | 205.45 | 0.84 | 0.77 | 0.76 | 0.06 | 101.94 | 0 | 0 | 55.68 | 0.18064 | 0.056448 | 0.007 | 9.86 | System Off | 1 | 0
1406 | 1406 | 2012-02-28 13:59 | 10.45 | 12.43 | 12.43 | 10.45 | 130.12 | 92.57 | 47 | 14.42 | 137.36 | 0.63 | 0.67 | 0.66 | 0.03 | 68.58 | 0 | 0 | 36.92 | 0.17968 | 0.056448 | 0.005 | 10.64 | System Off | 0 | 0
1407 | 1407 | 2012-02-28 14:59 | 10.63 | 13.82 | 13.82 | 10.63 | 211.59 | 172.58 | 76 | 14.5 | 219.14 | 0.79 | 0.79 | 0.77 | 0.06 | 141.77 | 0 | 0 | 59.61 | 0.1814 | 0.056448 | 0.008 | 10.53 | System Off | 1 | 0
1408 | 1408 | 2012-02-28 15:59 | 10.25 | 12.95 | 12.95 | 10.25 | 173.7 | 135.37 | 62 | 14.59 | 181.26 | 0.8 | 0.75 | 0.73 | 0.05 | 113.86 | 0 | 0 | 48.58 | 0.18015 | 0.056448 | 0.006 | 9.68 | System Off | 1 | 0
1409 | 1409 | 2012-02-28 16:59 | 9.88 | 9.88 | 9.88 | 9.88 | 0 | 0 | 0 | 0 | 0 | 0 | 0 | 0 | 0 | 0 | 0 | 0 | 0 | 0 | 0 | 0 | 0 | System Off | 0 | 0
1410 | 1410 | 2012-02-28 17:59 | 9.51 | 9.51 | 9.51 | 9.51 | 0 | 0 | 0 | 0 | 0 | 0 | 0 | 0 | 0 | 0 | 0 | 0 | 0 | 0 | 0 | 0 | 0 | System Off | 0 | 0
1411 | 1411 | 2012-02-28 18:59 | 9.2 | 9.2 | 9.2 | 9.2 | 0 | 0 | 0 | 0 | 0 | 0 | 0 | 0 | 0 | 0 | 0 | 0 | 0 | 0 | 0 | 0 | 0 | System Off | 0 | 0
1412 | 1412 | 2012-02-28 19:59 | 8.88 | 8.88 | 8.88 | 8.88 | 0 | 0 | 0 | 0 | 0 | 0 | 0 | 0 | 0 | 0 | 0 | 0 | 0 | 0 | 0 | 0 | 0 | System Off | 0 | 0
1413 | 1413 | 2012-02-28 20:59 | 8.57 | 8.57 | 8.57 | 8.57 | 0 | 0 | 0 | 0 | 0 | 0 | 0 | 0 | 0 | 0 | 0 | 0 | 0 | 0 | 0 | 0 | 0 | System Off | 0 | 0
1414 | 1414 | 2012-02-28 21:59 | 8.6 | 8.6 | 8.6 | 8.6 | 0 | 0 | 0 | 0 | 0 | 0 | 0 | 0 | 0 | 0 | 0 | 0 | 0 | 0 | 0 | 0 | 0 | System Off | 0 | 0
1415 | 1415 | 2012-02-28 22:59 | 8.64 | 8.64 | 8.64 | 8.64 | 0 | 0 | 0 | 0 | 0 | 0 | 0 | 0 | 0 | 0 | 0 | 0 | 0 | 0 | 0 | 0 | 0 | System Off | 0 | 0
1416 | 1416 | 2012-02-28 23:59 | 8.67 | 8.67 | 8.67 | 8.67 | 0 | 0 | 0 | 0 | 0 | 0 | 0 | 0 | 0 | 0 | 0 | 0 | 0 | 0 | 0 | 0 | 0 | System Off | 0 | 0
1417 | 1417 | 2012-02-29 00:59 | 8.68 | 8.68 | 8.68 | 8.68 | 0 | 0 | 0 | 0 | 0 | 0 | 0 | 0 | 0 | 0 | 0 | 0 | 0 | 0 | 0 | 0 | 0 | System Off | 0 | 0
1418 | 1418 | 2012-02-29 01:59 | 8.69 | 8.69 | 8.69 | 8.69 | 0 | 0 | 0 | 0 | 0 | 0 | 0 | 0 | 0 | 0 | 0 | 0 | 0 | 0 | 0 | 0 | 0 | System Off | 0 | 0
1419 | 1419 | 2012-02-29 02:59 | 8.7 | 8.7 | 8.7 | 8.7 | 0 | 0 | 0 | 0 | 0 | 0 | 0 | 0 | 0 | 0 | 0 | 0 | 0 | 0 | 0 | 0 | 0 | System Off | 0 | 0
1420 | 1420 | 2012-02-29 03:59 | 8.55 | 8.55 | 8.55 | 8.55 | 0 | 0 | 0 | 0 | 0 | 0 | 0 | 0 | 0 | 0 | 0 | 0 | 0 | 0 | 0 | 0 | 0 | System Off | 0 | 0
1421 | 1421 | 2012-02-29 04:59 | 8.39 | 8.39 | 8.39 | 8.39 | 0 | 0 | 0 | 0 | 0 | 0 | 0 | 0 | 0 | 0 | 0 | 0 | 0 | 0 | 0 | 0 | 0 | System Off | 0 | 0
1422 | 1422 | 2012-02-29 05:59 | 8.24 | 8.24 | 8.24 | 8.24 | 0 | 0 | 0 | 0 | 0 | 0 | 0 | 0 | 0 | 0 | 0 | 0 | 0 | 0 | 0 | 0 | 0 | System Off | 0 | 0
1423 | 1423 | 2012-02-29 06:59 | 8.74 | 10.84 | 10.84 | 8.74 | 116.51 | 79.2 | 42 | 14.45 | 123.43 | 0.71 | 0.64 | 0.63 | 0.03 | 90.91 | 0 | 0 | 32.97 | 0.17706 | 0.056448 | 0.004 | 9.52 | System Off | 1 | 0
1424 | 1424 | 2012-02-29 07:59 | 9.24 | 12.82 | 12.82 | 9.24 | 204.83 | 165.94 | 73 | 14.61 | 212.3 | 0.82 | 0.78 | 0.76 | 0.06 | 145.68 | 0 | 0 | 57.17 | 0.17931 | 0.056448 | 0.007 | 9.59 | System Off | 1 | 0
1425 | 1425 | 2012-02-29 08:59 | 9.75 | 15.15 | 15.15 | 9.75 | 314.08 | 273.19 | 111 | 14.74 | 320.42 | 0.9 | 0.85 | 0.83 | 0.1 | 203.16 | 0 | 0 | 86.75 | 0.18193 | 0.056448 | 0.011 | 9.91 | System Off | 1 | 0
1426 | 1426 | 2012-02-29 09:59 | 10.56 | 16.87 | 16.87 | 10.56 | 348.98 | 307.43 | 124 | 14.66 | 354.79 | 0.88 | 0.87 | 0.85 | 0.11 | 210.45 | 0 | 0 | 96.98 | 0.18373 | 0.056448 | 0.013 | 10.48 | System Off | 1 | 0
1427 | 1427 | 2012-02-29 10:59 | 11.37 | 19.96 | 19.96 | 11.37 | 450.89 | 407.39 | 161 | 14.59 | 454.35 | 0.93 | 0.9 | 0.88 | 0.15 | 256.71 | 0 | 0 | 125.96 | 0.18675 | 0.056448 | 0.016 | 9.94 | System Off | 1 | 0
1428 | 1428 | 2012-02-29 11:59 | 12.19 | 20.88 | 20.88 | 12.19 | 429.6 | 386.52 | 154 | 14.53 | 433.85 | 0.91 | 0.89 | 0.87 | 0.14 | 230.07 | 0 | 0 | 120.56 | 0.18756 | 0.056448 | 0.016 | 10.39 | System Off | 1 | 0
1429 | 1429 | 2012-02-29 12:59 | 12.92 | 21.18 | 21.18 | 12.92 | 409.2 | 366.51 | 147 | 14.5 | 414.08 | 0.88 | 0.89 | 0.87 | 0.13 | 234.78 | 0 | 0 | 115.14 | 0.18824 | 0.056448 | 0.015 | 10.2 | System Off | 1 | 0
1430 | 1430 | 2012-02-29 13:59 | 13.65 | 22.56 | 22.56 | 13.65 | 444.02 | 400.65 | 160 | 14.45 | 448.06 | 0.87 | 0.89 | 0.87 | 0.14 | 296.84 | 0 | 0 | 125.37 | 0.18995 | 0.056448 | 0.016 | 10 | System Off | 1 | 0
1431 | 1431 | 2012-02-29 14:59 | 14.38 | 20.96 | 20.96 | 14.38 | 327.86 | 286.71 | 119 | 14.35 | 334.69 | 0.84 | 0.86 | 0.84 | 0.1 | 235.52 | 0 | 0 | 93.43 | 0.18888 | 0.056448 | 0.012 | 10.08 | System Off | 1 | 0
1432 | 1432 | 2012-02-29 15:59 | 13.47 | 17.07 | 17.07 | 13.47 | 178.45 | 140.03 | 65 | 14.3 | 186.44 | 0.76 | 0.75 | 0.73 | 0.05 | 117.78 | 0 | 0 | 51.1 | 0.18481 | 0.056448 | 0.007 | 10.77 | System Off | 1 | 0
1433 | 1433 | 2012-02-29 16:59 | 12.56 | 12.56 | 12.56 | 12.56 | 0 | 0 | 0 | 0 | 0 | 0 | 0 | 0 | 0 | 0 | 0 | 0 | 0 | 0 | 0 | 0 | 0 | System Off | 0 | 0
1434 | 1434 | 2012-02-29 17:59 | 11.66 | 11.66 | 11.66 | 11.66 | 0 | 0 | 0 | 0 | 0 | 0 | 0 | 0 | 0 | 0 | 0 | 0 | 0 | 0 | 0 | 0 | 0 | System Off | 0 | 0
1435 | 1435 | 2012-02-29 18:59 | 11.14 | 11.14 | 11.14 | 11.14 | 0 | 0 | 0 | 0 | 0 | 0 | 0 | 0 | 0 | 0 | 0 | 0 | 0 | 0 | 0 | 0 | 0 | System Off | 0 | 0
1436 | 1436 | 2012-02-29 19:59 | 10.62 | 10.62 | 10.62 | 10.62 | 0 | 0 | 0 | 0 | 0 | 0 | 0 | 0 | 0 | 0 | 0 | 0 | 0 | 0 | 0 | 0 | 0 | System Off | 0 | 0
1437 | 1437 | 2012-02-29 20:59 | 10.1 | 10.1 | 10.1 | 10.1 | 0 | 0 | 0 | 0 | 0 | 0 | 0 | 0 | 0 | 0 | 0 | 0 | 0 | 0 | 0 | 0 | 0 | System Off | 0 | 0
1438 | 1438 | 2012-02-29 21:59 | 9.8 | 9.8 | 9.8 | 9.8 | 0 | 0 | 0 | 0 | 0 | 0 | 0 | 0 | 0 | 0 | 0 | 0 | 0 | 0 | 0 | 0 | 0 | System Off | 0 | 0
1439 | 1439 | 2012-02-29 22:59 | 9.51 | 9.51 | 9.51 | 9.51 | 0 | 0 | 0 | 0 | 0 | 0 | 0 | 0 | 0 | 0 | 0 | 0 | 0 | 0 | 0 | 0 | 0 | System Off | 0 | 0
1440 | 1440 | 2012-02-29 23:59 | 9.21 | 9.21 | 9.21 | 9.21 | 0 | 0 | 0 | 0 | 0 | 0 | 0 | 0 | 0 | 0 | 0 | 0 | 0 | 0 | 0 | 0 | 0 | System Off | 0 | 0
1441 | 1441 | 2012-03-01 00:59 | 8.81 | 8.81 | 8.81 | 8.81 | 0 | 0 | 0 | 0 | 0 | 0 | 0 | 0 | 0 | 0 | 0 | 0 | 0 | 0 | 0 | 0 | 0 | System Off | 0 | 0
1442 | 1442 | 2012-03-01 01:59 | 8.41 | 8.41 | 8.41 | 8.41 | 0 | 0 | 0 | 0 | 0 | 0 | 0 | 0 | 0 | 0 | 0 | 0 | 0 | 0 | 0 | 0 | 0 | System Off | 0 | 0
1443 | 1443 | 2012-03-01 02:59 | 8.01 | 8.01 | 8.01 | 8.01 | 0 | 0 | 0 | 0 | 0 | 0 | 0 | 0 | 0 | 0 | 0 | 0 | 0 | 0 | 0 | 0 | 0 | System Off | 0 | 0
1444 | 1444 | 2012-03-01 03:59 | 7.94 | 7.94 | 7.94 | 7.94 | 0 | 0 | 0 | 0 | 0 | 0 | 0 | 0 | 0 | 0 | 0 | 0 | 0 | 0 | 0 | 0 | 0 | System Off | 0 | 0
1445 | 1445 | 2012-03-01 04:59 | 7.87 | 7.87 | 7.87 | 7.87 | 0 | 0 | 0 | 0 | 0 | 0 | 0 | 0 | 0 | 0 | 0 | 0 | 0 | 0 | 0 | 0 | 0 | System Off | 0 | 0
1446 | 1446 | 2012-03-01 05:59 | 7.8 | 7.8 | 7.8 | 7.8 | 0 | 0 | 0 | 0 | 0 | 0 | 0 | 0 | 0 | 0 | 0 | 0 | 0 | 0 | 0 | 0 | 0 | System Off | 0 | 0
1447 | 1447 | 2012-03-01 06:59 | 8.55 | 10.26 | 10.26 | 8.55 | 86.13 | 49.35 | 31 | 14.47 | 92.37 | 0.63 | 0.53 | 0.52 | 0.02 | 56.65 | 0 | 0 | 24.33 | 0.17625 | 0.056448 | 0.003 | 9.68 | System Off | 0 | 0
1448 | 1448 | 2012-03-01 07:59 | 9.3 | 13.31 | 13.31 | 9.3 | 206.85 | 167.93 | 74 | 14.56 | 214.37 | 0.81 | 0.78 | 0.77 | 0.06 | 147.43 | 0 | 0 | 57.98 | 0.17945 | 0.056448 | 0.008 | 10.81 | System Off | 1 | 0
1449 | 1449 | 2012-03-01 08:59 | 10.05 | 16.21 | 16.21 | 10.05 | 319.88 | 278.88 | 114 | 14.61 | 326.25 | 0.88 | 0.85 | 0.84 | 0.1 | 207.39 | 0 | 0 | 89.21 | 0.18251 | 0.056448 | 0.012 | 10.53 | System Off | 1 | 0
1450 | 1450 | 2012-03-01 09:59 | 11.07 | 18.7 | 18.7 | 11.07 | 400.9 | 358.37 | 143 | 14.6 | 405.64 | 0.91 | 0.88 | 0.86 | 0.13 | 245.32 | 0 | 0 | 111.88 | 0.18541 | 0.056448 | 0.014 | 9.79 | System Off | 1 | 0
1451 | 1451 | 2012-03-01 10:59 | 12.1 | 18.83 | 18.83 | 12.1 | 355.9 | 314.22 | 127 | 14.6 | 361.81 | 0.86 | 0.87 | 0.85 | 0.11 | 198 | 0 | 0 | 99.4 | 0.18605 | 0.056448 | 0.013 | 10.24 | System Off | 1 | 0
1452 | 1452 | 2012-03-01 11:59 | 13.13 | 19.89 | 19.89 | 13.13 | 363.46 | 321.63 | 131 | 14.45 | 369.33 | 0.92 | 0.87 | 0.85 | 0.12 | 191.45 | 0 | 0 | 102.72 | 0.18772 | 0.056448 | 0.013 | 9.92 | System Off | 1 | 0
1453 | 1453 | 2012-03-01 12:59 | 13.27 | 30.36 | 30.36 | 13.27 | 898.06 | 845.36 | 326 | 14.35 | 884.21 | 0.95 | 0.96 | 0.93 | 0.31 | 541.52 | 0 | 0 | 255.28 | 0.19797 | 0.056448 | 0.033 | 10.12 | System Off | 1 | 0
1454 | 1454 | 2012-03-01 13:59 | 13.41 | 30.35 | 30.35 | 13.41 | 878.98 | 826.69 | 319 | 14.35 | 866.07 | 0.94 | 0.95 | 0.93 | 0.3 | 612.48 | 0 | 0 | 249.79 | 0.19781 | 0.056448 | 0.032 | 10.03 | System Off | 1 | 0
1455 | 1455 | 2012-03-01 14:59 | 13.55 | 23.53 | 23.53 | 13.55 | 506.7 | 462.11 | 183 | 14.42 | 508.85 | 0.93 | 0.91 | 0.89 | 0.17 | 379.61 | 0 | 0 | 143.42 | 0.19099 | 0.056448 | 0.019 | 10.38 | System Off | 1 | 0
1456 | 1456 | 2012-03-01 15:59 | 13.04 | 16.67 | 16.67 | 13.04 | 179.94 | 141.5 | 65 | 14.42 | 187.89 | 0.76 | 0.75 | 0.74 | 0.05 | 119.02 | 0 | 0 | 51.03 | 0.1842 | 0.056448 | 0.007 | 10.77 | System Off | 1 | 0
1457 | 1457 | 2012-03-01 16:59 | 12.53 | 12.53 | 12.53 | 12.53 | 0 | 0 | 0 | 0 | 0 | 0 | 0 | 0 | 0 | 0 | 0 | 0 | 0 | 0 | 0 | 0 | 0 | System Off | 0 | 0
1458 | 1458 | 2012-03-01 17:59 | 12.02 | 12.02 | 12.02 | 12.02 | 0 | 0 | 0 | 0 | 0 | 0 | 0 | 0 | 0 | 0 | 0 | 0 | 0 | 0 | 0 | 0 | 0 | System Off | 0 | 0
1459 | 1459 | 2012-03-01 18:59 | 11.69 | 11.69 | 11.69 | 11.69 | 0 | 0 | 0 | 0 | 0 | 0 | 0 | 0 | 0 | 0 | 0 | 0 | 0 | 0 | 0 | 0 | 0 | System Off | 0 | 0
1460 | 1460 | 2012-03-01 19:59 | 11.37 | 11.37 | 11.37 | 11.37 | 0 | 0 | 0 | 0 | 0 | 0 | 0 | 0 | 0 | 0 | 0 | 0 | 0 | 0 | 0 | 0 | 0 | System Off | 0 | 0
1461 | 1461 | 2012-03-01 20:59 | 11.04 | 11.04 | 11.04 | 11.04 | 0 | 0 | 0 | 0 | 0 | 0 | 0 | 0 | 0 | 0 | 0 | 0 | 0 | 0 | 0 | 0 | 0 | System Off | 0 | 0
1462 | 1462 | 2012-03-01 21:59 | 11.02 | 11.02 | 11.02 | 11.02 | 0 | 0 | 0 | 0 | 0 | 0 | 0 | 0 | 0 | 0 | 0 | 0 | 0 | 0 | 0 | 0 | 0 | System Off | 0 | 0
1463 | 1463 | 2012-03-01 22:59 | 11.01 | 11.01 | 11.01 | 11.01 | 0 | 0 | 0 | 0 | 0 | 0 | 0 | 0 | 0 | 0 | 0 | 0 | 0 | 0 | 0 | 0 | 0 | System Off | 0 | 0
1464 | 1464 | 2012-03-01 23:59 | 10.99 | 10.99 | 10.99 | 10.99 | 0 | 0 | 0 | 0 | 0 | 0 | 0 | 0 | 0 | 0 | 0 | 0 | 0 | 0 | 0 | 0 | 0 | System Off | 0 | 0
1465 | 1465 | 2012-03-02 00:59 | 10.18 | 10.18 | 10.18 | 10.18 | 0 | 0 | 0 | 0 | 0 | 0 | 0 | 0 | 0 | 0 | 0 | 0 | 0 | 0 | 0 | 0 | 0 | System Off | 0 | 0
1466 | 1466 | 2012-03-02 01:59 | 9.36 | 9.36 | 9.36 | 9.36 | 0 | 0 | 0 | 0 | 0 | 0 | 0 | 0 | 0 | 0 | 0 | 0 | 0 | 0 | 0 | 0 | 0 | System Off | 0 | 0
1467 | 1467 | 2012-03-02 02:59 | 8.55 | 8.55 | 8.55 | 8.55 | 0 | 0 | 0 | 0 | 0 | 0 | 0 | 0 | 0 | 0 | 0 | 0 | 0 | 0 | 0 | 0 | 0 | System Off | 0 | 0
1468 | 1468 | 2012-03-02 03:59 | 8.7 | 8.7 | 8.7 | 8.7 | 0 | 0 | 0 | 0 | 0 | 0 | 0 | 0 | 0 | 0 | 0 | 0 | 0 | 0 | 0 | 0 | 0 | System Off | 0 | 0
1469 | 1469 | 2012-03-02 04:59 | 8.85 | 8.85 | 8.85 | 8.85 | 0 | 0 | 0 | 0 | 0 | 0 | 0 | 0 | 0 | 0 | 0 | 0 | 0 | 0 | 0 | 0 | 0 | System Off | 0 | 0
1470 | 1470 | 2012-03-02 05:59 | 9 | 9 | 9 | 9 | 0 | 0 | 0 | 0 | 0 | 0 | 0 | 0 | 0 | 0 | 0 | 0 | 0 | 0 | 0 | 0 | 0 | System Off | 0 | 0
1471 | 1471 | 2012-03-02 06:59 | 9.32 | 9.85 | 9.85 | 9.32 | 24.03 | 0 | 9 | 13.91 | 27.23 | 0 | 0 | 0 | 0 | 0 | 0 | 0 | 7.12 | 0.18404 | 0.056448 | 0.001 | 11.11 | System Off | 0 | 0
1472 | 1472 | 2012-03-02 07:59 | 9.64 | 13.16 | 13.16 | 9.64 | 173.46 | 135.14 | 62 | 14.57 | 181.04 | 0.8 | 0.75 | 0.73 | 0.05 | 118.64 | 0 | 0 | 48.58 | 0.17931 | 0.056448 | 0.006 | 9.68 | System Off | 1 | 0
1473 | 1473 | 2012-03-02 08:59 | 9.97 | 14 | 14 | 9.97 | 199.69 | 160.89 | 71 | 14.65 | 207.31 | 0.83 | 0.78 | 0.76 | 0.06 | 119.65 | 0 | 0 | 55.57 | 0.18022 | 0.056448 | 0.007 | 9.86 | System Off | 1 | 0
1474 | 1474 | 2012-03-02 09:59 | 10.81 | 15.06 | 15.06 | 10.81 | 215.86 | 176.77 | 77 | 14.6 | 223.52 | 0.77 | 0.79 | 0.77 | 0.06 | 121.01 | 0 | 0 | 60.3 | 0.18169 | 0.056448 | 0.008 | 10.39 | System Off | 1 | 0
1475 | 1475 | 2012-03-02 10:59 | 11.66 | 15.58 | 15.58 | 11.66 | 203.18 | 164.32 | 73 | 14.5 | 210.97 | 0.81 | 0.78 | 0.76 | 0.06 | 103.54 | 0 | 0 | 57.25 | 0.18268 | 0.056448 | 0.007 | 9.59 | System Off | 1 | 0
1476 | 1476 | 2012-03-02 11:59 | 12.51 | 16.33 | 16.33 | 12.51 | 202.52 | 163.67 | 73 | 14.45 | 210.39 | 0.81 | 0.78 | 0.76 | 0.06 | 97.42 | 0 | 0 | 57.28 | 0.18387 | 0.056448 | 0.007 | 9.59 | System Off | 1 | 0
1477 | 1477 | 2012-03-02 12:59 | 12.49 | 16.13 | 16.13 | 12.49 | 200.27 | 161.46 | 72 | 14.49 | 208.13 | 0.82 | 0.78 | 0.76 | 0.06 | 103.43 | 0 | 0 | 56.48 | 0.18379 | 0.056448 | 0.007 | 9.72 | System Off | 1 | 0
1478 | 1478 | 2012-03-02 13:59 | 12.48 | 17.35 | 17.35 | 12.48 | 279.48 | 239.23 | 100 | 14.56 | 286.7 | 0.89 | 0.83 | 0.82 | 0.09 | 177.24 | 0 | 0 | 78.35 | 0.1852 | 0.056448 | 0.01 | 10 | System Off | 1 | 0
1479 | 1479 | 2012-03-02 14:59 | 12.46 | 17.16 | 17.16 | 12.46 | 279.37 | 239.12 | 100 | 14.55 | 286.56 | 0.89 | 0.83 | 0.82 | 0.09 | 196.43 | 0 | 0 | 78.36 | 0.18518 | 0.056448 | 0.01 | 10 | System Off | 1 | 0
1480 | 1480 | 2012-03-02 15:59 | 11.76 | 14.3 | 14.3 | 11.76 | 147.57 | 109.71 | 53 | 14.5 | 155.16 | 0.74 | 0.71 | 0.69 | 0.04 | 92.27 | 0 | 0 | 41.58 | 0.1818 | 0.056448 | 0.005 | 9.43 | System Off | 1 | 0
1481 | 1481 | 2012-03-02 16:59 | 11.06 | 11.06 | 11.06 | 11.06 | 0 | 0 | 0 | 0 | 0 | 0 | 0 | 0 | 0 | 0 | 0 | 0 | 0 | 0 | 0 | 0 | 0 | System Off | 0 | 0
1482 | 1482 | 2012-03-02 17:59 | 10.36 | 10.36 | 10.36 | 10.36 | 0 | 0 | 0 | 0 | 0 | 0 | 0 | 0 | 0 | 0 | 0 | 0 | 0 | 0 | 0 | 0 | 0 | System Off | 0 | 0
1483 | 1483 | 2012-03-02 18:59 | 9.92 | 9.92 | 9.92 | 9.92 | 0 | 0 | 0 | 0 | 0 | 0 | 0 | 0 | 0 | 0 | 0 | 0 | 0 | 0 | 0 | 0 | 0 | System Off | 0 | 0
1484 | 1484 | 2012-03-02 19:59 | 9.48 | 9.48 | 9.48 | 9.48 | 0 | 0 | 0 | 0 | 0 | 0 | 0 | 0 | 0 | 0 | 0 | 0 | 0 | 0 | 0 | 0 | 0 | System Off | 0 | 0
1485 | 1485 | 2012-03-02 20:59 | 9.04 | 9.04 | 9.04 | 9.04 | 0 | 0 | 0 | 0 | 0 | 0 | 0 | 0 | 0 | 0 | 0 | 0 | 0 | 0 | 0 | 0 | 0 | System Off | 0 | 0
1486 | 1486 | 2012-03-02 21:59 | 8.68 | 8.68 | 8.68 | 8.68 | 0 | 0 | 0 | 0 | 0 | 0 | 0 | 0 | 0 | 0 | 0 | 0 | 0 | 0 | 0 | 0 | 0 | System Off | 0 | 0
1487 | 1487 | 2012-03-02 22:59 | 8.33 | 8.33 | 8.33 | 8.33 | 0 | 0 | 0 | 0 | 0 | 0 | 0 | 0 | 0 | 0 | 0 | 0 | 0 | 0 | 0 | 0 | 0 | System Off | 0 | 0
1488 | 1488 | 2012-03-02 23:59 | 7.97 | 7.97 | 7.97 | 7.97 | 0 | 0 | 0 | 0 | 0 | 0 | 0 | 0 | 0 | 0 | 0 | 0 | 0 | 0 | 0 | 0 | 0 | System Off | 0 | 0
1489 | 1489 | 2012-03-03 00:59 | 7.15 | 7.15 | 7.15 | 7.15 | 0 | 0 | 0 | 0 | 0 | 0 | 0 | 0 | 0 | 0 | 0 | 0 | 0 | 0 | 0 | 0 | 0 | System Off | 0 | 0
1490 | 1490 | 2012-03-03 01:59 | 6.32 | 6.32 | 6.32 | 6.32 | 0 | 0 | 0 | 0 | 0 | 0 | 0 | 0 | 0 | 0 | 0 | 0 | 0 | 0 | 0 | 0 | 0 | System Off | 0 | 0
1491 | 1491 | 2012-03-03 02:59 | 5.5 | 5.5 | 5.5 | 5.5 | 0 | 0 | 0 | 0 | 0 | 0 | 0 | 0 | 0 | 0 | 0 | 0 | 0 | 0 | 0 | 0 | 0 | System Off | 0 | 0
1492 | 1492 | 2012-03-03 03:59 | 5.36 | 5.36 | 5.36 | 5.36 | 0 | 0 | 0 | 0 | 0 | 0 | 0 | 0 | 0 | 0 | 0 | 0 | 0 | 0 | 0 | 0 | 0 | System Off | 0 | 0
1493 | 1493 | 2012-03-03 04:59 | 5.22 | 5.22 | 5.22 | 5.22 | 0 | 0 | 0 | 0 | 0 | 0 | 0 | 0 | 0 | 0 | 0 | 0 | 0 | 0 | 0 | 0 | 0 | System Off | 0 | 0
1494 | 1494 | 2012-03-03 05:59 | 5.07 | 5.07 | 5.07 | 5.07 | 0 | 0 | 0 | 0 | 0 | 0 | 0 | 0 | 0 | 0 | 0 | 0 | 0 | 0 | 0 | 0 | 0 | System Off | 0 | 0
1495 | 1495 | 2012-03-03 06:59 | 5.99 | 7.71 | 7.71 | 5.99 | 96.89 | 59.92 | 35 | 14.42 | 103.2 | 0.57 | 0.58 | 0.57 | 0.02 | 68.78 | 0 | 0 | 27.49 | 0.18327 | 0.056448 | 0.004 | 11.43 | System Off | 1 | 0
1496 | 1496 | 2012-03-03 07:59 | 6.91 | 10.62 | 10.62 | 6.91 | 216.73 | 177.63 | 76 | 14.85 | 223.88 | 0.78 | 0.79 | 0.78 | 0.06 | 155.94 | 0 | 0 | 59.33 | 0.17625 | 0.056448 | 0.008 | 10.53 | System Off | 1 | 0
1497 | 1497 | 2012-03-03 08:59 | 7.83 | 10.57 | 10.57 | 7.83 | 160.63 | 122.54 | 57 | 14.68 | 167.92 | 0.69 | 0.73 | 0.71 | 0.04 | 91.13 | 0 | 0 | 44.61 | 0.17656 | 0.056448 | 0.006 | 10.53 | System Off | 1 | 0
1498 | 1498 | 2012-03-03 09:59 | 9.08 | 14.55 | 14.55 | 9.08 | 320.04 | 279.03 | 113 | 14.75 | 326.17 | 0.88 | 0.86 | 0.84 | 0.1 | 191.01 | 0 | 0 | 88.3 | 0.1811 | 0.056448 | 0.011 | 9.73 | System Off | 1 | 0
1499 | 1499 | 2012-03-03 10:59 | 10.33 | 14.58 | 14.58 | 10.33 | 243.32 | 203.73 | 87 | 14.57 | 250.68 | 0.8 | 0.81 | 0.8 | 0.07 | 128.38 | 0 | 0 | 68.16 | 0.18153 | 0.056448 | 0.009 | 10.34 | System Off | 1 | 0
1500 | 1500 | 2012-03-03 11:59 | 11.58 | 15.55 | 15.55 | 11.58 | 222.72 | 183.51 | 80 | 14.5 | 230.4 | 0.87 | 0.8 | 0.78 | 0.07 | 109.23 | 0 | 0 | 62.73 | 0.18292 | 0.056448 | 0.008 | 10 | System Off | 1 | 0
1501 | 1501 | 2012-03-03 12:59 | 11.62 | 15.23 | 15.23 | 11.62 | 198.61 | 159.84 | 71 | 14.57 | 206.39 | 0.83 | 0.77 | 0.76 | 0.06 | 102.39 | 0 | 0 | 55.63 | 0.18252 | 0.056448 | 0.007 | 9.86 | System Off | 1 | 0
1502 | 1502 | 2012-03-03 13:59 | 11.66 | 16.58 | 16.58 | 11.66 | 268.15 | 228.1 | 96 | 14.55 | 275.44 | 0.83 | 0.83 | 0.81 | 0.08 | 169 | 0 | 0 | 75.22 | 0.18385 | 0.056448 | 0.01 | 10.42 | System Off | 1 | 0
1503 | 1503 | 2012-03-03 14:59 | 11.7 | 15.08 | 15.08 | 11.7 | 179.28 | 140.85 | 65 | 14.37 | 187.07 | 0.77 | 0.75 | 0.74 | 0.05 | 115.7 | 0 | 0 | 51.07 | 0.18233 | 0.056448 | 0.007 | 10.77 | System Off | 1 | 0
1504 | 1504 | 2012-03-03 15:59 | 11.22 | 14.27 | 14.27 | 11.22 | 161.15 | 123.04 | 58 | 14.47 | 168.81 | 0.68 | 0.73 | 0.71 | 0.04 | 103.49 | 0 | 0 | 45.51 | 0.1813 | 0.056448 | 0.006 | 10.34 | System Off | 1 | 0
1505 | 1505 | 2012-03-03 16:59 | 10.73 | 10.73 | 10.73 | 10.73 | 0 | 0 | 0 | 0 | 0 | 0 | 0 | 0 | 0 | 0 | 0 | 0 | 0 | 0 | 0 | 0 | 0 | System Off | 0 | 0
1506 | 1506 | 2012-03-03 17:59 | 10.25 | 10.25 | 10.25 | 10.25 | 0 | 0 | 0 | 0 | 0 | 0 | 0 | 0 | 0 | 0 | 0 | 0 | 0 | 0 | 0 | 0 | 0 | System Off | 0 | 0
1507 | 1507 | 2012-03-03 18:59 | 9.84 | 9.84 | 9.84 | 9.84 | 0 | 0 | 0 | 0 | 0 | 0 | 0 | 0 | 0 | 0 | 0 | 0 | 0 | 0 | 0 | 0 | 0 | System Off | 0 | 0
1508 | 1508 | 2012-03-03 19:59 | 9.43 | 9.43 | 9.43 | 9.43 | 0 | 0 | 0 | 0 | 0 | 0 | 0 | 0 | 0 | 0 | 0 | 0 | 0 | 0 | 0 | 0 | 0 | System Off | 0 | 0
1509 | 1509 | 2012-03-03 20:59 | 9.02 | 9.02 | 9.02 | 9.02 | 0 | 0 | 0 | 0 | 0 | 0 | 0 | 0 | 0 | 0 | 0 | 0 | 0 | 0 | 0 | 0 | 0 | System Off | 0 | 0
1510 | 1510 | 2012-03-03 21:59 | 8.86 | 8.86 | 8.86 | 8.86 | 0 | 0 | 0 | 0 | 0 | 0 | 0 | 0 | 0 | 0 | 0 | 0 | 0 | 0 | 0 | 0 | 0 | System Off | 0 | 0
1511 | 1511 | 2012-03-03 22:59 | 8.69 | 8.69 | 8.69 | 8.69 | 0 | 0 | 0 | 0 | 0 | 0 | 0 | 0 | 0 | 0 | 0 | 0 | 0 | 0 | 0 | 0 | 0 | System Off | 0 | 0
1512 | 1512 | 2012-03-03 23:59 | 8.53 | 8.53 | 8.53 | 8.53 | 0 | 0 | 0 | 0 | 0 | 0 | 0 | 0 | 0 | 0 | 0 | 0 | 0 | 0 | 0 | 0 | 0 | System Off | 0 | 0
1513 | 1513 | 2012-03-04 00:59 | 7.33 | 7.33 | 7.33 | 7.33 | 0 | 0 | 0 | 0 | 0 | 0 | 0 | 0 | 0 | 0 | 0 | 0 | 0 | 0 | 0 | 0 | 0 | System Off | 0 | 0
1514 | 1514 | 2012-03-04 01:59 | 6.12 | 6.12 | 6.12 | 6.12 | 0 | 0 | 0 | 0 | 0 | 0 | 0 | 0 | 0 | 0 | 0 | 0 | 0 | 0 | 0 | 0 | 0 | System Off | 0 | 0
1515 | 1515 | 2012-03-04 02:59 | 4.92 | 4.92 | 4.92 | 4.92 | 0 | 0 | 0 | 0 | 0 | 0 | 0 | 0 | 0 | 0 | 0 | 0 | 0 | 0 | 0 | 0 | 0 | System Off | 0 | 0
1516 | 1516 | 2012-03-04 03:59 | 4.83 | 4.83 | 4.83 | 4.83 | 0 | 0 | 0 | 0 | 0 | 0 | 0 | 0 | 0 | 0 | 0 | 0 | 0 | 0 | 0 | 0 | 0 | System Off | 0 | 0
1517 | 1517 | 2012-03-04 04:59 | 4.74 | 4.74 | 4.74 | 4.74 | 0 | 0 | 0 | 0 | 0 | 0 | 0 | 0 | 0 | 0 | 0 | 0 | 0 | 0 | 0 | 0 | 0 | System Off | 0 | 0
1518 | 1518 | 2012-03-04 05:59 | 4.65 | 4.65 | 4.65 | 4.65 | 0 | 0 | 0 | 0 | 0 | 0 | 0 | 0 | 0 | 0 | 0 | 0 | 0 | 0 | 0 | 0 | 0 | System Off | 0 | 0
1519 | 1519 | 2012-03-04 06:59 | 5.71 | 7.45 | 7.45 | 5.71 | 94.55 | 57.62 | 34 | 14.48 | 100.8 | 0.59 | 0.57 | 0.56 | 0.02 | 66.14 | 0 | 0 | 26.68 | 0.18282 | 0.056448 | 0.003 | 8.82 | System Off | 1 | 0
1520 | 1520 | 2012-03-04 07:59 | 6.76 | 12.95 | 12.95 | 6.76 | 350.55 | 308.97 | 123 | 14.84 | 355.8 | 0.89 | 0.87 | 0.85 | 0.11 | 271.25 | 0 | 0 | 95.98 | 0.17838 | 0.056448 | 0.012 | 9.76 | System Off | 1 | 0
1521 | 1521 | 2012-03-04 08:59 | 7.82 | 15.45 | 15.45 | 7.82 | 437.06 | 393.83 | 153 | 14.88 | 440.33 | 0.91 | 0.89 | 0.88 | 0.14 | 292.89 | 0 | 0 | 119.29 | 0.18135 | 0.056448 | 0.015 | 9.8 | System Off | 1 | 0
1522 | 1522 | 2012-03-04 09:59 | 8.72 | 18.44 | 18.44 | 8.72 | 559.94 | 514.3 | 197 | 14.8 | 559.42 | 0.96 | 0.92 | 0.9 | 0.19 | 352.06 | 0 | 0 | 153.67 | 0.18482 | 0.056448 | 0.02 | 10.15 | System Off | 1 | 0
1523 | 1523 | 2012-03-04 10:59 | 9.63 | 27.67 | 27.67 | 9.63 | 1042.89 | 986.98 | 373 | 14.56 | 1021.17 | 0.96 | 0.97 | 0.94 | 0.36 | 621.91 | 0 | 0 | 291.28 | 0.19505 | 0.056448 | 0.037 | 9.92 | System Off | 1 | 0
1524 | 1524 | 2012-03-04 11:59 | 10.54 | 18.36 | 18.36 | 10.54 | 454.03 | 410.47 | 161 | 14.69 | 457.16 | 0.93 | 0.9 | 0.88 | 0.15 | 244.33 | 0 | 0 | 125.83 | 0.18557 | 0.056448 | 0.016 | 9.94 | System Off | 1 | 0
1525 | 1525 | 2012-03-04 12:59 | 10.4 | 12.35 | 12.35 | 10.4 | 113.23 | 75.98 | 41 | 14.38 | 120.23 | 0.72 | 0.63 | 0.62 | 0.03 | 48.67 | 0 | 0 | 32.22 | 0.1793 | 0.056448 | 0.004 | 9.76 | System Off | 0 | 0
1526 | 1526 | 2012-03-04 13:59 | 10.25 | 15.44 | 15.44 | 10.25 | 318.85 | 277.87 | 113 | 14.7 | 325.13 | 0.88 | 0.85 | 0.84 | 0.1 | 205.87 | 0 | 0 | 88.37 | 0.18273 | 0.056448 | 0.011 | 9.73 | System Off | 1 | 0
1527 | 1527 | 2012-03-04 14:59 | 10.11 | 11.96 | 11.96 | 10.11 | 113.44 | 76.18 | 41 | 14.41 | 120.4 | 0.72 | 0.63 | 0.62 | 0.03 | 62.58 | 0 | 0 | 32.21 | 0.1789 | 0.056448 | 0.004 | 9.76 | System Off | 0 | 0
1528 | 1528 | 2012-03-04 15:59 | 9.65 | 11.24 | 11.24 | 9.65 | 99.3 | 62.29 | 36 | 14.37 | 105.93 | 0.55 | 0.59 | 0.58 | 0.02 | 52.39 | 0 | 0 | 28.3 | 0.17801 | 0.056448 | 0.004 | 11.11 | System Off | 0 | 0
1529 | 1529 | 2012-03-04 16:59 | 9.19 | 9.19 | 9.19 | 9.19 | 0 | 0 | 0 | 0 | 0 | 0 | 0 | 0 | 0 | 0 | 0 | 0 | 0 | 0 | 0 | 0 | 0 | System Off | 0 | 0
1530 | 1530 | 2012-03-04 17:59 | 8.73 | 8.73 | 8.73 | 8.73 | 0 | 0 | 0 | 0 | 0 | 0 | 0 | 0 | 0 | 0 | 0 | 0 | 0 | 0 | 0 | 0 | 0 | System Off | 0 | 0
1531 | 1531 | 2012-03-04 18:59 | 8.59 | 8.59 | 8.59 | 8.59 | 0 | 0 | 0 | 0 | 0 | 0 | 0 | 0 | 0 | 0 | 0 | 0 | 0 | 0 | 0 | 0 | 0 | System Off | 0 | 0
1532 | 1532 | 2012-03-04 19:59 | 8.45 | 8.45 | 8.45 | 8.45 | 0 | 0 | 0 | 0 | 0 | 0 | 0 | 0 | 0 | 0 | 0 | 0 | 0 | 0 | 0 | 0 | 0 | System Off | 0 | 0
1533 | 1533 | 2012-03-04 20:59 | 8.31 | 8.31 | 8.31 | 8.31 | 0 | 0 | 0 | 0 | 0 | 0 | 0 | 0 | 0 | 0 | 0 | 0 | 0 | 0 | 0 | 0 | 0 | System Off | 0 | 0
1534 | 1534 | 2012-03-04 21:59 | 8.36 | 8.36 | 8.36 | 8.36 | 0 | 0 | 0 | 0 | 0 | 0 | 0 | 0 | 0 | 0 | 0 | 0 | 0 | 0 | 0 | 0 | 0 | System Off | 0 | 0
1535 | 1535 | 2012-03-04 22:59 | 8.4 | 8.4 | 8.4 | 8.4 | 0 | 0 | 0 | 0 | 0 | 0 | 0 | 0 | 0 | 0 | 0 | 0 | 0 | 0 | 0 | 0 | 0 | System Off | 0 | 0
1536 | 1536 | 2012-03-04 23:59 | 8.45 | 8.45 | 8.45 | 8.45 | 0 | 0 | 0 | 0 | 0 | 0 | 0 | 0 | 0 | 0 | 0 | 0 | 0 | 0 | 0 | 0 | 0 | System Off | 0 | 0
1537 | 1537 | 2012-03-05 00:59 | 7.87 | 7.87 | 7.87 | 7.87 | 0 | 0 | 0 | 0 | 0 | 0 | 0 | 0 | 0 | 0 | 0 | 0 | 0 | 0 | 0 | 0 | 0 | System Off | 0 | 0
1538 | 1538 | 2012-03-05 01:59 | 7.29 | 7.29 | 7.29 | 7.29 | 0 | 0 | 0 | 0 | 0 | 0 | 0 | 0 | 0 | 0 | 0 | 0 | 0 | 0 | 0 | 0 | 0 | System Off | 0 | 0
1539 | 1539 | 2012-03-05 02:59 | 6.71 | 6.71 | 6.71 | 6.71 | 0 | 0 | 0 | 0 | 0 | 0 | 0 | 0 | 0 | 0 | 0 | 0 | 0 | 0 | 0 | 0 | 0 | System Off | 0 | 0
1540 | 1540 | 2012-03-05 03:59 | 6.12 | 6.12 | 6.12 | 6.12 | 0 | 0 | 0 | 0 | 0 | 0 | 0 | 0 | 0 | 0 | 0 | 0 | 0 | 0 | 0 | 0 | 0 | System Off | 0 | 0
1541 | 1541 | 2012-03-05 04:59 | 5.54 | 5.54 | 5.54 | 5.54 | 0 | 0 | 0 | 0 | 0 | 0 | 0 | 0 | 0 | 0 | 0 | 0 | 0 | 0 | 0 | 0 | 0 | System Off | 0 | 0
1542 | 1542 | 2012-03-05 05:59 | 4.95 | 4.95 | 4.95 | 4.95 | 0 | 0 | 0 | 0 | 0 | 0 | 0 | 0 | 0 | 0 | 0 | 0 | 0 | 0 | 0 | 0 | 0 | System Off | 0 | 0
1543 | 1543 | 2012-03-05 06:59 | 4.72 | 7.23 | 7.23 | 4.72 | 176.58 | 138.2 | 62 | 14.83 | 183.56 | 0.8 | 0.75 | 0.74 | 0.05 | 158.64 | 0 | 0 | 48.43 | 0.18286 | 0.056448 | 0.006 | 9.68 | System Off | 1 | 0
1544 | 1544 | 2012-03-05 07:59 | 4.48 | 9.74 | 9.74 | 4.48 | 402.4 | 359.84 | 138 | 15.19 | 405.91 | 0.94 | 0.89 | 0.87 | 0.13 | 315.9 | 0 | 0 | 107.26 | 0.17857 | 0.056448 | 0.014 | 10.14 | System Off | 1 | 0
1545 | 1545 | 2012-03-05 08:59 | 4.25 | 8.03 | 8.03 | 4.25 | 300.82 | 260.17 | 104 | 15.07 | 306.51 | 0.86 | 0.85 | 0.83 | 0.09 | 193.48 | 0 | 0 | 80.99 | 0.18434 | 0.056448 | 0.011 | 10.58 | System Off | 1 | 0
1546 | 1546 | 2012-03-05 09:59 | 4.5 | 8.86 | 8.86 | 4.5 | 358.21 | 316.48 | 123 | 15.17 | 362.75 | 0.89 | 0.87 | 0.85 | 0.11 | 216.65 | 0 | 0 | 95.65 | 0.18567 | 0.056448 | 0.012 | 9.76 | System Off | 1 | 0
1547 | 1547 | 2012-03-05 10:59 | 4.76 | 8.39 | 8.39 | 4.76 | 305.45 | 264.72 | 105 | 15.15 | 311.1 | 0.94 | 0.85 | 0.83 | 0.1 | 166.8 | 0 | 0 | 81.68 | 0.18511 | 0.056448 | 0.011 | 10.48 | System Off | 1 | 0
1548 | 1548 | 2012-03-05 11:59 | 5.02 | 6.58 | 6.58 | 5.02 | 131.03 | 93.46 | 46 | 14.84 | 137.77 | 0.64 | 0.68 | 0.66 | 0.03 | 55.63 | 0 | 0 | 35.94 | 0.18245 | 0.056448 | 0.005 | 10.87 | System Off | 0 | 0
1549 | 1549 | 2012-03-05 12:59 | 5.11 | 7.1 | 7.1 | 5.11 | 168.05 | 129.83 | 59 | 14.83 | 175.02 | 0.84 | 0.74 | 0.73 | 0.05 | 83.16 | 0 | 0 | 46.1 | 0.18325 | 0.056448 | 0.006 | 10.17 | System Off | 1 | 0
1550 | 1550 | 2012-03-05 13:59 | 5.21 | 7.06 | 7.06 | 5.21 | 155.6 | 117.6 | 55 | 14.73 | 162.54 | 0.73 | 0.72 | 0.71 | 0.04 | 87.12 | 0 | 0 | 43.03 | 0.18319 | 0.056448 | 0.006 | 10.91 | System Off | 1 | 0
1551 | 1551 | 2012-03-05 14:59 | 5.3 | 6.62 | 6.62 | 5.3 | 108.76 | 71.58 | 38 | 14.91 | 115.21 | 0.77 | 0.62 | 0.61 | 0.03 | 58.8 | 0 | 0 | 29.67 | 0.18243 | 0.056448 | 0.004 | 10.53 | System Off | 0 | 0
1552 | 1552 | 2012-03-05 15:59 | 4.83 | 6.52 | 6.52 | 4.83 | 136.1 | 98.44 | 48 | 14.77 | 142.88 | 0.83 | 0.69 | 0.67 | 0.04 | 82.8 | 0 | 0 | 37.54 | 0.18229 | 0.056448 | 0.005 | 10.42 | System Off | 1 | 0
1553 | 1553 | 2012-03-05 16:59 | 4.35 | 4.35 | 4.35 | 4.35 | 0 | 0 | 0 | 0 | 0 | 0 | 0 | 0 | 0 | 0 | 0 | 0 | 0 | 0 | 0 | 0 | 0 | System Off | 0 | 0
1554 | 1554 | 2012-03-05 17:59 | 3.88 | 3.88 | 3.88 | 3.88 | 0 | 0 | 0 | 0 | 0 | 0 | 0 | 0 | 0 | 0 | 0 | 0 | 0 | 0 | 0 | 0 | 0 | System Off | 0 | 0
1555 | 1555 | 2012-03-05 18:59 | 3.66 | 3.66 | 3.66 | 3.66 | 0 | 0 | 0 | 0 | 0 | 0 | 0 | 0 | 0 | 0 | 0 | 0 | 0 | 0 | 0 | 0 | 0 | System Off | 0 | 0
1556 | 1556 | 2012-03-05 19:59 | 3.43 | 3.43 | 3.43 | 3.43 | 0 | 0 | 0 | 0 | 0 | 0 | 0 | 0 | 0 | 0 | 0 | 0 | 0 | 0 | 0 | 0 | 0 | System Off | 0 | 0
1557 | 1557 | 2012-03-05 20:59 | 3.21 | 3.21 | 3.21 | 3.21 | 0 | 0 | 0 | 0 | 0 | 0 | 0 | 0 | 0 | 0 | 0 | 0 | 0 | 0 | 0 | 0 | 0 | System Off | 0 | 0
1558 | 1558 | 2012-03-05 21:59 | 3.39 | 3.39 | 3.39 | 3.39 | 0 | 0 | 0 | 0 | 0 | 0 | 0 | 0 | 0 | 0 | 0 | 0 | 0 | 0 | 0 | 0 | 0 | System Off | 0 | 0
1559 | 1559 | 2012-03-05 22:59 | 3.58 | 3.58 | 3.58 | 3.58 | 0 | 0 | 0 | 0 | 0 | 0 | 0 | 0 | 0 | 0 | 0 | 0 | 0 | 0 | 0 | 0 | 0 | System Off | 0 | 0
1560 | 1560 | 2012-03-05 23:59 | 3.76 | 3.76 | 3.76 | 3.76 | 0 | 0 | 0 | 0 | 0 | 0 | 0 | 0 | 0 | 0 | 0 | 0 | 0 | 0 | 0 | 0 | 0 | System Off | 0 | 0
1561 | 1561 | 2012-03-06 00:59 | 3.66 | 3.66 | 3.66 | 3.66 | 0 | 0 | 0 | 0 | 0 | 0 | 0 | 0 | 0 | 0 | 0 | 0 | 0 | 0 | 0 | 0 | 0 | System Off | 0 | 0
1562 | 1562 | 2012-03-06 01:59 | 3.57 | 3.57 | 3.57 | 3.57 | 0 | 0 | 0 | 0 | 0 | 0 | 0 | 0 | 0 | 0 | 0 | 0 | 0 | 0 | 0 | 0 | 0 | System Off | 0 | 0
1563 | 1563 | 2012-03-06 02:59 | 3.47 | 3.47 | 3.47 | 3.47 | 0 | 0 | 0 | 0 | 0 | 0 | 0 | 0 | 0 | 0 | 0 | 0 | 0 | 0 | 0 | 0 | 0 | System Off | 0 | 0
1564 | 1564 | 2012-03-06 03:59 | 3.43 | 3.43 | 3.43 | 3.43 | 0 | 0 | 0 | 0 | 0 | 0 | 0 | 0 | 0 | 0 | 0 | 0 | 0 | 0 | 0 | 0 | 0 | System Off | 0 | 0
1565 | 1565 | 2012-03-06 04:59 | 3.39 | 3.39 | 3.39 | 3.39 | 0 | 0 | 0 | 0 | 0 | 0 | 0 | 0 | 0 | 0 | 0 | 0 | 0 | 0 | 0 | 0 | 0 | System Off | 0 | 0
1566 | 1566 | 2012-03-06 05:59 | 3.35 | 3.35 | 3.35 | 3.35 | 0 | 0 | 0 | 0 | 0 | 0 | 0 | 0 | 0 | 0 | 0 | 0 | 0 | 0 | 0 | 0 | 0 | System Off | 0 | 0
1567 | 1567 | 2012-03-06 06:59 | 4.06 | 6.48 | 6.48 | 4.06 | 157.25 | 119.22 | 55 | 14.89 | 164.14 | 0.72 | 0.73 | 0.71 | 0.04 | 136.85 | 0 | 0 | 42.93 | 0.18156 | 0.056448 | 0.006 | 10.91 | System Off | 1 | 0
1568 | 1568 | 2012-03-06 07:59 | 4.77 | 11.21 | 11.21 | 4.77 | 448.03 | 404.59 | 154 | 15.15 | 450.36 | 0.97 | 0.9 | 0.88 | 0.15 | 355.19 | 0 | 0 | 119.71 | 0.17976 | 0.056448 | 0.015 | 9.74 | System Off | 1 | 0
1569 | 1569 | 2012-03-06 08:59 | 5.49 | 18.05 | 18.05 | 5.49 | 920.26 | 867.07 | 318 | 15.07 | 903.71 | 0.97 | 0.96 | 0.94 | 0.31 | 644.82 | 0 | 0 | 247.13 | 0.18629 | 0.056448 | 0.032 | 10.06 | System Off | 1 | 0
1570 | 1570 | 2012-03-06 09:59 | 6.3 | 24.19 | 24.19 | 6.3 | 1279.29 | 1217.88 | 448 | 14.87 | 1244.27 | 0.98 | 0.98 | 0.96 | 0.44 | 833.69 | 0 | 0 | 348.64 | 0.19397 | 0.056448 | 0.044 | 9.82 | System Off | 1 | 0
1571 | 1571 | 2012-03-06 10:59 | 7.11 | 27.59 | 27.59 | 7.11 | 1423.16 | 1358.27 | 504 | 14.71 | 1380.28 | 0.97 | 0.98 | 0.96 | 0.49 | 855.87 | 0 | 0 | 392.82 | 0.198 | 0.056448 | 0.05 | 9.92 | System Off | 1 | 0
1572 | 1572 | 2012-03-06 11:59 | 7.92 | 29.03 | 29.03 | 7.92 | 1436.26 | 1371.04 | 511 | 14.64 | 1392.6 | 0.98 | 0.98 | 0.96 | 0.5 | 816.09 | 0 | 0 | 398.55 | 0.19639 | 0.056448 | 0.051 | 9.98 | System Off | 1 | 0
1573 | 1573 | 2012-03-06 12:59 | 8.13 | 16.44 | 16.44 | 8.13 | 525.32 | 480.36 | 184 | 14.87 | 525.78 | 0.92 | 0.91 | 0.89 | 0.17 | 307.71 | 0 | 0 | 143.47 | 0.18333 | 0.056448 | 0.019 | 10.33 | System Off | 1 | 0
1574 | 1574 | 2012-03-06 13:59 | 8.35 | 15.14 | 15.14 | 8.35 | 396.68 | 354.23 | 139 | 14.86 | 401.06 | 0.93 | 0.88 | 0.86 | 0.13 | 262.44 | 0 | 0 | 108.42 | 0.18138 | 0.056448 | 0.014 | 10.07 | System Off | 1 | 0
1575 | 1575 | 2012-03-06 14:59 | 8.56 | 12.34 | 12.34 | 8.56 | 201.13 | 162.31 | 71 | 14.75 | 208.57 | 0.83 | 0.78 | 0.76 | 0.06 | 133.33 | 0 | 0 | 55.5 | 0.17827 | 0.056448 | 0.007 | 9.86 | System Off | 1 | 0
1576 | 1576 | 2012-03-06 15:59 | 7.43 | 11.48 | 11.48 | 7.43 | 223.38 | 184.16 | 79 | 14.73 | 230.57 | 0.88 | 0.8 | 0.78 | 0.07 | 154.89 | 0 | 0 | 61.77 | 0.17711 | 0.056448 | 0.008 | 10.13 | System Off | 1 | 0
1577 | 1577 | 2012-03-06 16:59 | 6.3 | 6.3 | 6.3 | 6.3 | 0 | 0 | 0 | 0 | 0 | 0 | 0 | 0 | 0 | 0 | 0 | 0 | 0 | 0 | 0 | 0 | 0 | System Off | 0 | 0
1578 | 1578 | 2012-03-06 17:59 | 5.17 | 5.17 | 5.17 | 5.17 | 0 | 0 | 0 | 0 | 0 | 0 | 0 | 0 | 0 | 0 | 0 | 0 | 0 | 0 | 0 | 0 | 0 | System Off | 0 | 0
1579 | 1579 | 2012-03-06 18:59 | 4.3 | 4.3 | 4.3 | 4.3 | 0 | 0 | 0 | 0 | 0 | 0 | 0 | 0 | 0 | 0 | 0 | 0 | 0 | 0 | 0 | 0 | 0 | System Off | 0 | 0
1580 | 1580 | 2012-03-06 19:59 | 3.42 | 3.42 | 3.42 | 3.42 | 0 | 0 | 0 | 0 | 0 | 0 | 0 | 0 | 0 | 0 | 0 | 0 | 0 | 0 | 0 | 0 | 0 | System Off | 0 | 0
1581 | 1581 | 2012-03-06 20:59 | 2.55 | 2.55 | 2.55 | 2.55 | 0 | 0 | 0 | 0 | 0 | 0 | 0 | 0 | 0 | 0 | 0 | 0 | 0 | 0 | 0 | 0 | 0 | System Off | 0 | 0
1582 | 1582 | 2012-03-06 21:59 | 1.93 | 1.93 | 1.93 | 1.93 | 0 | 0 | 0 | 0 | 0 | 0 | 0 | 0 | 0 | 0 | 0 | 0 | 0 | 0 | 0 | 0 | 0 | System Off | 0 | 0
1583 | 1583 | 2012-03-06 22:59 | 1.3 | 1.3 | 1.3 | 1.3 | 0 | 0 | 0 | 0 | 0 | 0 | 0 | 0 | 0 | 0 | 0 | 0 | 0 | 0 | 0 | 0 | 0 | System Off | 0 | 0
1584 | 1584 | 2012-03-06 23:59 | 0.68 | 0.68 | 0.68 | 0.68 | 0 | 0 | 0 | 0 | 0 | 0 | 0 | 0 | 0 | 0 | 0 | 0 | 0 | 0 | 0 | 0 | 0 | System Off | 0 | 0
1585 | 1585 | 2012-03-07 00:59 | 0.3 | 0.3 | 0.3 | 0.3 | 0 | 0 | 0 | 0 | 0 | 0 | 0 | 0 | 0 | 0 | 0 | 0 | 0 | 0 | 0 | 0 | 0 | System Off | 0 | 0
1586 | 1586 | 2012-03-07 01:59 | -0.07 | -0.07 | -0.07 | -0.07 | 0 | 0 | 0 | 0 | 0 | 0 | 0 | 0 | 0 | 0 | 0 | 0 | 0 | 0 | 0 | 0 | 0 | System Off | 0 | 0
1587 | 1587 | 2012-03-07 02:59 | -0.45 | -0.45 | -0.45 | -0.45 | 0 | 0 | 0 | 0 | 0 | 0 | 0 | 0 | 0 | 0 | 0 | 0 | 0 | 0 | 0 | 0 | 0 | System Off | 0 | 0
1588 | 1588 | 2012-03-07 03:59 | -0.25 | -0.25 | -0.25 | -0.25 | 0 | 0 | 0 | 0 | 0 | 0 | 0 | 0 | 0 | 0 | 0 | 0 | 0 | 0 | 0 | 0 | 0 | System Off | 0 | 0
1589 | 1589 | 2012-03-07 04:59 | -0.04 | -0.04 | -0.04 | -0.04 | 0 | 0 | 0 | 0 | 0 | 0 | 0 | 0 | 0 | 0 | 0 | 0 | 0 | 0 | 0 | 0 | 0 | System Off | 0 | 0
1590 | 1590 | 2012-03-07 05:59 | 0.16 | 0.16 | 0.16 | 0.16 | 0 | 0 | 0 | 0 | 0 | 0 | 0 | 0 | 0 | 0 | 0 | 0 | 0 | 0 | 0 | 0 | 0 | System Off | 0 | 0
1591 | 1591 | 2012-03-07 06:59 | 2.01 | 5.03 | 5.03 | 2.01 | 183.42 | 144.91 | 63 | 15.16 | 190.16 | 0.78 | 0.76 | 0.75 | 0.05 | 166.34 | 0 | 0 | 49 | 0.17907 | 0.056448 | 0.006 | 9.52 | System Off | 1 | 0
1592 | 1592 | 2012-03-07 07:59 | 3.85 | 9.41 | 9.41 | 3.85 | 355.13 | 313.47 | 122 | 15.16 | 359.83 | 0.9 | 0.87 | 0.85 | 0.11 | 275.19 | 0 | 0 | 94.83 | 0.18469 | 0.056448 | 0.012 | 9.84 | System Off | 1 | 0
1593 | 1593 | 2012-03-07 08:59 | 5.7 | 13.2 | 13.2 | 5.7 | 494.13 | 449.79 | 171 | 15.05 | 495.23 | 0.93 | 0.91 | 0.89 | 0.16 | 334.5 | 0 | 0 | 133.06 | 0.17929 | 0.056448 | 0.017 | 9.94 | System Off | 1 | 0
1594 | 1594 | 2012-03-07 09:59 | 6.55 | 12.2 | 12.2 | 6.55 | 398.7 | 356.2 | 138 | 15.05 | 402.61 | 0.94 | 0.88 | 0.87 | 0.13 | 243.84 | 0 | 0 | 107.44 | 0.17883 | 0.056448 | 0.014 | 10.14 | System Off | 1 | 0
1595 | 1595 | 2012-03-07 10:59 | 7.4 | 11.72 | 11.72 | 7.4 | 323.86 | 282.78 | 113 | 14.93 | 329.54 | 0.88 | 0.86 | 0.84 | 0.1 | 178.19 | 0 | 0 | 88.14 | 0.17876 | 0.056448 | 0.011 | 9.73 | System Off | 1 | 0
1596 | 1596 | 2012-03-07 11:59 | 8.25 | 13.17 | 13.17 | 8.25 | 394.59 | 352.18 | 138 | 14.89 | 398.75 | 0.94 | 0.88 | 0.86 | 0.13 | 209.63 | 0 | 0 | 107.68 | 0.1812 | 0.056448 | 0.014 | 10.14 | System Off | 1 | 0
1597 | 1597 | 2012-03-07 12:59 | 7.74 | 11.35 | 11.35 | 7.74 | 281.68 | 241.39 | 99 | 14.82 | 288.12 | 0.91 | 0.84 | 0.82 | 0.09 | 154.63 | 0 | 0 | 77.34 | 0.17854 | 0.056448 | 0.01 | 10.1 | System Off | 1 | 0
1598 | 1598 | 2012-03-07 13:59 | 7.23 | 10.38 | 10.38 | 7.23 | 240.21 | 200.68 | 84 | 14.89 | 247.11 | 0.83 | 0.81 | 0.79 | 0.07 | 148.68 | 0 | 0 | 65.56 | 0.17708 | 0.056448 | 0.009 | 10.71 | System Off | 1 | 0
1599 | 1599 | 2012-03-07 14:59 | 6.72 | 8.3 | 8.3 | 6.72 | 115.29 | 78 | 41 | 14.65 | 121.99 | 0.72 | 0.64 | 0.63 | 0.03 | 64.08 | 0 | 0 | 32.11 | 0.18202 | 0.056448 | 0.004 | 9.76 | System Off | 0 | 0
1600 | 1600 | 2012-03-07 15:59 | 5.94 | 6.96 | 6.96 | 5.94 | 74.38 | 37.81 | 27 | 14.35 | 80.05 | 0.37 | 0.47 | 0.46 | 0.01 | 31.8 | 0 | 0 | 21.23 | 0.18278 | 0.056448 | 0.003 | 11.11 | System Off | 0 | 0
1601 | 1601 | 2012-03-07 16:59 | 5.15 | 5.15 | 5.15 | 5.15 | 0 | 0 | 0 | 0 | 0 | 0 | 0 | 0 | 0 | 0 | 0 | 0 | 0 | 0 | 0 | 0 | 0 | System Off | 0 | 0
1602 | 1602 | 2012-03-07 17:59 | 4.37 | 4.37 | 4.37 | 4.37 | 0 | 0 | 0 | 0 | 0 | 0 | 0 | 0 | 0 | 0 | 0 | 0 | 0 | 0 | 0 | 0 | 0 | System Off | 0 | 0
1603 | 1603 | 2012-03-07 18:59 | 4.21 | 4.21 | 4.21 | 4.21 | 0 | 0 | 0 | 0 | 0 | 0 | 0 | 0 | 0 | 0 | 0 | 0 | 0 | 0 | 0 | 0 | 0 | System Off | 0 | 0
1604 | 1604 | 2012-03-07 19:59 | 4.05 | 4.05 | 4.05 | 4.05 | 0 | 0 | 0 | 0 | 0 | 0 | 0 | 0 | 0 | 0 | 0 | 0 | 0 | 0 | 0 | 0 | 0 | System Off | 0 | 0
1605 | 1605 | 2012-03-07 20:59 | 3.89 | 3.89 | 3.89 | 3.89 | 0 | 0 | 0 | 0 | 0 | 0 | 0 | 0 | 0 | 0 | 0 | 0 | 0 | 0 | 0 | 0 | 0 | System Off | 0 | 0
1606 | 1606 | 2012-03-07 21:59 | 4.41 | 4.41 | 4.41 | 4.41 | 0 | 0 | 0 | 0 | 0 | 0 | 0 | 0 | 0 | 0 | 0 | 0 | 0 | 0 | 0 | 0 | 0 | System Off | 0 | 0
1607 | 1607 | 2012-03-07 22:59 | 4.93 | 4.93 | 4.93 | 4.93 | 0 | 0 | 0 | 0 | 0 | 0 | 0 | 0 | 0 | 0 | 0 | 0 | 0 | 0 | 0 | 0 | 0 | System Off | 0 | 0
1608 | 1608 | 2012-03-07 23:59 | 5.45 | 5.45 | 5.45 | 5.45 | 0 | 0 | 0 | 0 | 0 | 0 | 0 | 0 | 0 | 0 | 0 | 0 | 0 | 0 | 0 | 0 | 0 | System Off | 0 | 0
1609 | 1609 | 2012-03-08 00:59 | 5.01 | 5.01 | 5.01 | 5.01 | 0 | 0 | 0 | 0 | 0 | 0 | 0 | 0 | 0 | 0 | 0 | 0 | 0 | 0 | 0 | 0 | 0 | System Off | 0 | 0
1610 | 1610 | 2012-03-08 01:59 | 4.58 | 4.58 | 4.58 | 4.58 | 0 | 0 | 0 | 0 | 0 | 0 | 0 | 0 | 0 | 0 | 0 | 0 | 0 | 0 | 0 | 0 | 0 | System Off | 0 | 0
1611 | 1611 | 2012-03-08 02:59 | 4.14 | 4.14 | 4.14 | 4.14 | 0 | 0 | 0 | 0 | 0 | 0 | 0 | 0 | 0 | 0 | 0 | 0 | 0 | 0 | 0 | 0 | 0 | System Off | 0 | 0
1612 | 1612 | 2012-03-08 03:59 | 3.74 | 3.74 | 3.74 | 3.74 | 0 | 0 | 0 | 0 | 0 | 0 | 0 | 0 | 0 | 0 | 0 | 0 | 0 | 0 | 0 | 0 | 0 | System Off | 0 | 0
1613 | 1613 | 2012-03-08 04:59 | 3.35 | 3.35 | 3.35 | 3.35 | 0 | 0 | 0 | 0 | 0 | 0 | 0 | 0 | 0 | 0 | 0 | 0 | 0 | 0 | 0 | 0 | 0 | System Off | 0 | 0
1614 | 1614 | 2012-03-08 05:59 | 2.95 | 2.95 | 2.95 | 2.95 | 0 | 0 | 0 | 0 | 0 | 0 | 0 | 0 | 0 | 0 | 0 | 0 | 0 | 0 | 0 | 0 | 0 | System Off | 0 | 0
1615 | 1615 | 2012-03-08 06:59 | 3.52 | 6.3 | 6.3 | 3.52 | 206.24 | 167.33 | 71 | 15.13 | 213 | 0.83 | 0.79 | 0.77 | 0.06 | 192.07 | 0 | 0 | 55.25 | 0.18161 | 0.056448 | 0.007 | 9.86 | System Off | 1 | 0
1616 | 1616 | 2012-03-08 07:59 | 4.09 | 7.32 | 7.32 | 4.09 | 250.12 | 210.4 | 86 | 15.15 | 256.55 | 0.92 | 0.82 | 0.8 | 0.08 | 184.71 | 0 | 0 | 66.91 | 0.18318 | 0.056448 | 0.009 | 10.47 | System Off | 1 | 0
1617 | 1617 | 2012-03-08 08:59 | 4.66 | 11.39 | 11.39 | 4.66 | 540.94 | 495.68 | 185 | 15.23 | 540.14 | 0.97 | 0.92 | 0.9 | 0.18 | 368.62 | 0 | 0 | 143.68 | 0.18114 | 0.056448 | 0.019 | 10.27 | System Off | 1 | 0
1618 | 1618 | 2012-03-08 09:59 | 5.43 | 15.18 | 15.18 | 5.43 | 771.57 | 721.58 | 265 | 15.16 | 761.73 | 0.98 | 0.95 | 0.93 | 0.26 | 493.95 | 0 | 0 | 205.85 | 0.18356 | 0.056448 | 0.026 | 9.81 | System Off | 1 | 0
1619 | 1619 | 2012-03-08 10:59 | 6.2 | 22.34 | 22.34 | 6.2 | 1254.12 | 1193.32 | 436 | 14.98 | 1220.31 | 0.98 | 0.98 | 0.96 | 0.43 | 751.93 | 0 | 0 | 339.03 | 0.1932 | 0.056448 | 0.043 | 9.86 | System Off | 1 | 0
1620 | 1620 | 2012-03-08 11:59 | 6.98 | 21.42 | 21.42 | 6.98 | 1098.97 | 1041.77 | 383 | 14.94 | 1073.62 | 0.99 | 0.97 | 0.95 | 0.38 | 620.1 | 0 | 0 | 298.04 | 0.19168 | 0.056448 | 0.038 | 9.92 | System Off | 1 | 0
1621 | 1621 | 2012-03-08 12:59 | 7 | 15.37 | 15.37 | 7 | 626.92 | 579.92 | 217 | 15.05 | 623.39 | 0.97 | 0.93 | 0.91 | 0.21 | 371.49 | 0 | 0 | 168.85 | 0.18339 | 0.056448 | 0.022 | 10.14 | System Off | 1 | 0
1622 | 1622 | 2012-03-08 13:59 | 7.01 | 13.16 | 13.16 | 7.01 | 453.39 | 409.85 | 157 | 15.04 | 455.82 | 0.95 | 0.9 | 0.88 | 0.15 | 303.65 | 0 | 0 | 122.23 | 0.18041 | 0.056448 | 0.016 | 10.19 | System Off | 1 | 0
1623 | 1623 | 2012-03-08 14:59 | 7.03 | 11.84 | 11.84 | 7.03 | 348.87 | 307.32 | 121 | 15.02 | 354.01 | 0.9 | 0.87 | 0.85 | 0.11 | 252.46 | 0 | 0 | 94.26 | 0.17865 | 0.056448 | 0.012 | 9.92 | System Off | 1 | 0
1624 | 1624 | 2012-03-08 15:59 | 6.23 | 8.3 | 8.3 | 6.23 | 138.71 | 101.01 | 49 | 14.74 | 145.67 | 0.81 | 0.69 | 0.68 | 0.04 | 84.96 | 0 | 0 | 38.33 | 0.18433 | 0.056448 | 0.005 | 10.2 | System Off | 1 | 0
1625 | 1625 | 2012-03-08 16:59 | 5.42 | 5.42 | 5.42 | 5.42 | 0 | 0 | 0 | 0 | 0 | 0 | 0 | 0 | 0 | 0 | 0 | 0 | 0 | 0 | 0 | 0 | 0 | System Off | 0 | 0
1626 | 1626 | 2012-03-08 17:59 | 4.62 | 4.62 | 4.62 | 4.62 | 0 | 0 | 0 | 0 | 0 | 0 | 0 | 0 | 0 | 0 | 0 | 0 | 0 | 0 | 0 | 0 | 0 | System Off | 0 | 0
1627 | 1627 | 2012-03-08 18:59 | 3.64 | 3.64 | 3.64 | 3.64 | 0 | 0 | 0 | 0 | 0 | 0 | 0 | 0 | 0 | 0 | 0 | 0 | 0 | 0 | 0 | 0 | 0 | System Off | 0 | 0
1628 | 1628 | 2012-03-08 19:59 | 2.66 | 2.66 | 2.66 | 2.66 | 0 | 0 | 0 | 0 | 0 | 0 | 0 | 0 | 0 | 0 | 0 | 0 | 0 | 0 | 0 | 0 | 0 | System Off | 0 | 0
1629 | 1629 | 2012-03-08 20:59 | 1.68 | 1.68 | 1.68 | 1.68 | 0 | 0 | 0 | 0 | 0 | 0 | 0 | 0 | 0 | 0 | 0 | 0 | 0 | 0 | 0 | 0 | 0 | System Off | 0 | 0
1630 | 1630 | 2012-03-08 21:59 | 1.11 | 1.11 | 1.11 | 1.11 | 0 | 0 | 0 | 0 | 0 | 0 | 0 | 0 | 0 | 0 | 0 | 0 | 0 | 0 | 0 | 0 | 0 | System Off | 0 | 0
1631 | 1631 | 2012-03-08 22:59 | 0.55 | 0.55 | 0.55 | 0.55 | 0 | 0 | 0 | 0 | 0 | 0 | 0 | 0 | 0 | 0 | 0 | 0 | 0 | 0 | 0 | 0 | 0 | System Off | 0 | 0
1632 | 1632 | 2012-03-08 23:59 | -0.02 | -0.02 | -0.02 | -0.02 | 0 | 0 | 0 | 0 | 0 | 0 | 0 | 0 | 0 | 0 | 0 | 0 | 0 | 0 | 0 | 0 | 0 | System Off | 0 | 0
1633 | 1633 | 2012-03-09 00:59 | -0.29 | -0.29 | -0.29 | -0.29 | 0 | 0 | 0 | 0 | 0 | 0 | 0 | 0 | 0 | 0 | 0 | 0 | 0 | 0 | 0 | 0 | 0 | System Off | 0 | 0
1634 | 1634 | 2012-03-09 01:59 | -0.55 | -0.55 | -0.55 | -0.55 | 0 | 0 | 0 | 0 | 0 | 0 | 0 | 0 | 0 | 0 | 0 | 0 | 0 | 0 | 0 | 0 | 0 | System Off | 0 | 0
1635 | 1635 | 2012-03-09 02:59 | -0.82 | -0.82 | -0.82 | -0.82 | 0 | 0 | 0 | 0 | 0 | 0 | 0 | 0 | 0 | 0 | 0 | 0 | 0 | 0 | 0 | 0 | 0 | System Off | 0 | 0
1636 | 1636 | 2012-03-09 03:59 | -1.07 | -1.07 | -1.07 | -1.07 | 0 | 0 | 0 | 0 | 0 | 0 | 0 | 0 | 0 | 0 | 0 | 0 | 0 | 0 | 0 | 0 | 0 | System Off | 0 | 0
1637 | 1637 | 2012-03-09 04:59 | -1.32 | -1.32 | -1.32 | -1.32 | 0 | 0 | 0 | 0 | 0 | 0 | 0 | 0 | 0 | 0 | 0 | 0 | 0 | 0 | 0 | 0 | 0 | System Off | 0 | 0
1638 | 1638 | 2012-03-09 05:59 | -1.58 | -1.58 | -1.58 | -1.58 | 0 | 0 | 0 | 0 | 0 | 0 | 0 | 0 | 0 | 0 | 0 | 0 | 0 | 0 | 0 | 0 | 0 | System Off | 0 | 0
1639 | 1639 | 2012-03-09 06:59 | 1.01 | 1.86 | 1.86 | 1.01 | 46.64 | 10.54 | 16 | 15.18 | 50.94 | 0 | 0.21 | 0.2 | 0 | 12.1 | 0 | 0 | 12.45 | 0.1753 | 0.056448 | 0.002 | 12.5 | System Off | 0 | 0
1640 | 1640 | 2012-03-09 07:59 | 3.59 | 10.66 | 10.66 | 3.59 | 410.5 | 367.78 | 141 | 15.16 | 413.88 | 0.92 | 0.89 | 0.87 | 0.13 | 322.87 | 0 | 0 | 109.55 | 0.18529 | 0.056448 | 0.014 | 9.93 | System Off | 1 | 0
1641 | 1641 | 2012-03-09 08:59 | 6.18 | 21.77 | 21.77 | 6.18 | 910.51 | 857.53 | 319 | 14.87 | 894.9 | 0.97 | 0.96 | 0.94 | 0.31 | 637.73 | 0 | 0 | 248.28 | 0.18734 | 0.056448 | 0.032 | 10.03 | System Off | 1 | 0
1642 | 1642 | 2012-03-09 09:59 | 7.32 | 28.07 | 28.07 | 7.32 | 1242.7 | 1182.16 | 442 | 14.64 | 1210.1 | 0.97 | 0.98 | 0.95 | 0.43 | 809.24 | 0 | 0 | 344.6 | 0.19518 | 0.056448 | 0.044 | 9.95 | System Off | 1 | 0
1643 | 1643 | 2012-03-09 10:59 | 8.46 | 31.96 | 31.96 | 8.46 | 1444.12 | 1378.71 | 520 | 14.46 | 1400.29 | 0.96 | 0.98 | 0.96 | 0.5 | 868.75 | 0 | 0 | 406.13 | 0.19766 | 0.056448 | 0.051 | 9.81 | System Off | 1 | 0
1644 | 1644 | 2012-03-09 11:59 | 9.61 | 30.46 | 30.46 | 9.61 | 1322.28 | 1259.84 | 474 | 14.53 | 1285.34 | 0.97 | 0.98 | 0.96 | 0.46 | 749.9 | 0 | 0 | 370.15 | 0.197 | 0.056448 | 0.047 | 9.92 | System Off | 1 | 0
1645 | 1645 | 2012-03-09 12:59 | 9.76 | 28.82 | 28.82 | 9.76 | 1205.92 | 1146.25 | 431 | 14.57 | 1175.48 | 0.95 | 0.98 | 0.95 | 0.41 | 734.27 | 0 | 0 | 336.52 | 0.1982 | 0.056448 | 0.043 | 9.98 | System Off | 1 | 0
1646 | 1646 | 2012-03-09 13:59 | 9.92 | 20.22 | 20.22 | 9.92 | 647.91 | 600.49 | 228 | 14.8 | 644.18 | 0.96 | 0.93 | 0.91 | 0.22 | 444.89 | 0 | 0 | 177.85 | 0.18808 | 0.056448 | 0.023 | 10.09 | System Off | 1 | 0
1647 | 1647 | 2012-03-09 14:59 | 10.07 | 14.6 | 14.6 | 10.07 | 279.34 | 239.09 | 99 | 14.7 | 286.22 | 0.9 | 0.84 | 0.82 | 0.09 | 196.4 | 0 | 0 | 77.43 | 0.18177 | 0.056448 | 0.01 | 10.1 | System Off | 1 | 0
1648 | 1648 | 2012-03-09 15:59 | 8.93 | 12.44 | 12.44 | 8.93 | 212.33 | 173.3 | 75 | 14.75 | 219.71 | 0.79 | 0.79 | 0.77 | 0.06 | 145.77 | 0 | 0 | 58.64 | 0.17898 | 0.056448 | 0.008 | 10.67 | System Off | 1 | 0
1649 | 1649 | 2012-03-09 16:59 | 7.79 | 7.79 | 7.79 | 7.79 | 0 | 0 | 0 | 0 | 0 | 0 | 0 | 0 | 0 | 0 | 0 | 0 | 0 | 0 | 0 | 0 | 0 | System Off | 0 | 0
1650 | 1650 | 2012-03-09 17:59 | 6.65 | 6.65 | 6.65 | 6.65 | 0 | 0 | 0 | 0 | 0 | 0 | 0 | 0 | 0 | 0 | 0 | 0 | 0 | 0 | 0 | 0 | 0 | System Off | 0 | 0
1651 | 1651 | 2012-03-09 18:59 | 6.29 | 6.29 | 6.29 | 6.29 | 0 | 0 | 0 | 0 | 0 | 0 | 0 | 0 | 0 | 0 | 0 | 0 | 0 | 0 | 0 | 0 | 0 | System Off | 0 | 0
1652 | 1652 | 2012-03-09 19:59 | 5.94 | 5.94 | 5.94 | 5.94 | 0 | 0 | 0 | 0 | 0 | 0 | 0 | 0 | 0 | 0 | 0 | 0 | 0 | 0 | 0 | 0 | 0 | System Off | 0 | 0
1653 | 1653 | 2012-03-09 20:59 | 5.58 | 5.58 | 5.58 | 5.58 | 0 | 0 | 0 | 0 | 0 | 0 | 0 | 0 | 0 | 0 | 0 | 0 | 0 | 0 | 0 | 0 | 0 | System Off | 0 | 0
1654 | 1654 | 2012-03-09 21:59 | 5.5 | 5.5 | 5.5 | 5.5 | 0 | 0 | 0 | 0 | 0 | 0 | 0 | 0 | 0 | 0 | 0 | 0 | 0 | 0 | 0 | 0 | 0 | System Off | 0 | 0
1655 | 1655 | 2012-03-09 22:59 | 5.42 | 5.42 | 5.42 | 5.42 | 0 | 0 | 0 | 0 | 0 | 0 | 0 | 0 | 0 | 0 | 0 | 0 | 0 | 0 | 0 | 0 | 0 | System Off | 0 | 0
1656 | 1656 | 2012-03-09 23:59 | 5.34 | 5.34 | 5.34 | 5.34 | 0 | 0 | 0 | 0 | 0 | 0 | 0 | 0 | 0 | 0 | 0 | 0 | 0 | 0 | 0 | 0 | 0 | System Off | 0 | 0
1657 | 1657 | 2012-03-10 00:59 | 5.3 | 5.3 | 5.3 | 5.3 | 0 | 0 | 0 | 0 | 0 | 0 | 0 | 0 | 0 | 0 | 0 | 0 | 0 | 0 | 0 | 0 | 0 | System Off | 0 | 0
1658 | 1658 | 2012-03-10 01:59 | 5.26 | 5.26 | 5.26 | 5.26 | 0 | 0 | 0 | 0 | 0 | 0 | 0 | 0 | 0 | 0 | 0 | 0 | 0 | 0 | 0 | 0 | 0 | System Off | 0 | 0
1659 | 1659 | 2012-03-10 02:59 | 5.22 | 5.22 | 5.22 | 5.22 | 0 | 0 | 0 | 0 | 0 | 0 | 0 | 0 | 0 | 0 | 0 | 0 | 0 | 0 | 0 | 0 | 0 | System Off | 0 | 0
1660 | 1660 | 2012-03-10 03:59 | 5.13 | 5.13 | 5.13 | 5.13 | 0 | 0 | 0 | 0 | 0 | 0 | 0 | 0 | 0 | 0 | 0 | 0 | 0 | 0 | 0 | 0 | 0 | System Off | 0 | 0
1661 | 1661 | 2012-03-10 04:59 | 5.04 | 5.04 | 5.04 | 5.04 | 0 | 0 | 0 | 0 | 0 | 0 | 0 | 0 | 0 | 0 | 0 | 0 | 0 | 0 | 0 | 0 | 0 | System Off | 0 | 0
1662 | 1662 | 2012-03-10 05:59 | 4.94 | 4.94 | 4.94 | 4.94 | 0 | 0 | 0 | 0 | 0 | 0 | 0 | 0 | 0 | 0 | 0 | 0 | 0 | 0 | 0 | 0 | 0 | System Off | 0 | 0
1663 | 1663 | 2012-03-10 06:59 | 6.05 | 7.64 | 7.64 | 6.05 | 96.02 | 59.07 | 34 | 14.71 | 102.31 | 0.58 | 0.58 | 0.57 | 0.02 | 67.8 | 0 | 0 | 26.61 | 0.18329 | 0.056448 | 0.003 | 8.82 | System Off | 1 | 0
1664 | 1664 | 2012-03-10 07:59 | 7.16 | 11.24 | 11.24 | 7.16 | 265.27 | 225.28 | 93 | 14.86 | 271.95 | 0.86 | 0.83 | 0.81 | 0.08 | 197.78 | 0 | 0 | 72.6 | 0.17744 | 0.056448 | 0.009 | 9.68 | System Off | 1 | 0
1665 | 1665 | 2012-03-10 08:59 | 8.27 | 11.86 | 11.86 | 8.27 | 243.68 | 204.09 | 86 | 14.76 | 250.71 | 0.81 | 0.81 | 0.8 | 0.07 | 151.78 | 0 | 0 | 67.23 | 0.17862 | 0.056448 | 0.009 | 10.47 | System Off | 1 | 0
1666 | 1666 | 2012-03-10 09:59 | 9.14 | 11.88 | 11.88 | 9.14 | 186.74 | 148.18 | 66 | 14.74 | 194.17 | 0.75 | 0.76 | 0.75 | 0.05 | 101.43 | 0 | 0 | 51.62 | 0.17882 | 0.056448 | 0.007 | 10.61 | System Off | 1 | 0
1667 | 1667 | 2012-03-10 10:59 | 10.02 | 12.34 | 12.34 | 10.02 | 159.4 | 121.32 | 57 | 14.57 | 166.86 | 0.69 | 0.73 | 0.71 | 0.04 | 76.45 | 0 | 0 | 44.68 | 0.17958 | 0.056448 | 0.006 | 10.53 | System Off | 1 | 0
1668 | 1668 | 2012-03-10 11:59 | 10.9 | 12.85 | 12.85 | 10.9 | 134.72 | 97.09 | 49 | 14.32 | 142.06 | 0.81 | 0.68 | 0.67 | 0.04 | 57.79 | 0 | 0 | 38.54 | 0.1804 | 0.056448 | 0.005 | 10.2 | System Off | 0 | 0
1669 | 1669 | 2012-03-10 12:59 | 11.12 | 13.17 | 13.17 | 11.12 | 139.37 | 101.66 | 50 | 14.52 | 146.78 | 0.79 | 0.69 | 0.68 | 0.04 | 65.12 | 0 | 0 | 39.22 | 0.18075 | 0.056448 | 0.005 | 10 | System Off | 0 | 0
1670 | 1670 | 2012-03-10 13:59 | 11.35 | 13.26 | 13.26 | 11.35 | 127.22 | 89.72 | 46 | 14.4 | 134.51 | 0.64 | 0.67 | 0.65 | 0.03 | 66.47 | 0 | 0 | 36.14 | 0.18087 | 0.056448 | 0.005 | 10.87 | System Off | 0 | 0
1671 | 1671 | 2012-03-10 14:59 | 11.57 | 13.65 | 13.65 | 11.57 | 136.65 | 98.98 | 49 | 14.52 | 144.08 | 0.8 | 0.69 | 0.67 | 0.04 | 81.31 | 0 | 0 | 38.43 | 0.18133 | 0.056448 | 0.005 | 10.2 | System Off | 1 | 0
1672 | 1672 | 2012-03-10 15:59 | 10.96 | 12.51 | 12.51 | 10.96 | 101.12 | 64.08 | 37 | 14.23 | 107.9 | 0.54 | 0.59 | 0.58 | 0.02 | 53.9 | 0 | 0 | 29.13 | 0.17988 | 0.056448 | 0.004 | 10.81 | System Off | 0 | 0
1673 | 1673 | 2012-03-10 16:59 | 10.34 | 10.34 | 10.34 | 10.34 | 0 | 0 | 0 | 0 | 0 | 0 | 0 | 0 | 0 | 0 | 0 | 0 | 0 | 0 | 0 | 0 | 0 | System Off | 0 | 0
1674 | 1674 | 2012-03-10 17:59 | 9.73 | 9.73 | 9.73 | 9.73 | 0 | 0 | 0 | 0 | 0 | 0 | 0 | 0 | 0 | 0 | 0 | 0 | 0 | 0 | 0 | 0 | 0 | System Off | 0 | 0
1675 | 1675 | 2012-03-10 18:59 | 9.59 | 9.59 | 9.59 | 9.59 | 0 | 0 | 0 | 0 | 0 | 0 | 0 | 0 | 0 | 0 | 0 | 0 | 0 | 0 | 0 | 0 | 0 | System Off | 0 | 0
1676 | 1676 | 2012-03-10 19:59 | 9.46 | 9.46 | 9.46 | 9.46 | 0 | 0 | 0 | 0 | 0 | 0 | 0 | 0 | 0 | 0 | 0 | 0 | 0 | 0 | 0 | 0 | 0 | System Off | 0 | 0
1677 | 1677 | 2012-03-10 20:59 | 9.32 | 9.32 | 9.32 | 9.32 | 0 | 0 | 0 | 0 | 0 | 0 | 0 | 0 | 0 | 0 | 0 | 0 | 0 | 0 | 0 | 0 | 0 | System Off | 0 | 0
1678 | 1678 | 2012-03-10 21:59 | 9.46 | 9.46 | 9.46 | 9.46 | 0 | 0 | 0 | 0 | 0 | 0 | 0 | 0 | 0 | 0 | 0 | 0 | 0 | 0 | 0 | 0 | 0 | System Off | 0 | 0
1679 | 1679 | 2012-03-10 22:59 | 9.59 | 9.59 | 9.59 | 9.59 | 0 | 0 | 0 | 0 | 0 | 0 | 0 | 0 | 0 | 0 | 0 | 0 | 0 | 0 | 0 | 0 | 0 | System Off | 0 | 0
1680 | 1680 | 2012-03-10 23:59 | 9.73 | 9.73 | 9.73 | 9.73 | 0 | 0 | 0 | 0 | 0 | 0 | 0 | 0 | 0 | 0 | 0 | 0 | 0 | 0 | 0 | 0 | 0 | System Off | 0 | 0
1681 | 1681 | 2012-03-11 00:59 | 9.35 | 9.35 | 9.35 | 9.35 | 0 | 0 | 0 | 0 | 0 | 0 | 0 | 0 | 0 | 0 | 0 | 0 | 0 | 0 | 0 | 0 | 0 | System Off | 0 | 0
1682 | 1682 | 2012-03-11 01:59 | 8.98 | 8.98 | 8.98 | 8.98 | 0 | 0 | 0 | 0 | 0 | 0 | 0 | 0 | 0 | 0 | 0 | 0 | 0 | 0 | 0 | 0 | 0 | System Off | 0 | 0
1683 | 1683 | 2012-03-11 02:59 | 8.6 | 8.6 | 8.6 | 8.6 | 0 | 0 | 0 | 0 | 0 | 0 | 0 | 0 | 0 | 0 | 0 | 0 | 0 | 0 | 0 | 0 | 0 | System Off | 0 | 0
1684 | 1684 | 2012-03-11 03:59 | 8.42 | 8.42 | 8.42 | 8.42 | 0 | 0 | 0 | 0 | 0 | 0 | 0 | 0 | 0 | 0 | 0 | 0 | 0 | 0 | 0 | 0 | 0 | System Off | 0 | 0
1685 | 1685 | 2012-03-11 04:59 | 8.25 | 8.25 | 8.25 | 8.25 | 0 | 0 | 0 | 0 | 0 | 0 | 0 | 0 | 0 | 0 | 0 | 0 | 0 | 0 | 0 | 0 | 0 | System Off | 0 | 0
1686 | 1686 | 2012-03-11 05:59 | 8.07 | 8.07 | 8.07 | 8.07 | 0 | 0 | 0 | 0 | 0 | 0 | 0 | 0 | 0 | 0 | 0 | 0 | 0 | 0 | 0 | 0 | 0 | System Off | 0 | 0
1687 | 1687 | 2012-03-11 06:59 | 8.25 | 11.29 | 11.29 | 8.25 | 195.16 | 156.45 | 69 | 14.73 | 202.51 | 0.86 | 0.77 | 0.76 | 0.06 | 179.58 | 0 | 0 | 53.96 | 0.17774 | 0.056448 | 0.007 | 10.14 | System Off | 1 | 0
1688 | 1688 | 2012-03-11 07:59 | 8.43 | 14.3 | 14.3 | 8.43 | 397.58 | 355.11 | 139 | 14.9 | 401.82 | 0.93 | 0.88 | 0.86 | 0.13 | 311.75 | 0 | 0 | 108.41 | 0.18149 | 0.056448 | 0.014 | 10.07 | System Off | 1 | 0
1689 | 1689 | 2012-03-11 08:59 | 8.61 | 13.79 | 13.79 | 8.61 | 360.88 | 319.11 | 126 | 14.92 | 365.99 | 0.95 | 0.87 | 0.85 | 0.12 | 237.31 | 0 | 0 | 98.27 | 0.18109 | 0.056448 | 0.013 | 10.32 | System Off | 1 | 0
1690 | 1690 | 2012-03-11 09:59 | 9.3 | 17.26 | 17.26 | 9.3 | 553.06 | 507.55 | 194 | 14.85 | 552.63 | 0.93 | 0.92 | 0.9 | 0.18 | 347.44 | 0 | 0 | 151.34 | 0.18548 | 0.056448 | 0.02 | 10.31 | System Off | 1 | 0
1691 | 1691 | 2012-03-11 10:59 | 10 | 15.49 | 15.49 | 10 | 375.86 | 333.81 | 132 | 14.83 | 380.84 | 0.9 | 0.88 | 0.86 | 0.12 | 210.34 | 0 | 0 | 103.05 | 0.18334 | 0.056448 | 0.013 | 9.85 | System Off | 1 | 0
1692 | 1692 | 2012-03-11 11:59 | 10.7 | 16.33 | 16.33 | 10.7 | 381.98 | 339.81 | 135 | 14.74 | 386.93 | 0.89 | 0.88 | 0.86 | 0.12 | 202.27 | 0 | 0 | 105.52 | 0.18448 | 0.056448 | 0.014 | 10.37 | System Off | 1 | 0
1693 | 1693 | 2012-03-11 12:59 | 11.12 | 14.76 | 14.76 | 11.12 | 245.6 | 205.97 | 88 | 14.54 | 252.96 | 0.79 | 0.81 | 0.8 | 0.07 | 131.94 | 0 | 0 | 68.99 | 0.18269 | 0.056448 | 0.009 | 10.23 | System Off | 1 | 0
1694 | 1694 | 2012-03-11 13:59 | 11.53 | 13.9 | 13.9 | 11.53 | 158.3 | 120.25 | 57 | 14.46 | 165.91 | 0.69 | 0.72 | 0.71 | 0.04 | 89.09 | 0 | 0 | 44.74 | 0.18168 | 0.056448 | 0.006 | 10.53 | System Off | 1 | 0
1695 | 1695 | 2012-03-11 14:59 | 11.95 | 14.61 | 14.61 | 11.95 | 179.65 | 141.21 | 65 | 14.4 | 187.38 | 0.77 | 0.75 | 0.74 | 0.05 | 116 | 0 | 0 | 51.06 | 0.18268 | 0.056448 | 0.007 | 10.77 | System Off | 1 | 0
1696 | 1696 | 2012-03-11 15:59 | 11 | 13.04 | 13.04 | 11 | 133.42 | 95.81 | 48 | 14.48 | 140.76 | 0.62 | 0.68 | 0.67 | 0.03 | 80.58 | 0 | 0 | 37.67 | 0.18049 | 0.056448 | 0.005 | 10.42 | System Off | 1 | 0
1697 | 1697 | 2012-03-11 16:59 | 10.06 | 10.06 | 10.06 | 10.06 | 0 | 0 | 0 | 0 | 0 | 0 | 0 | 0 | 0 | 0 | 0 | 0 | 0 | 0 | 0 | 0 | 0 | System Off | 0 | 0
1698 | 1698 | 2012-03-11 17:59 | 9.11 | 9.11 | 9.11 | 9.11 | 0 | 0 | 0 | 0 | 0 | 0 | 0 | 0 | 0 | 0 | 0 | 0 | 0 | 0 | 0 | 0 | 0 | System Off | 0 | 0
1699 | 1699 | 2012-03-11 18:59 | 8.37 | 8.37 | 8.37 | 8.37 | 0 | 0 | 0 | 0 | 0 | 0 | 0 | 0 | 0 | 0 | 0 | 0 | 0 | 0 | 0 | 0 | 0 | System Off | 0 | 0
1700 | 1700 | 2012-03-11 19:59 | 7.64 | 7.64 | 7.64 | 7.64 | 0 | 0 | 0 | 0 | 0 | 0 | 0 | 0 | 0 | 0 | 0 | 0 | 0 | 0 | 0 | 0 | 0 | System Off | 0 | 0
1701 | 1701 | 2012-03-11 20:59 | 6.9 | 6.9 | 6.9 | 6.9 | 0 | 0 | 0 | 0 | 0 | 0 | 0 | 0 | 0 | 0 | 0 | 0 | 0 | 0 | 0 | 0 | 0 | System Off | 0 | 0
1702 | 1702 | 2012-03-11 21:59 | 6.62 | 6.62 | 6.62 | 6.62 | 0 | 0 | 0 | 0 | 0 | 0 | 0 | 0 | 0 | 0 | 0 | 0 | 0 | 0 | 0 | 0 | 0 | System Off | 0 | 0
1703 | 1703 | 2012-03-11 22:59 | 6.33 | 6.33 | 6.33 | 6.33 | 0 | 0 | 0 | 0 | 0 | 0 | 0 | 0 | 0 | 0 | 0 | 0 | 0 | 0 | 0 | 0 | 0 | System Off | 0 | 0
1704 | 1704 | 2012-03-11 23:59 | 6.05 | 6.05 | 6.05 | 6.05 | 0 | 0 | 0 | 0 | 0 | 0 | 0 | 0 | 0 | 0 | 0 | 0 | 0 | 0 | 0 | 0 | 0 | System Off | 0 | 0
1705 | 1705 | 2012-03-12 00:59 | 5.67 | 5.67 | 5.67 | 5.67 | 0 | 0 | 0 | 0 | 0 | 0 | 0 | 0 | 0 | 0 | 0 | 0 | 0 | 0 | 0 | 0 | 0 | System Off | 0 | 0
1706 | 1706 | 2012-03-12 01:59 | 5.29 | 5.29 | 5.29 | 5.29 | 0 | 0 | 0 | 0 | 0 | 0 | 0 | 0 | 0 | 0 | 0 | 0 | 0 | 0 | 0 | 0 | 0 | System Off | 0 | 0
1707 | 1707 | 2012-03-12 02:59 | 4.91 | 4.91 | 4.91 | 4.91 | 0 | 0 | 0 | 0 | 0 | 0 | 0 | 0 | 0 | 0 | 0 | 0 | 0 | 0 | 0 | 0 | 0 | System Off | 0 | 0
1708 | 1708 | 2012-03-12 03:59 | 4.69 | 4.69 | 4.69 | 4.69 | 0 | 0 | 0 | 0 | 0 | 0 | 0 | 0 | 0 | 0 | 0 | 0 | 0 | 0 | 0 | 0 | 0 | System Off | 0 | 0
1709 | 1709 | 2012-03-12 04:59 | 4.48 | 4.48 | 4.48 | 4.48 | 0 | 0 | 0 | 0 | 0 | 0 | 0 | 0 | 0 | 0 | 0 | 0 | 0 | 0 | 0 | 0 | 0 | System Off | 0 | 0
1710 | 1710 | 2012-03-12 05:59 | 4.26 | 4.26 | 4.26 | 4.26 | 0 | 0 | 0 | 0 | 0 | 0 | 0 | 0 | 0 | 0 | 0 | 0 | 0 | 0 | 0 | 0 | 0 | System Off | 0 | 0
1711 | 1711 | 2012-03-12 06:59 | 5.73 | 8.45 | 8.45 | 5.73 | 177 | 138.61 | 62 | 14.87 | 184.1 | 0.8 | 0.75 | 0.74 | 0.05 | 159.11 | 0 | 0 | 48.41 | 0.18429 | 0.056448 | 0.006 | 9.68 | System Off | 1 | 0
1712 | 1712 | 2012-03-12 07:59 | 7.19 | 10.23 | 10.23 | 7.19 | 200.47 | 161.66 | 71 | 14.71 | 207.68 | 0.84 | 0.78 | 0.76 | 0.06 | 141.92 | 0 | 0 | 55.55 | 0.17639 | 0.056448 | 0.007 | 9.86 | System Off | 1 | 0
1713 | 1713 | 2012-03-12 08:59 | 8.66 | 11.67 | 11.67 | 8.66 | 199.24 | 160.45 | 71 | 14.62 | 206.61 | 0.84 | 0.78 | 0.76 | 0.06 | 119.33 | 0 | 0 | 55.61 | 0.17841 | 0.056448 | 0.007 | 9.86 | System Off | 1 | 0
1714 | 1714 | 2012-03-12 09:59 | 9.83 | 12.69 | 12.69 | 9.83 | 183.62 | 145.12 | 66 | 14.49 | 191.15 | 0.76 | 0.76 | 0.74 | 0.05 | 99.34 | 0 | 0 | 51.78 | 0.17978 | 0.056448 | 0.007 | 10.61 | System Off | 1 | 0
1715 | 1715 | 2012-03-12 10:59 | 11 | 14 | 14 | 11 | 187.45 | 148.88 | 67 | 14.57 | 195.12 | 0.74 | 0.76 | 0.75 | 0.05 | 93.81 | 0 | 0 | 52.51 | 0.18145 | 0.056448 | 0.007 | 10.45 | System Off | 1 | 0
1716 | 1716 | 2012-03-12 11:59 | 12.18 | 14.83 | 14.83 | 12.18 | 160.06 | 121.98 | 58 | 14.37 | 167.78 | 0.68 | 0.73 | 0.71 | 0.04 | 72.6 | 0 | 0 | 45.57 | 0.18264 | 0.056448 | 0.006 | 10.34 | System Off | 0 | 0
1717 | 1717 | 2012-03-12 12:59 | 12.09 | 15.36 | 15.36 | 12.09 | 200.93 | 162.12 | 72 | 14.53 | 208.72 | 0.82 | 0.78 | 0.76 | 0.06 | 103.85 | 0 | 0 | 56.45 | 0.18323 | 0.056448 | 0.007 | 9.72 | System Off | 1 | 0
1718 | 1718 | 2012-03-12 13:59 | 12.01 | 14.79 | 14.79 | 12.01 | 172.21 | 133.91 | 62 | 14.47 | 179.96 | 0.8 | 0.74 | 0.73 | 0.05 | 99.21 | 0 | 0 | 48.66 | 0.18261 | 0.056448 | 0.006 | 9.68 | System Off | 1 | 0
1719 | 1719 | 2012-03-12 14:59 | 11.92 | 14.68 | 14.68 | 11.92 | 172.3 | 134 | 62 | 14.47 | 180.04 | 0.8 | 0.74 | 0.73 | 0.05 | 110.08 | 0 | 0 | 48.65 | 0.18248 | 0.056448 | 0.006 | 9.68 | System Off | 1 | 0
1720 | 1720 | 2012-03-12 15:59 | 11.02 | 12.61 | 12.61 | 11.02 | 93.89 | 56.97 | 34 | 14.38 | 100.5 | 0.58 | 0.57 | 0.55 | 0.02 | 47.92 | 0 | 0 | 26.72 | 0.1798 | 0.056448 | 0.003 | 8.82 | System Off | 0 | 0
1721 | 1721 | 2012-03-12 16:59 | 10.12 | 10.2 | 10.2 | 10.12 | 4.01 | 0 | 1 | 20.89 | 4.95 | 0 | 0 | 0 | 0 | 0 | 0 | 0 | 0.72 | 0.17688 | 0.056448 | 0 | 0 | System Off | 0 | 0
1722 | 1722 | 2012-03-12 17:59 | 9.22 | 9.22 | 9.22 | 9.22 | 0 | 0 | 0 | 0 | 0 | 0 | 0 | 0 | 0 | 0 | 0 | 0 | 0 | 0 | 0 | 0 | 0 | System Off | 0 | 0
1723 | 1723 | 2012-03-12 18:59 | 8.74 | 8.74 | 8.74 | 8.74 | 0 | 0 | 0 | 0 | 0 | 0 | 0 | 0 | 0 | 0 | 0 | 0 | 0 | 0 | 0 | 0 | 0 | System Off | 0 | 0
1724 | 1724 | 2012-03-12 19:59 | 8.27 | 8.27 | 8.27 | 8.27 | 0 | 0 | 0 | 0 | 0 | 0 | 0 | 0 | 0 | 0 | 0 | 0 | 0 | 0 | 0 | 0 | 0 | System Off | 0 | 0
1725 | 1725 | 2012-03-12 20:59 | 7.79 | 7.79 | 7.79 | 7.79 | 0 | 0 | 0 | 0 | 0 | 0 | 0 | 0 | 0 | 0 | 0 | 0 | 0 | 0 | 0 | 0 | 0 | System Off | 0 | 0
1726 | 1726 | 2012-03-12 21:59 | 7.61 | 7.61 | 7.61 | 7.61 | 0 | 0 | 0 | 0 | 0 | 0 | 0 | 0 | 0 | 0 | 0 | 0 | 0 | 0 | 0 | 0 | 0 | System Off | 0 | 0
1727 | 1727 | 2012-03-12 22:59 | 7.42 | 7.42 | 7.42 | 7.42 | 0 | 0 | 0 | 0 | 0 | 0 | 0 | 0 | 0 | 0 | 0 | 0 | 0 | 0 | 0 | 0 | 0 | System Off | 0 | 0
1728 | 1728 | 2012-03-12 23:59 | 7.24 | 7.24 | 7.24 | 7.24 | 0 | 0 | 0 | 0 | 0 | 0 | 0 | 0 | 0 | 0 | 0 | 0 | 0 | 0 | 0 | 0 | 0 | System Off | 0 | 0
1729 | 1729 | 2012-03-13 00:59 | 7.14 | 7.14 | 7.14 | 7.14 | 0 | 0 | 0 | 0 | 0 | 0 | 0 | 0 | 0 | 0 | 0 | 0 | 0 | 0 | 0 | 0 | 0 | System Off | 0 | 0
1730 | 1730 | 2012-03-13 01:59 | 7.05 | 7.05 | 7.05 | 7.05 | 0 | 0 | 0 | 0 | 0 | 0 | 0 | 0 | 0 | 0 | 0 | 0 | 0 | 0 | 0 | 0 | 0 | System Off | 0 | 0
1731 | 1731 | 2012-03-13 02:59 | 6.95 | 6.95 | 6.95 | 6.95 | 0 | 0 | 0 | 0 | 0 | 0 | 0 | 0 | 0 | 0 | 0 | 0 | 0 | 0 | 0 | 0 | 0 | System Off | 0 | 0
1732 | 1732 | 2012-03-13 03:59 | 6.88 | 6.88 | 6.88 | 6.88 | 0 | 0 | 0 | 0 | 0 | 0 | 0 | 0 | 0 | 0 | 0 | 0 | 0 | 0 | 0 | 0 | 0 | System Off | 0 | 0
1733 | 1733 | 2012-03-13 04:59 | 6.81 | 6.81 | 6.81 | 6.81 | 0 | 0 | 0 | 0 | 0 | 0 | 0 | 0 | 0 | 0 | 0 | 0 | 0 | 0 | 0 | 0 | 0 | System Off | 0 | 0
1734 | 1734 | 2012-03-13 05:59 | 6.73 | 6.81 | 6.81 | 6.73 | 4.09 | 0 | 1 | 21.3 | 5.01 | 0 | 0 | 0 | 0 | 0 | 0 | 0 | 0.72 | 0.18254 | 0.056448 | 0 | 0 | System Off | 0 | 0
1735 | 1735 | 2012-03-13 06:59 | 7.37 | 9.43 | 9.43 | 7.37 | 117.17 | 79.85 | 42 | 14.53 | 123.98 | 0.71 | 0.64 | 0.63 | 0.03 | 91.65 | 0 | 0 | 32.94 | 0.183 | 0.056448 | 0.004 | 9.52 | System Off | 1 | 0
1736 | 1736 | 2012-03-13 07:59 | 8.01 | 10.49 | 10.49 | 8.01 | 145.94 | 108.11 | 52 | 14.62 | 153.15 | 0.76 | 0.71 | 0.69 | 0.04 | 94.91 | 0 | 0 | 40.73 | 0.17656 | 0.056448 | 0.005 | 9.62 | System Off | 1 | 0
1737 | 1737 | 2012-03-13 08:59 | 8.65 | 11.3 | 11.3 | 8.65 | 160.13 | 122.04 | 57 | 14.63 | 167.48 | 0.69 | 0.73 | 0.71 | 0.04 | 90.76 | 0 | 0 | 44.64 | 0.17769 | 0.056448 | 0.006 | 10.53 | System Off | 1 | 0
1738 | 1738 | 2012-03-13 09:59 | 9.28 | 12.12 | 12.12 | 9.28 | 166.9 | 128.69 | 60 | 14.49 | 174.36 | 0.83 | 0.74 | 0.72 | 0.05 | 88.09 | 0 | 0 | 47.07 | 0.17872 | 0.056448 | 0.006 | 10 | System Off | 1 | 0
1739 | 1739 | 2012-03-13 10:59 | 9.91 | 13.4 | 13.4 | 9.91 | 200.21 | 161.4 | 71 | 14.69 | 207.77 | 0.83 | 0.78 | 0.76 | 0.06 | 101.7 | 0 | 0 | 55.55 | 0.18013 | 0.056448 | 0.007 | 9.86 | System Off | 1 | 0
1740 | 1740 | 2012-03-13 11:59 | 10.54 | 13.46 | 13.46 | 10.54 | 161.04 | 122.94 | 58 | 14.46 | 168.62 | 0.68 | 0.73 | 0.71 | 0.04 | 73.18 | 0 | 0 | 45.52 | 0.18036 | 0.056448 | 0.006 | 10.34 | System Off | 0 | 0
1741 | 1741 | 2012-03-13 12:59 | 10.66 | 13.74 | 13.74 | 10.66 | 173.02 | 134.7 | 62 | 14.53 | 180.65 | 0.8 | 0.75 | 0.73 | 0.05 | 86.29 | 0 | 0 | 48.61 | 0.18072 | 0.056448 | 0.006 | 9.68 | System Off | 1 | 0
1742 | 1742 | 2012-03-13 13:59 | 10.77 | 13.35 | 13.35 | 10.77 | 146.53 | 108.69 | 53 | 14.4 | 154.02 | 0.75 | 0.71 | 0.69 | 0.04 | 80.52 | 0 | 0 | 41.63 | 0.18042 | 0.056448 | 0.005 | 9.43 | System Off | 1 | 0
1743 | 1743 | 2012-03-13 14:59 | 10.89 | 13.36 | 13.36 | 10.89 | 141.68 | 103.92 | 51 | 14.47 | 149.13 | 0.77 | 0.7 | 0.68 | 0.04 | 85.37 | 0 | 0 | 40.02 | 0.18049 | 0.056448 | 0.005 | 9.8 | System Off | 1 | 0
1744 | 1744 | 2012-03-13 15:59 | 9.93 | 12.32 | 12.32 | 9.93 | 132.61 | 95.01 | 48 | 14.39 | 139.87 | 0.62 | 0.68 | 0.66 | 0.03 | 79.92 | 0 | 0 | 37.71 | 0.17901 | 0.056448 | 0.005 | 10.42 | System Off | 1 | 0
1745 | 1745 | 2012-03-13 16:59 | 8.98 | 9.16 | 9.16 | 8.98 | 8.35 | 0 | 3 | 14.5 | 9.93 | 0 | 0 | 0 | 0 | 0 | 0 | 0 | 2.35 | 0.18324 | 0.056448 | 0 | 0 | System Off | 0 | 0
1746 | 1746 | 2012-03-13 17:59 | 8.02 | 8.02 | 8.02 | 8.02 | 0 | 0 | 0 | 0 | 0 | 0 | 0 | 0 | 0 | 0 | 0 | 0 | 0 | 0 | 0 | 0 | 0 | System Off | 0 | 0
1747 | 1747 | 2012-03-13 18:59 | 7.06 | 7.06 | 7.06 | 7.06 | 0 | 0 | 0 | 0 | 0 | 0 | 0 | 0 | 0 | 0 | 0 | 0 | 0 | 0 | 0 | 0 | 0 | System Off | 0 | 0
1748 | 1748 | 2012-03-13 19:59 | 6.09 | 6.09 | 6.09 | 6.09 | 0 | 0 | 0 | 0 | 0 | 0 | 0 | 0 | 0 | 0 | 0 | 0 | 0 | 0 | 0 | 0 | 0 | System Off | 0 | 0
1749 | 1749 | 2012-03-13 20:59 | 5.13 | 5.13 | 5.13 | 5.13 | 0 | 0 | 0 | 0 | 0 | 0 | 0 | 0 | 0 | 0 | 0 | 0 | 0 | 0 | 0 | 0 | 0 | System Off | 0 | 0
1750 | 1750 | 2012-03-13 21:59 | 5.03 | 5.03 | 5.03 | 5.03 | 0 | 0 | 0 | 0 | 0 | 0 | 0 | 0 | 0 | 0 | 0 | 0 | 0 | 0 | 0 | 0 | 0 | System Off | 0 | 0
1751 | 1751 | 2012-03-13 22:59 | 4.94 | 4.94 | 4.94 | 4.94 | 0 | 0 | 0 | 0 | 0 | 0 | 0 | 0 | 0 | 0 | 0 | 0 | 0 | 0 | 0 | 0 | 0 | System Off | 0 | 0
1752 | 1752 | 2012-03-13 23:59 | 4.84 | 4.84 | 4.84 | 4.84 | 0 | 0 | 0 | 0 | 0 | 0 | 0 | 0 | 0 | 0 | 0 | 0 | 0 | 0 | 0 | 0 | 0 | System Off | 0 | 0
1753 | 1753 | 2012-03-14 00:59 | 5.1 | 5.1 | 5.1 | 5.1 | 0 | 0 | 0 | 0 | 0 | 0 | 0 | 0 | 0 | 0 | 0 | 0 | 0 | 0 | 0 | 0 | 0 | System Off | 0 | 0
1754 | 1754 | 2012-03-14 01:59 | 5.36 | 5.36 | 5.36 | 5.36 | 0 | 0 | 0 | 0 | 0 | 0 | 0 | 0 | 0 | 0 | 0 | 0 | 0 | 0 | 0 | 0 | 0 | System Off | 0 | 0
1755 | 1755 | 2012-03-14 02:59 | 5.62 | 5.62 | 5.62 | 5.62 | 0 | 0 | 0 | 0 | 0 | 0 | 0 | 0 | 0 | 0 | 0 | 0 | 0 | 0 | 0 | 0 | 0 | System Off | 0 | 0
1756 | 1756 | 2012-03-14 03:59 | 5.41 | 5.41 | 5.41 | 5.41 | 0 | 0 | 0 | 0 | 0 | 0 | 0 | 0 | 0 | 0 | 0 | 0 | 0 | 0 | 0 | 0 | 0 | System Off | 0 | 0
1757 | 1757 | 2012-03-14 04:59 | 5.2 | 5.2 | 5.2 | 5.2 | 0 | 0 | 0 | 0 | 0 | 0 | 0 | 0 | 0 | 0 | 0 | 0 | 0 | 0 | 0 | 0 | 0 | System Off | 0 | 0
1758 | 1758 | 2012-03-14 05:59 | 4.98 | 5.12 | 5.12 | 4.98 | 6.31 | 0 | 2 | 16.43 | 7.55 | 0 | 0 | 0 | 0 | 0 | 0 | 0 | 1.53 | 0.18012 | 0.056448 | 0 | 0 | System Off | 0 | 0
1759 | 1759 | 2012-03-14 06:59 | 5.96 | 8.84 | 8.84 | 5.96 | 140.55 | 102.81 | 50 | 14.64 | 147.57 | 0.8 | 0.7 | 0.68 | 0.04 | 118.01 | 0 | 0 | 39.15 | 0.184 | 0.056448 | 0.005 | 10 | System Off | 1 | 0
1760 | 1760 | 2012-03-14 07:59 | 6.94 | 11.9 | 11.9 | 6.94 | 243.64 | 204.05 | 86 | 14.76 | 250.68 | 0.81 | 0.81 | 0.8 | 0.07 | 179.13 | 0 | 0 | 67.2 | 0.17679 | 0.056448 | 0.009 | 10.47 | System Off | 1 | 0
1761 | 1761 | 2012-03-14 08:59 | 7.92 | 15.49 | 15.49 | 7.92 | 370.76 | 328.8 | 131 | 14.74 | 375.87 | 0.91 | 0.87 | 0.86 | 0.12 | 244.52 | 0 | 0 | 102.3 | 0.18039 | 0.056448 | 0.013 | 9.92 | System Off | 1 | 0
1762 | 1762 | 2012-03-14 09:59 | 8.82 | 17.84 | 17.84 | 8.82 | 449.21 | 405.75 | 159 | 14.71 | 452.42 | 0.94 | 0.9 | 0.88 | 0.15 | 277.75 | 0 | 0 | 124.17 | 0.18305 | 0.056448 | 0.016 | 10.06 | System Off | 1 | 0
1763 | 1763 | 2012-03-14 10:59 | 9.73 | 22.51 | 22.51 | 9.73 | 644.54 | 597.19 | 229 | 14.66 | 641.27 | 0.96 | 0.93 | 0.91 | 0.22 | 376.3 | 0 | 0 | 178.78 | 0.18787 | 0.056448 | 0.023 | 10.04 | System Off | 1 | 0
1764 | 1764 | 2012-03-14 11:59 | 10.64 | 28.81 | 28.81 | 10.64 | 926.29 | 872.97 | 334 | 14.44 | 910.78 | 0.96 | 0.96 | 0.94 | 0.32 | 519.63 | 0 | 0 | 261.13 | 0.19454 | 0.056448 | 0.033 | 9.88 | System Off | 1 | 0
1765 | 1765 | 2012-03-14 12:59 | 10.84 | 36.68 | 36.68 | 10.84 | 1314.15 | 1251.91 | 483 | 14.17 | 1278.28 | 0.93 | 0.98 | 0.96 | 0.45 | 801.95 | 0 | 0 | 378.23 | 0.19932 | 0.056448 | 0.048 | 9.94 | System Off | 1 | 0
1766 | 1766 | 2012-03-14 13:59 | 11.03 | 31.53 | 31.53 | 11.03 | 1060.67 | 1004.35 | 385 | 14.35 | 1038.48 | 0.93 | 0.97 | 0.95 | 0.36 | 744.1 | 0 | 0 | 301.21 | 0.19773 | 0.056448 | 0.038 | 9.87 | System Off | 1 | 0
1767 | 1767 | 2012-03-14 14:59 | 11.23 | 23.74 | 23.74 | 11.23 | 653.74 | 606.2 | 234 | 14.55 | 650.28 | 0.94 | 0.93 | 0.91 | 0.22 | 497.98 | 0 | 0 | 182.97 | 0.19028 | 0.056448 | 0.024 | 10.26 | System Off | 1 | 0
1768 | 1768 | 2012-03-14 15:59 | 10.19 | 15.69 | 15.69 | 10.19 | 285.38 | 245.02 | 102 | 14.57 | 292.31 | 0.88 | 0.84 | 0.82 | 0.09 | 206.09 | 0 | 0 | 79.88 | 0.1821 | 0.056448 | 0.01 | 9.8 | System Off | 1 | 0
1769 | 1769 | 2012-03-14 16:59 | 9.15 | 9.83 | 9.83 | 9.15 | 32.9 | 0 | 12 | 14.28 | 36.76 | 0 | 0 | 0 | 0 | 0 | 0 | 0 | 9.44 | 0.18396 | 0.056448 | 0.001 | 8.33 | System Off | 0 | 0
1770 | 1770 | 2012-03-14 17:59 | 8.11 | 8.11 | 8.11 | 8.11 | 0 | 0 | 0 | 0 | 0 | 0 | 0 | 0 | 0 | 0 | 0 | 0 | 0 | 0 | 0 | 0 | 0 | System Off | 0 | 0
1771 | 1771 | 2012-03-14 18:59 | 7.17 | 7.17 | 7.17 | 7.17 | 0 | 0 | 0 | 0 | 0 | 0 | 0 | 0 | 0 | 0 | 0 | 0 | 0 | 0 | 0 | 0 | 0 | System Off | 0 | 0
1772 | 1772 | 2012-03-14 19:59 | 6.24 | 6.24 | 6.24 | 6.24 | 0 | 0 | 0 | 0 | 0 | 0 | 0 | 0 | 0 | 0 | 0 | 0 | 0 | 0 | 0 | 0 | 0 | System Off | 0 | 0
1773 | 1773 | 2012-03-14 20:59 | 5.3 | 5.3 | 5.3 | 5.3 | 0 | 0 | 0 | 0 | 0 | 0 | 0 | 0 | 0 | 0 | 0 | 0 | 0 | 0 | 0 | 0 | 0 | System Off | 0 | 0
1774 | 1774 | 2012-03-14 21:59 | 5.23 | 5.23 | 5.23 | 5.23 | 0 | 0 | 0 | 0 | 0 | 0 | 0 | 0 | 0 | 0 | 0 | 0 | 0 | 0 | 0 | 0 | 0 | System Off | 0 | 0
1775 | 1775 | 2012-03-14 22:59 | 5.17 | 5.17 | 5.17 | 5.17 | 0 | 0 | 0 | 0 | 0 | 0 | 0 | 0 | 0 | 0 | 0 | 0 | 0 | 0 | 0 | 0 | 0 | System Off | 0 | 0
1776 | 1776 | 2012-03-14 23:59 | 5.1 | 5.1 | 5.1 | 5.1 | 0 | 0 | 0 | 0 | 0 | 0 | 0 | 0 | 0 | 0 | 0 | 0 | 0 | 0 | 0 | 0 | 0 | System Off | 0 | 0
1777 | 1777 | 2012-03-15 00:59 | 3.79 | 3.79 | 3.79 | 3.79 | 0 | 0 | 0 | 0 | 0 | 0 | 0 | 0 | 0 | 0 | 0 | 0 | 0 | 0 | 0 | 0 | 0 | System Off | 0 | 0
1778 | 1778 | 2012-03-15 01:59 | 2.48 | 2.48 | 2.48 | 2.48 | 0 | 0 | 0 | 0 | 0 | 0 | 0 | 0 | 0 | 0 | 0 | 0 | 0 | 0 | 0 | 0 | 0 | System Off | 0 | 0
1779 | 1779 | 2012-03-15 02:59 | 1.17 | 1.17 | 1.17 | 1.17 | 0 | 0 | 0 | 0 | 0 | 0 | 0 | 0 | 0 | 0 | 0 | 0 | 0 | 0 | 0 | 0 | 0 | System Off | 0 | 0
1780 | 1780 | 2012-03-15 03:59 | 0.79 | 0.79 | 0.79 | 0.79 | 0 | 0 | 0 | 0 | 0 | 0 | 0 | 0 | 0 | 0 | 0 | 0 | 0 | 0 | 0 | 0 | 0 | System Off | 0 | 0
1781 | 1781 | 2012-03-15 04:59 | 0.41 | 0.41 | 0.41 | 0.41 | 0 | 0 | 0 | 0 | 0 | 0 | 0 | 0 | 0 | 0 | 0 | 0 | 0 | 0 | 0 | 0 | 0 | System Off | 0 | 0
1782 | 1782 | 2012-03-15 05:59 | 0.02 | 0.64 | 0.64 | 0.02 | 35.37 | 0 | 12 | 15.35 | 39.03 | 0 | 0 | 0 | 0 | 0 | 0 | 0 | 9.32 | 0.17373 | 0.056448 | 0.001 | 8.33 | System Off | 0 | 0
1783 | 1783 | 2012-03-15 06:59 | 3.02 | 7.44 | 7.44 | 3.02 | 264.96 | 224.98 | 91 | 15.16 | 271.2 | 0.87 | 0.83 | 0.81 | 0.08 | 258.25 | 0 | 0 | 70.75 | 0.18192 | 0.056448 | 0.009 | 9.89 | System Off | 1 | 0
1784 | 1784 | 2012-03-15 07:59 | 6.01 | 16.18 | 16.18 | 6.01 | 628.07 | 581.06 | 218 | 15.01 | 624.57 | 0.96 | 0.93 | 0.91 | 0.21 | 510.11 | 0 | 0 | 169.6 | 0.18205 | 0.056448 | 0.022 | 10.09 | System Off | 1 | 0
1785 | 1785 | 2012-03-15 08:59 | 9.01 | 26.12 | 26.12 | 9.01 | 1046.87 | 990.86 | 372 | 14.66 | 1024.77 | 0.97 | 0.97 | 0.95 | 0.36 | 736.88 | 0 | 0 | 290.24 | 0.19409 | 0.056448 | 0.037 | 9.95 | System Off | 1 | 0
1786 | 1786 | 2012-03-15 09:59 | 11.06 | 34.74 | 34.74 | 11.06 | 1403.7 | 1339.28 | 511 | 14.31 | 1362.4 | 0.94 | 0.98 | 0.96 | 0.48 | 916.79 | 0 | 0 | 399.86 | 0.20105 | 0.056448 | 0.051 | 9.98 | System Off | 1 | 0
1787 | 1787 | 2012-03-15 10:59 | 13.11 | 40.82 | 40.82 | 13.11 | 1592.68 | 1523.53 | 592 | 14.01 | 1540.51 | 0.93 | 0.99 | 0.97 | 0.55 | 960.01 | 0 | 0 | 464.53 | 0.20833 | 0.056448 | 0.059 | 9.97 | System Off | 1 | 0
1788 | 1788 | 2012-03-15 11:59 | 15.17 | 43.42 | 43.42 | 15.17 | 1587.28 | 1518.27 | 597 | 13.85 | 1535.62 | 0.92 | 0.99 | 0.97 | 0.55 | 903.73 | 0 | 0 | 469.36 | 0.21175 | 0.056448 | 0.059 | 9.88 | System Off | 1 | 0
1789 | 1789 | 2012-03-15 12:59 | 15.75 | 40.98 | 40.98 | 15.75 | 1419.21 | 1354.41 | 530 | 13.95 | 1377.58 | 0.92 | 0.98 | 0.96 | 0.49 | 867.61 | 0 | 0 | 416.45 | 0.2091 | 0.056448 | 0.053 | 10 | System Off | 1 | 0
1790 | 1790 | 2012-03-15 13:59 | 16.33 | 35.26 | 35.26 | 16.33 | 1070.16 | 1013.62 | 394 | 14.15 | 1047.94 | 0.94 | 0.97 | 0.94 | 0.37 | 750.97 | 0 | 0 | 309.25 | 0.20284 | 0.056448 | 0.039 | 9.9 | System Off | 1 | 0
1791 | 1791 | 2012-03-15 14:59 | 16.91 | 28.55 | 28.55 | 16.91 | 655.65 | 608.07 | 239 | 14.29 | 652.82 | 0.92 | 0.93 | 0.91 | 0.22 | 499.51 | 0 | 0 | 187.58 | 0.19561 | 0.056448 | 0.024 | 10.04 | System Off | 1 | 0
1792 | 1792 | 2012-03-15 15:59 | 14.59 | 19.71 | 19.71 | 14.59 | 287.42 | 247.02 | 104 | 14.39 | 294.82 | 0.86 | 0.84 | 0.82 | 0.09 | 207.77 | 0 | 0 | 81.64 | 0.1884 | 0.056448 | 0.011 | 10.58 | System Off | 1 | 0
1793 | 1793 | 2012-03-15 16:59 | 12.27 | 13 | 13 | 12.27 | 38.8 | 2.83 | 14 | 14.43 | 43.18 | 0 | 0.07 | 0.06 | 0 | 1.96 | 0 | 0 | 11 | 0.18051 | 0.056448 | 0.001 | 7.14 | System Off | 0 | 0
1794 | 1794 | 2012-03-15 17:59 | 9.95 | 9.95 | 9.95 | 9.95 | 0 | 0 | 0 | 0 | 0 | 0 | 0 | 0 | 0 | 0 | 0 | 0 | 0 | 0 | 0 | 0 | 0 | System Off | 0 | 0
1795 | 1795 | 2012-03-15 18:59 | 9.2 | 9.2 | 9.2 | 9.2 | 0 | 0 | 0 | 0 | 0 | 0 | 0 | 0 | 0 | 0 | 0 | 0 | 0 | 0 | 0 | 0 | 0 | System Off | 0 | 0
1796 | 1796 | 2012-03-15 19:59 | 8.45 | 8.45 | 8.45 | 8.45 | 0 | 0 | 0 | 0 | 0 | 0 | 0 | 0 | 0 | 0 | 0 | 0 | 0 | 0 | 0 | 0 | 0 | System Off | 0 | 0
1797 | 1797 | 2012-03-15 20:59 | 7.7 | 7.7 | 7.7 | 7.7 | 0 | 0 | 0 | 0 | 0 | 0 | 0 | 0 | 0 | 0 | 0 | 0 | 0 | 0 | 0 | 0 | 0 | System Off | 0 | 0
1798 | 1798 | 2012-03-15 21:59 | 7.62 | 7.62 | 7.62 | 7.62 | 0 | 0 | 0 | 0 | 0 | 0 | 0 | 0 | 0 | 0 | 0 | 0 | 0 | 0 | 0 | 0 | 0 | System Off | 0 | 0
1799 | 1799 | 2012-03-15 22:59 | 7.54 | 7.54 | 7.54 | 7.54 | 0 | 0 | 0 | 0 | 0 | 0 | 0 | 0 | 0 | 0 | 0 | 0 | 0 | 0 | 0 | 0 | 0 | System Off | 0 | 0
1800 | 1800 | 2012-03-15 23:59 | 7.46 | 7.46 | 7.46 | 7.46 | 0 | 0 | 0 | 0 | 0 | 0 | 0 | 0 | 0 | 0 | 0 | 0 | 0 | 0 | 0 | 0 | 0 | System Off | 0 | 0
1801 | 1801 | 2012-03-16 00:59 | 7.73 | 7.73 | 7.73 | 7.73 | 0 | 0 | 0 | 0 | 0 | 0 | 0 | 0 | 0 | 0 | 0 | 0 | 0 | 0 | 0 | 0 | 0 | System Off | 0 | 0
1802 | 1802 | 2012-03-16 01:59 | 8 | 8 | 8 | 8 | 0 | 0 | 0 | 0 | 0 | 0 | 0 | 0 | 0 | 0 | 0 | 0 | 0 | 0 | 0 | 0 | 0 | System Off | 0 | 0
1803 | 1803 | 2012-03-16 02:59 | 8.27 | 8.27 | 8.27 | 8.27 | 0 | 0 | 0 | 0 | 0 | 0 | 0 | 0 | 0 | 0 | 0 | 0 | 0 | 0 | 0 | 0 | 0 | System Off | 0 | 0
1804 | 1804 | 2012-03-16 03:59 | 7.74 | 7.74 | 7.74 | 7.74 | 0 | 0 | 0 | 0 | 0 | 0 | 0 | 0 | 0 | 0 | 0 | 0 | 0 | 0 | 0 | 0 | 0 | System Off | 0 | 0
1805 | 1805 | 2012-03-16 04:59 | 7.21 | 7.21 | 7.21 | 7.21 | 0 | 0 | 0 | 0 | 0 | 0 | 0 | 0 | 0 | 0 | 0 | 0 | 0 | 0 | 0 | 0 | 0 | System Off | 0 | 0
1806 | 1806 | 2012-03-16 05:59 | 6.68 | 7.4 | 7.4 | 6.68 | 38.93 | 2.97 | 14 | 14.48 | 43.08 | 0 | 0.07 | 0.07 | 0 | 4.84 | 0 | 0 | 10.99 | 0.18315 | 0.056448 | 0.001 | 7.14 | System Off | 0 | 0
1807 | 1807 | 2012-03-16 06:59 | 9.01 | 14.05 | 14.05 | 9.01 | 270.21 | 230.13 | 96 | 14.66 | 277.15 | 0.83 | 0.83 | 0.81 | 0.08 | 264.16 | 0 | 0 | 75.11 | 0.18015 | 0.056448 | 0.01 | 10.42 | System Off | 1 | 0
1808 | 1808 | 2012-03-16 07:59 | 11.33 | 23.2 | 23.2 | 11.33 | 621.62 | 574.74 | 222 | 14.58 | 619.4 | 0.94 | 0.93 | 0.91 | 0.21 | 504.56 | 0 | 0 | 173.54 | 0.1898 | 0.056448 | 0.022 | 9.91 | System Off | 1 | 0
1809 | 1809 | 2012-03-16 08:59 | 13.66 | 34.54 | 34.54 | 13.66 | 1022.57 | 967.11 | 376 | 14.16 | 1002.8 | 0.93 | 0.96 | 0.94 | 0.35 | 719.22 | 0 | 0 | 294.8 | 0.19797 | 0.056448 | 0.038 | 10.11 | System Off | 1 | 0
1810 | 1810 | 2012-03-16 09:59 | 15.32 | 42.67 | 42.67 | 15.32 | 1371.3 | 1307.67 | 516 | 13.84 | 1332.74 | 0.91 | 0.98 | 0.96 | 0.47 | 895.16 | 0 | 0 | 405.62 | 0.20774 | 0.056448 | 0.051 | 9.88 | System Off | 1 | 0
1811 | 1811 | 2012-03-16 10:59 | 16.98 | 47.45 | 47.45 | 16.98 | 1568.58 | 1500.05 | 600 | 13.62 | 1518.36 | 0.9 | 0.99 | 0.96 | 0.54 | 945.21 | 0 | 0 | 472.72 | 0.21471 | 0.056448 | 0.06 | 10 | System Off | 1 | 0
1812 | 1812 | 2012-03-16 11:59 | 18.64 | 48.34 | 48.34 | 18.64 | 1585.78 | 1516.81 | 608 | 13.58 | 1534.6 | 0.9 | 0.99 | 0.96 | 0.55 | 902.86 | 0 | 0 | 479.37 | 0.21769 | 0.056448 | 0.06 | 9.87 | System Off | 1 | 0
1813 | 1813 | 2012-03-16 12:59 | 18.83 | 44.93 | 44.93 | 18.83 | 1411.38 | 1346.77 | 536 | 13.71 | 1370.53 | 0.91 | 0.98 | 0.96 | 0.49 | 862.72 | 0 | 0 | 422.28 | 0.21414 | 0.056448 | 0.053 | 9.89 | System Off | 1 | 0
1814 | 1814 | 2012-03-16 13:59 | 19.03 | 38.44 | 38.44 | 19.03 | 1067.34 | 1010.87 | 398 | 13.97 | 1045.66 | 0.93 | 0.97 | 0.94 | 0.37 | 748.93 | 0 | 0 | 313.05 | 0.20709 | 0.056448 | 0.04 | 10.05 | System Off | 1 | 0
1815 | 1815 | 2012-03-16 14:59 | 19.22 | 31.1 | 31.1 | 19.22 | 658.44 | 610.8 | 242 | 14.17 | 655.88 | 0.91 | 0.93 | 0.91 | 0.22 | 501.75 | 0 | 0 | 190.2 | 0.19914 | 0.056448 | 0.024 | 9.92 | System Off | 1 | 0
1816 | 1816 | 2012-03-16 15:59 | 17.08 | 22.3 | 22.3 | 17.08 | 291.87 | 251.38 | 107 | 14.21 | 299.54 | 0.84 | 0.84 | 0.82 | 0.09 | 211.44 | 0 | 0 | 84.2 | 0.19212 | 0.056448 | 0.011 | 10.28 | System Off | 1 | 0
1817 | 1817 | 2012-03-16 16:59 | 14.95 | 15.75 | 15.75 | 14.95 | 42.92 | 6.89 | 16 | 13.97 | 47.69 | 0 | 0.14 | 0.14 | 0 | 4.75 | 0 | 0 | 12.64 | 0.18436 | 0.056448 | 0.002 | 12.5 | System Off | 0 | 0
1818 | 1818 | 2012-03-16 17:59 | 12.81 | 12.81 | 12.81 | 12.81 | 0 | 0 | 0 | 0 | 0 | 0 | 0 | 0 | 0 | 0 | 0 | 0 | 0 | 0 | 0 | 0 | 0 | System Off | 0 | 0
1819 | 1819 | 2012-03-16 18:59 | 12.28 | 12.28 | 12.28 | 12.28 | 0 | 0 | 0 | 0 | 0 | 0 | 0 | 0 | 0 | 0 | 0 | 0 | 0 | 0 | 0 | 0 | 0 | System Off | 0 | 0
1820 | 1820 | 2012-03-16 19:59 | 11.76 | 11.76 | 11.76 | 11.76 | 0 | 0 | 0 | 0 | 0 | 0 | 0 | 0 | 0 | 0 | 0 | 0 | 0 | 0 | 0 | 0 | 0 | System Off | 0 | 0
1821 | 1821 | 2012-03-16 20:59 | 11.23 | 11.23 | 11.23 | 11.23 | 0 | 0 | 0 | 0 | 0 | 0 | 0 | 0 | 0 | 0 | 0 | 0 | 0 | 0 | 0 | 0 | 0 | System Off | 0 | 0
1822 | 1822 | 2012-03-16 21:59 | 11.33 | 11.33 | 11.33 | 11.33 | 0 | 0 | 0 | 0 | 0 | 0 | 0 | 0 | 0 | 0 | 0 | 0 | 0 | 0 | 0 | 0 | 0 | System Off | 0 | 0
1823 | 1823 | 2012-03-16 22:59 | 11.44 | 11.44 | 11.44 | 11.44 | 0 | 0 | 0 | 0 | 0 | 0 | 0 | 0 | 0 | 0 | 0 | 0 | 0 | 0 | 0 | 0 | 0 | System Off | 0 | 0
1824 | 1824 | 2012-03-16 23:59 | 11.54 | 11.54 | 11.54 | 11.54 | 0 | 0 | 0 | 0 | 0 | 0 | 0 | 0 | 0 | 0 | 0 | 0 | 0 | 0 | 0 | 0 | 0 | System Off | 0 | 0
1825 | 1825 | 2012-03-17 00:59 | 11.02 | 11.02 | 11.02 | 11.02 | 0 | 0 | 0 | 0 | 0 | 0 | 0 | 0 | 0 | 0 | 0 | 0 | 0 | 0 | 0 | 0 | 0 | System Off | 0 | 0
1826 | 1826 | 2012-03-17 01:59 | 10.51 | 10.51 | 10.51 | 10.51 | 0 | 0 | 0 | 0 | 0 | 0 | 0 | 0 | 0 | 0 | 0 | 0 | 0 | 0 | 0 | 0 | 0 | System Off | 0 | 0
1827 | 1827 | 2012-03-17 02:59 | 9.99 | 9.99 | 9.99 | 9.99 | 0 | 0 | 0 | 0 | 0 | 0 | 0 | 0 | 0 | 0 | 0 | 0 | 0 | 0 | 0 | 0 | 0 | System Off | 0 | 0
1828 | 1828 | 2012-03-17 03:59 | 9.25 | 9.25 | 9.25 | 9.25 | 0 | 0 | 0 | 0 | 0 | 0 | 0 | 0 | 0 | 0 | 0 | 0 | 0 | 0 | 0 | 0 | 0 | System Off | 0 | 0
1829 | 1829 | 2012-03-17 04:59 | 8.51 | 8.51 | 8.51 | 8.51 | 0 | 0 | 0 | 0 | 0 | 0 | 0 | 0 | 0 | 0 | 0 | 0 | 0 | 0 | 0 | 0 | 0 | System Off | 0 | 0
1830 | 1830 | 2012-03-17 05:59 | 7.77 | 8.3 | 8.3 | 7.77 | 26.53 | 0 | 10 | 13.82 | 29.88 | 0 | 0 | 0 | 0 | 0 | 0 | 0 | 7.92 | 0.1819 | 0.056448 | 0.001 | 10 | System Off | 0 | 0
1831 | 1831 | 2012-03-17 06:59 | 9.58 | 11.25 | 11.25 | 9.58 | 84.87 | 48.11 | 31 | 14.26 | 91.14 | 0.64 | 0.53 | 0.52 | 0.02 | 55.23 | 0 | 0 | 24.4 | 0.17767 | 0.056448 | 0.003 | 9.68 | System Off | 0 | 0
1832 | 1832 | 2012-03-17 07:59 | 11.39 | 20.03 | 20.03 | 11.39 | 440.24 | 396.95 | 157 | 14.6 | 444.04 | 0.89 | 0.89 | 0.87 | 0.14 | 348.48 | 0 | 0 | 122.79 | 0.18657 | 0.056448 | 0.016 | 10.19 | System Off | 1 | 0
1833 | 1833 | 2012-03-17 08:59 | 13.21 | 30.93 | 30.93 | 13.21 | 868.94 | 816.87 | 316 | 14.32 | 856.63 | 0.95 | 0.95 | 0.93 | 0.3 | 607.49 | 0 | 0 | 247.45 | 0.19737 | 0.056448 | 0.032 | 10.13 | System Off | 1 | 0
1834 | 1834 | 2012-03-17 09:59 | 14.2 | 37.87 | 37.87 | 14.2 | 1255.1 | 1194.27 | 464 | 14.09 | 1222.78 | 0.92 | 0.98 | 0.95 | 0.43 | 817.53 | 0 | 0 | 363.98 | 0.20332 | 0.056448 | 0.046 | 9.91 | System Off | 1 | 0
1835 | 1835 | 2012-03-17 10:59 | 15.19 | 40.23 | 40.23 | 15.19 | 1431.28 | 1366.19 | 533 | 13.99 | 1388.84 | 0.92 | 0.98 | 0.96 | 0.49 | 860.86 | 0 | 0 | 418.63 | 0.20841 | 0.056448 | 0.053 | 9.94 | System Off | 1 | 0
1836 | 1836 | 2012-03-17 11:59 | 16.18 | 39.32 | 39.32 | 16.18 | 1428.3 | 1363.28 | 530 | 14.04 | 1385.94 | 0.92 | 0.98 | 0.96 | 0.49 | 811.47 | 0 | 0 | 416.3 | 0.20974 | 0.056448 | 0.053 | 10 | System Off | 1 | 0
1837 | 1837 | 2012-03-17 12:59 | 15.78 | 29.67 | 29.67 | 15.78 | 903.47 | 850.65 | 327 | 14.39 | 889.24 | 0.95 | 0.96 | 0.93 | 0.31 | 544.91 | 0 | 0 | 256.24 | 0.19851 | 0.056448 | 0.033 | 10.09 | System Off | 1 | 0
1838 | 1838 | 2012-03-17 13:59 | 15.38 | 20.08 | 20.08 | 15.38 | 315.02 | 274.11 | 114 | 14.39 | 321.98 | 0.87 | 0.85 | 0.83 | 0.1 | 203.08 | 0 | 0 | 89.52 | 0.19005 | 0.056448 | 0.012 | 10.53 | System Off | 1 | 0
1839 | 1839 | 2012-03-17 14:59 | 14.98 | 18.36 | 18.36 | 14.98 | 234.52 | 195.1 | 85 | 14.37 | 242.43 | 0.82 | 0.8 | 0.79 | 0.07 | 160.27 | 0 | 0 | 66.78 | 0.18797 | 0.056448 | 0.009 | 10.59 | System Off | 1 | 0
1840 | 1840 | 2012-03-17 15:59 | 14.05 | 14.83 | 14.83 | 14.05 | 48.45 | 12.32 | 18 | 14.02 | 53.5 | 0 | 0.23 | 0.23 | 0 | 10.37 | 0 | 0 | 14.21 | 0.1832 | 0.056448 | 0.002 | 11.11 | System Off | 0 | 0
1841 | 1841 | 2012-03-17 16:59 | 13.12 | 13.88 | 13.88 | 13.12 | 43.72 | 7.68 | 16 | 14.23 | 48.45 | 0 | 0.16 | 0.16 | 0 | 5.3 | 0 | 0 | 12.6 | 0.1818 | 0.056448 | 0.002 | 12.5 | System Off | 0 | 0
1842 | 1842 | 2012-03-17 17:59 | 12.19 | 12.19 | 12.19 | 12.19 | 0 | 0 | 0 | 0 | 0 | 0 | 0 | 0 | 0 | 0 | 0 | 0 | 0 | 0 | 0 | 0 | 0 | System Off | 0 | 0
1843 | 1843 | 2012-03-17 18:59 | 11.65 | 11.65 | 11.65 | 11.65 | 0 | 0 | 0 | 0 | 0 | 0 | 0 | 0 | 0 | 0 | 0 | 0 | 0 | 0 | 0 | 0 | 0 | System Off | 0 | 0
1844 | 1844 | 2012-03-17 19:59 | 11.11 | 11.11 | 11.11 | 11.11 | 0 | 0 | 0 | 0 | 0 | 0 | 0 | 0 | 0 | 0 | 0 | 0 | 0 | 0 | 0 | 0 | 0 | System Off | 0 | 0
1845 | 1845 | 2012-03-17 20:59 | 10.57 | 10.57 | 10.57 | 10.57 | 0 | 0 | 0 | 0 | 0 | 0 | 0 | 0 | 0 | 0 | 0 | 0 | 0 | 0 | 0 | 0 | 0 | System Off | 0 | 0
1846 | 1846 | 2012-03-17 21:59 | 10.42 | 10.42 | 10.42 | 10.42 | 0 | 0 | 0 | 0 | 0 | 0 | 0 | 0 | 0 | 0 | 0 | 0 | 0 | 0 | 0 | 0 | 0 | System Off | 0 | 0
1847 | 1847 | 2012-03-17 22:59 | 10.27 | 10.27 | 10.27 | 10.27 | 0 | 0 | 0 | 0 | 0 | 0 | 0 | 0 | 0 | 0 | 0 | 0 | 0 | 0 | 0 | 0 | 0 | System Off | 0 | 0
1848 | 1848 | 2012-03-17 23:59 | 10.12 | 10.12 | 10.12 | 10.12 | 0 | 0 | 0 | 0 | 0 | 0 | 0 | 0 | 0 | 0 | 0 | 0 | 0 | 0 | 0 | 0 | 0 | System Off | 0 | 0
1849 | 1849 | 2012-03-18 00:59 | 9.71 | 9.71 | 9.71 | 9.71 | 0 | 0 | 0 | 0 | 0 | 0 | 0 | 0 | 0 | 0 | 0 | 0 | 0 | 0 | 0 | 0 | 0 | System Off | 0 | 0
1850 | 1850 | 2012-03-18 01:59 | 9.29 | 9.29 | 9.29 | 9.29 | 0 | 0 | 0 | 0 | 0 | 0 | 0 | 0 | 0 | 0 | 0 | 0 | 0 | 0 | 0 | 0 | 0 | System Off | 0 | 0
1851 | 1851 | 2012-03-18 02:59 | 8.88 | 8.88 | 8.88 | 8.88 | 0 | 0 | 0 | 0 | 0 | 0 | 0 | 0 | 0 | 0 | 0 | 0 | 0 | 0 | 0 | 0 | 0 | System Off | 0 | 0
1852 | 1852 | 2012-03-18 03:59 | 9 | 9 | 9 | 9 | 0 | 0 | 0 | 0 | 0 | 0 | 0 | 0 | 0 | 0 | 0 | 0 | 0 | 0 | 0 | 0 | 0 | System Off | 0 | 0
1853 | 1853 | 2012-03-18 04:59 | 9.12 | 9.12 | 9.12 | 9.12 | 0 | 0 | 0 | 0 | 0 | 0 | 0 | 0 | 0 | 0 | 0 | 0 | 0 | 0 | 0 | 0 | 0 | System Off | 0 | 0
1854 | 1854 | 2012-03-18 05:59 | 9.24 | 10.12 | 10.12 | 9.24 | 50.4 | 14.24 | 18 | 14.58 | 55.3 | 0.53 | 0.26 | 0.25 | 0.01 | 23.2 | 0 | 0 | 14.11 | 0.17654 | 0.056448 | 0.002 | 11.11 | System Off | 0 | 0
1855 | 1855 | 2012-03-18 06:59 | 9.05 | 9.69 | 9.69 | 9.05 | 37.93 | 1.98 | 14 | 14.11 | 42.11 | 0 | 0.05 | 0.05 | 0 | 2.28 | 0 | 0 | 11.04 | 0.18392 | 0.056448 | 0.001 | 7.14 | System Off | 0 | 0
1856 | 1856 | 2012-03-18 07:59 | 8.86 | 10.8 | 10.8 | 8.86 | 123.76 | 86.32 | 44 | 14.65 | 130.77 | 0.67 | 0.66 | 0.65 | 0.03 | 75.78 | 0 | 0 | 34.46 | 0.17732 | 0.056448 | 0.004 | 9.09 | System Off | 1 | 0
1857 | 1857 | 2012-03-18 08:59 | 8.67 | 12.85 | 12.85 | 8.67 | 282.4 | 242.09 | 99 | 14.86 | 289.01 | 0.9 | 0.84 | 0.82 | 0.09 | 180.04 | 0 | 0 | 77.28 | 0.17982 | 0.056448 | 0.01 | 10.1 | System Off | 1 | 0
1858 | 1858 | 2012-03-18 09:59 | 8.65 | 13.2 | 13.2 | 8.65 | 316.86 | 275.92 | 111 | 14.87 | 322.88 | 0.89 | 0.85 | 0.84 | 0.1 | 188.88 | 0 | 0 | 86.64 | 0.1804 | 0.056448 | 0.011 | 9.91 | System Off | 1 | 0
1859 | 1859 | 2012-03-18 10:59 | 8.64 | 12.54 | 12.54 | 8.64 | 277.78 | 237.56 | 98 | 14.76 | 284.43 | 0.92 | 0.84 | 0.82 | 0.09 | 149.69 | 0 | 0 | 76.6 | 0.17974 | 0.056448 | 0.01 | 10.2 | System Off | 1 | 0
1860 | 1860 | 2012-03-18 11:59 | 8.63 | 12.01 | 12.01 | 8.63 | 246.02 | 206.38 | 87 | 14.73 | 253.04 | 0.8 | 0.82 | 0.8 | 0.07 | 122.85 | 0 | 0 | 68.05 | 0.17917 | 0.056448 | 0.009 | 10.34 | System Off | 1 | 0
1861 | 1861 | 2012-03-18 12:59 | 9.17 | 12.72 | 12.72 | 9.17 | 255.2 | 215.4 | 90 | 14.77 | 262.19 | 0.88 | 0.82 | 0.8 | 0.08 | 137.98 | 0 | 0 | 70.35 | 0.18007 | 0.056448 | 0.009 | 10 | System Off | 1 | 0
1862 | 1862 | 2012-03-18 13:59 | 9.71 | 16.77 | 16.77 | 9.71 | 509.3 | 464.66 | 179 | 14.82 | 510.38 | 0.95 | 0.91 | 0.89 | 0.17 | 344.26 | 0 | 0 | 139.73 | 0.18531 | 0.056448 | 0.018 | 10.06 | System Off | 1 | 0
1863 | 1863 | 2012-03-18 14:59 | 10.25 | 13.32 | 13.32 | 10.25 | 215.03 | 175.96 | 77 | 14.54 | 222.49 | 0.78 | 0.79 | 0.77 | 0.06 | 144.54 | 0 | 0 | 60.37 | 0.18092 | 0.056448 | 0.008 | 10.39 | System Off | 1 | 0
1864 | 1864 | 2012-03-18 15:59 | 9.48 | 13.22 | 13.22 | 9.48 | 252.03 | 212.29 | 89 | 14.75 | 259.13 | 0.89 | 0.82 | 0.8 | 0.08 | 178.55 | 0 | 0 | 69.58 | 0.18045 | 0.056448 | 0.009 | 10.11 | System Off | 1 | 0
1865 | 1865 | 2012-03-18 16:59 | 8.7 | 8.92 | 8.92 | 8.7 | 12.8 | 0 | 5 | 13.33 | 14.9 | 0 | 0 | 0 | 0 | 0 | 0 | 0 | 3.98 | 0.18296 | 0.056448 | 0.001 | 20 | System Off | 0 | 0
1866 | 1866 | 2012-03-18 17:59 | 7.93 | 7.93 | 7.93 | 7.93 | 0 | 0 | 0 | 0 | 0 | 0 | 0 | 0 | 0 | 0 | 0 | 0 | 0 | 0 | 0 | 0 | 0 | System Off | 0 | 0
1867 | 1867 | 2012-03-18 18:59 | 7.05 | 7.05 | 7.05 | 7.05 | 0 | 0 | 0 | 0 | 0 | 0 | 0 | 0 | 0 | 0 | 0 | 0 | 0 | 0 | 0 | 0 | 0 | System Off | 0 | 0
1868 | 1868 | 2012-03-18 19:59 | 6.18 | 6.18 | 6.18 | 6.18 | 0 | 0 | 0 | 0 | 0 | 0 | 0 | 0 | 0 | 0 | 0 | 0 | 0 | 0 | 0 | 0 | 0 | System Off | 0 | 0
1869 | 1869 | 2012-03-18 20:59 | 5.3 | 5.3 | 5.3 | 5.3 | 0 | 0 | 0 | 0 | 0 | 0 | 0 | 0 | 0 | 0 | 0 | 0 | 0 | 0 | 0 | 0 | 0 | System Off | 0 | 0
1870 | 1870 | 2012-03-18 21:59 | 5.31 | 5.31 | 5.31 | 5.31 | 0 | 0 | 0 | 0 | 0 | 0 | 0 | 0 | 0 | 0 | 0 | 0 | 0 | 0 | 0 | 0 | 0 | System Off | 0 | 0
1871 | 1871 | 2012-03-18 22:59 | 5.32 | 5.32 | 5.32 | 5.32 | 0 | 0 | 0 | 0 | 0 | 0 | 0 | 0 | 0 | 0 | 0 | 0 | 0 | 0 | 0 | 0 | 0 | System Off | 0 | 0
1872 | 1872 | 2012-03-18 23:59 | 5.33 | 5.33 | 5.33 | 5.33 | 0 | 0 | 0 | 0 | 0 | 0 | 0 | 0 | 0 | 0 | 0 | 0 | 0 | 0 | 0 | 0 | 0 | System Off | 0 | 0
1873 | 1873 | 2012-03-19 00:59 | 4.9 | 4.9 | 4.9 | 4.9 | 0 | 0 | 0 | 0 | 0 | 0 | 0 | 0 | 0 | 0 | 0 | 0 | 0 | 0 | 0 | 0 | 0 | System Off | 0 | 0
1874 | 1874 | 2012-03-19 01:59 | 4.46 | 4.46 | 4.46 | 4.46 | 0 | 0 | 0 | 0 | 0 | 0 | 0 | 0 | 0 | 0 | 0 | 0 | 0 | 0 | 0 | 0 | 0 | System Off | 0 | 0
1875 | 1875 | 2012-03-19 02:59 | 4.03 | 4.03 | 4.03 | 4.03 | 0 | 0 | 0 | 0 | 0 | 0 | 0 | 0 | 0 | 0 | 0 | 0 | 0 | 0 | 0 | 0 | 0 | System Off | 0 | 0
1876 | 1876 | 2012-03-19 03:59 | 3.96 | 3.96 | 3.96 | 3.96 | 0 | 0 | 0 | 0 | 0 | 0 | 0 | 0 | 0 | 0 | 0 | 0 | 0 | 0 | 0 | 0 | 0 | System Off | 0 | 0
1877 | 1877 | 2012-03-19 04:59 | 3.89 | 3.89 | 3.89 | 3.89 | 0 | 0 | 0 | 0 | 0 | 0 | 0 | 0 | 0 | 0 | 0 | 0 | 0 | 0 | 0 | 0 | 0 | System Off | 0 | 0
1878 | 1878 | 2012-03-19 05:59 | 3.81 | 4.89 | 4.89 | 3.81 | 60.3 | 23.97 | 21 | 14.96 | 65.35 | 0.46 | 0.37 | 0.36 | 0.01 | 39.05 | 0 | 0 | 16.38 | 0.17946 | 0.056448 | 0.002 | 9.52 | System Off | 0 | 0
1879 | 1879 | 2012-03-19 06:59 | 4.28 | 9.44 | 9.44 | 4.28 | 306.87 | 266.12 | 106 | 15.08 | 312.63 | 0.94 | 0.85 | 0.83 | 0.1 | 305.47 | 0 | 0 | 82.49 | 0.18448 | 0.056448 | 0.011 | 10.38 | System Off | 1 | 0
1880 | 1880 | 2012-03-19 07:59 | 4.75 | 15.23 | 15.23 | 4.75 | 657.08 | 609.47 | 227 | 15.08 | 652.3 | 0.97 | 0.93 | 0.91 | 0.22 | 535.05 | 0 | 0 | 176.43 | 0.18074 | 0.056448 | 0.023 | 10.13 | System Off | 1 | 0
1881 | 1881 | 2012-03-19 08:59 | 5.23 | 15.81 | 15.81 | 5.23 | 676.49 | 628.49 | 234 | 15.06 | 670.93 | 0.98 | 0.94 | 0.92 | 0.23 | 467.39 | 0 | 0 | 181.92 | 0.18176 | 0.056448 | 0.023 | 9.83 | System Off | 1 | 0
1882 | 1882 | 2012-03-19 09:59 | 6.31 | 20.32 | 20.32 | 6.31 | 904.5 | 851.66 | 315 | 14.96 | 888.99 | 0.98 | 0.96 | 0.94 | 0.31 | 583 | 0 | 0 | 245.02 | 0.18731 | 0.056448 | 0.031 | 9.84 | System Off | 1 | 0
1883 | 1883 | 2012-03-19 10:59 | 7.4 | 25.11 | 25.11 | 7.4 | 1151.58 | 1093.18 | 406 | 14.77 | 1123.73 | 0.98 | 0.97 | 0.95 | 0.4 | 688.83 | 0 | 0 | 316.3 | 0.19346 | 0.056448 | 0.04 | 9.85 | System Off | 1 | 0
1884 | 1884 | 2012-03-19 11:59 | 8.49 | 33.18 | 33.18 | 8.49 | 1611.97 | 1542.33 | 581 | 14.45 | 1558.18 | 0.96 | 0.99 | 0.97 | 0.56 | 918.05 | 0 | 0 | 453.83 | 0.20079 | 0.056448 | 0.057 | 9.81 | System Off | 1 | 0
1885 | 1885 | 2012-03-19 12:59 | 8.93 | 32.51 | 32.51 | 8.93 | 1530.21 | 1462.65 | 551 | 14.46 | 1481.29 | 0.96 | 0.99 | 0.96 | 0.53 | 936.95 | 0 | 0 | 430.42 | 0.19992 | 0.056448 | 0.054 | 9.8 | System Off | 1 | 0
1886 | 1886 | 2012-03-19 13:59 | 9.37 | 27.49 | 27.49 | 9.37 | 1174.78 | 1115.83 | 418 | 14.64 | 1145.88 | 0.96 | 0.97 | 0.95 | 0.4 | 826.7 | 0 | 0 | 326.19 | 0.19695 | 0.056448 | 0.042 | 10.05 | System Off | 1 | 0
1887 | 1887 | 2012-03-19 14:59 | 9.81 | 21.07 | 21.07 | 9.81 | 723.53 | 674.55 | 255 | 14.78 | 716.64 | 0.94 | 0.94 | 0.92 | 0.24 | 554.12 | 0 | 0 | 198.93 | 0.1893 | 0.056448 | 0.026 | 10.2 | System Off | 1 | 0
1888 | 1888 | 2012-03-19 15:59 | 8.41 | 13.53 | 13.53 | 8.41 | 317.66 | 276.7 | 112 | 14.77 | 323.7 | 0.89 | 0.85 | 0.84 | 0.1 | 232.73 | 0 | 0 | 87.5 | 0.18012 | 0.056448 | 0.011 | 9.82 | System Off | 1 | 0
1889 | 1889 | 2012-03-19 16:59 | 7 | 7.95 | 7.95 | 7 | 54.5 | 18.27 | 20 | 14.19 | 59.47 | 0.49 | 0.31 | 0.3 | 0.01 | 12.61 | 0 | 0 | 15.76 | 0.18134 | 0.056448 | 0.002 | 10 | System Off | 0 | 0
1890 | 1890 | 2012-03-19 17:59 | 5.6 | 5.6 | 5.6 | 5.6 | 0 | 0 | 0 | 0 | 0 | 0 | 0 | 0 | 0 | 0 | 0 | 0 | 0 | 0 | 0 | 0 | 0 | System Off | 0 | 0
1891 | 1891 | 2012-03-19 18:59 | 4.55 | 4.55 | 4.55 | 4.55 | 0 | 0 | 0 | 0 | 0 | 0 | 0 | 0 | 0 | 0 | 0 | 0 | 0 | 0 | 0 | 0 | 0 | System Off | 0 | 0
1892 | 1892 | 2012-03-19 19:59 | 3.49 | 3.49 | 3.49 | 3.49 | 0 | 0 | 0 | 0 | 0 | 0 | 0 | 0 | 0 | 0 | 0 | 0 | 0 | 0 | 0 | 0 | 0 | System Off | 0 | 0
1893 | 1893 | 2012-03-19 20:59 | 2.44 | 2.44 | 2.44 | 2.44 | 0 | 0 | 0 | 0 | 0 | 0 | 0 | 0 | 0 | 0 | 0 | 0 | 0 | 0 | 0 | 0 | 0 | System Off | 0 | 0
1894 | 1894 | 2012-03-19 21:59 | 2.38 | 2.38 | 2.38 | 2.38 | 0 | 0 | 0 | 0 | 0 | 0 | 0 | 0 | 0 | 0 | 0 | 0 | 0 | 0 | 0 | 0 | 0 | System Off | 0 | 0
1895 | 1895 | 2012-03-19 22:59 | 2.33 | 2.33 | 2.33 | 2.33 | 0 | 0 | 0 | 0 | 0 | 0 | 0 | 0 | 0 | 0 | 0 | 0 | 0 | 0 | 0 | 0 | 0 | System Off | 0 | 0
1896 | 1896 | 2012-03-19 23:59 | 2.27 | 2.27 | 2.27 | 2.27 | 0 | 0 | 0 | 0 | 0 | 0 | 0 | 0 | 0 | 0 | 0 | 0 | 0 | 0 | 0 | 0 | 0 | System Off | 0 | 0
1897 | 1897 | 2012-03-20 00:59 | 2.29 | 2.29 | 2.29 | 2.29 | 0 | 0 | 0 | 0 | 0 | 0 | 0 | 0 | 0 | 0 | 0 | 0 | 0 | 0 | 0 | 0 | 0 | System Off | 0 | 0
1898 | 1898 | 2012-03-20 01:59 | 2.32 | 2.32 | 2.32 | 2.32 | 0 | 0 | 0 | 0 | 0 | 0 | 0 | 0 | 0 | 0 | 0 | 0 | 0 | 0 | 0 | 0 | 0 | System Off | 0 | 0
1899 | 1899 | 2012-03-20 02:59 | 2.34 | 2.34 | 2.34 | 2.34 | 0 | 0 | 0 | 0 | 0 | 0 | 0 | 0 | 0 | 0 | 0 | 0 | 0 | 0 | 0 | 0 | 0 | System Off | 0 | 0
1900 | 1900 | 2012-03-20 03:59 | 1.49 | 1.49 | 1.49 | 1.49 | 0 | 0 | 0 | 0 | 0 | 0 | 0 | 0 | 0 | 0 | 0 | 0 | 0 | 0 | 0 | 0 | 0 | System Off | 0 | 0
1901 | 1901 | 2012-03-20 04:59 | 0.64 | 0.64 | 0.64 | 0.64 | 0 | 0 | 0 | 0 | 0 | 0 | 0 | 0 | 0 | 0 | 0 | 0 | 0 | 0 | 0 | 0 | 0 | System Off | 0 | 0
1902 | 1902 | 2012-03-20 05:59 | -0.21 | 0.85 | 0.85 | -0.21 | 57.78 | 21.49 | 20 | 15.05 | 62.51 | 0.48 | 0.34 | 0.34 | 0.01 | 35.01 | 0 | 0 | 15.59 | 0.17382 | 0.056448 | 0.002 | 10 | System Off | 0 | 0
1903 | 1903 | 2012-03-20 06:59 | 2.78 | 8.1 | 8.1 | 2.78 | 298.71 | 258.1 | 103 | 15.1 | 304.45 | 0.87 | 0.85 | 0.83 | 0.09 | 296.27 | 0 | 0 | 80.12 | 0.1822 | 0.056448 | 0.01 | 9.71 | System Off | 1 | 0
1904 | 1904 | 2012-03-20 07:59 | 5.77 | 17.93 | 17.93 | 5.77 | 690.38 | 642.09 | 241 | 14.92 | 684.51 | 0.95 | 0.94 | 0.92 | 0.23 | 563.69 | 0 | 0 | 187.59 | 0.18287 | 0.056448 | 0.024 | 9.96 | System Off | 1 | 0
1905 | 1905 | 2012-03-20 08:59 | 8.77 | 29.2 | 29.2 | 8.77 | 1120.64 | 1062.95 | 402 | 14.52 | 1094.94 | 0.94 | 0.97 | 0.95 | 0.38 | 790.5 | 0 | 0 | 313.87 | 0.19528 | 0.056448 | 0.04 | 9.95 | System Off | 1 | 0
1906 | 1906 | 2012-03-20 09:59 | 9.78 | 37.14 | 37.14 | 9.78 | 1464.58 | 1398.67 | 538 | 14.18 | 1419.93 | 0.95 | 0.99 | 0.96 | 0.51 | 957.44 | 0 | 0 | 421.16 | 0.20056 | 0.056448 | 0.053 | 9.85 | System Off | 1 | 0
1907 | 1907 | 2012-03-20 10:59 | 10.8 | 43 | 43 | 10.8 | 1689.07 | 1617.43 | 633 | 13.9 | 1631.13 | 0.93 | 0.99 | 0.97 | 0.59 | 1019.18 | 0 | 0 | 496.73 | 0.207 | 0.056448 | 0.063 | 9.95 | System Off | 1 | 0
1908 | 1908 | 2012-03-20 11:59 | 11.82 | 43.59 | 43.59 | 11.82 | 1654.12 | 1583.4 | 621 | 13.87 | 1598.39 | 0.92 | 0.99 | 0.97 | 0.57 | 942.5 | 0 | 0 | 487.5 | 0.20792 | 0.056448 | 0.061 | 9.82 | System Off | 1 | 0
1909 | 1909 | 2012-03-20 12:59 | 12.05 | 40.32 | 40.32 | 12.05 | 1501.59 | 1434.75 | 558 | 14.02 | 1454.96 | 0.93 | 0.99 | 0.96 | 0.52 | 919.07 | 0 | 0 | 437.64 | 0.20498 | 0.056448 | 0.055 | 9.86 | System Off | 1 | 0
1910 | 1910 | 2012-03-20 13:59 | 12.27 | 33.27 | 33.27 | 12.27 | 1143.8 | 1085.58 | 417 | 14.29 | 1117.26 | 0.93 | 0.97 | 0.95 | 0.39 | 804.28 | 0 | 0 | 326.52 | 0.19802 | 0.056448 | 0.042 | 10.07 | System Off | 1 | 0
1911 | 1911 | 2012-03-20 14:59 | 12.5 | 25.23 | 25.23 | 12.5 | 704.58 | 655.99 | 253 | 14.5 | 699.13 | 0.95 | 0.94 | 0.92 | 0.24 | 538.87 | 0 | 0 | 197.95 | 0.19308 | 0.056448 | 0.025 | 9.88 | System Off | 1 | 0
1912 | 1912 | 2012-03-20 15:59 | 11.62 | 17.46 | 17.46 | 11.62 | 318.65 | 277.67 | 114 | 14.56 | 325.18 | 0.87 | 0.85 | 0.84 | 0.1 | 233.55 | 0 | 0 | 89.29 | 0.18471 | 0.056448 | 0.012 | 10.53 | System Off | 1 | 0
1913 | 1913 | 2012-03-20 16:59 | 10.73 | 11.79 | 11.79 | 10.73 | 53.19 | 16.98 | 20 | 13.85 | 58.31 | 0.5 | 0.29 | 0.28 | 0.01 | 11.71 | 0 | 0 | 15.82 | 0.1787 | 0.056448 | 0.002 | 10 | System Off | 0 | 0
1914 | 1914 | 2012-03-20 17:59 | 9.85 | 9.85 | 9.85 | 9.85 | 0 | 0 | 0 | 0 | 0 | 0 | 0 | 0 | 0 | 0 | 0 | 0 | 0 | 0 | 0 | 0 | 0 | System Off | 0 | 0
1915 | 1915 | 2012-03-20 18:59 | 9.19 | 9.19 | 9.19 | 9.19 | 0 | 0 | 0 | 0 | 0 | 0 | 0 | 0 | 0 | 0 | 0 | 0 | 0 | 0 | 0 | 0 | 0 | System Off | 0 | 0
1916 | 1916 | 2012-03-20 19:59 | 8.53 | 8.53 | 8.53 | 8.53 | 0 | 0 | 0 | 0 | 0 | 0 | 0 | 0 | 0 | 0 | 0 | 0 | 0 | 0 | 0 | 0 | 0 | System Off | 0 | 0
1917 | 1917 | 2012-03-20 20:59 | 7.87 | 7.87 | 7.87 | 7.87 | 0 | 0 | 0 | 0 | 0 | 0 | 0 | 0 | 0 | 0 | 0 | 0 | 0 | 0 | 0 | 0 | 0 | System Off | 0 | 0
1918 | 1918 | 2012-03-20 21:59 | 7.36 | 7.36 | 7.36 | 7.36 | 0 | 0 | 0 | 0 | 0 | 0 | 0 | 0 | 0 | 0 | 0 | 0 | 0 | 0 | 0 | 0 | 0 | System Off | 0 | 0
1919 | 1919 | 2012-03-20 22:59 | 6.86 | 6.86 | 6.86 | 6.86 | 0 | 0 | 0 | 0 | 0 | 0 | 0 | 0 | 0 | 0 | 0 | 0 | 0 | 0 | 0 | 0 | 0 | System Off | 0 | 0
1920 | 1920 | 2012-03-20 23:59 | 6.35 | 6.35 | 6.35 | 6.35 | 0 | 0 | 0 | 0 | 0 | 0 | 0 | 0 | 0 | 0 | 0 | 0 | 0 | 0 | 0 | 0 | 0 | System Off | 0 | 0
1921 | 1921 | 2012-03-21 00:59 | 5.52 | 5.52 | 5.52 | 5.52 | 0 | 0 | 0 | 0 | 0 | 0 | 0 | 0 | 0 | 0 | 0 | 0 | 0 | 0 | 0 | 0 | 0 | System Off | 0 | 0
1922 | 1922 | 2012-03-21 01:59 | 4.69 | 4.69 | 4.69 | 4.69 | 0 | 0 | 0 | 0 | 0 | 0 | 0 | 0 | 0 | 0 | 0 | 0 | 0 | 0 | 0 | 0 | 0 | System Off | 0 | 0
1923 | 1923 | 2012-03-21 02:59 | 3.86 | 3.86 | 3.86 | 3.86 | 0 | 0 | 0 | 0 | 0 | 0 | 0 | 0 | 0 | 0 | 0 | 0 | 0 | 0 | 0 | 0 | 0 | System Off | 0 | 0
1924 | 1924 | 2012-03-21 03:59 | 2.95 | 2.95 | 2.95 | 2.95 | 0 | 0 | 0 | 0 | 0 | 0 | 0 | 0 | 0 | 0 | 0 | 0 | 0 | 0 | 0 | 0 | 0 | System Off | 0 | 0
1925 | 1925 | 2012-03-21 04:59 | 2.04 | 2.04 | 2.04 | 2.04 | 0 | 0 | 0 | 0 | 0 | 0 | 0 | 0 | 0 | 0 | 0 | 0 | 0 | 0 | 0 | 0 | 0 | System Off | 0 | 0
1926 | 1926 | 2012-03-21 05:59 | 1.12 | 2.45 | 2.45 | 1.12 | 68.73 | 32.26 | 24 | 14.92 | 73.94 | 0.41 | 0.44 | 0.43 | 0.01 | 52.55 | 0 | 0 | 18.73 | 0.17586 | 0.056448 | 0.002 | 8.33 | System Off | 1 | 0
1927 | 1927 | 2012-03-21 06:59 | 4.45 | 10.55 | 10.55 | 4.45 | 320.35 | 279.34 | 111 | 15.03 | 325.99 | 0.89 | 0.86 | 0.84 | 0.1 | 320.65 | 0 | 0 | 86.4 | 0.18498 | 0.056448 | 0.011 | 9.91 | System Off | 1 | 0
1928 | 1928 | 2012-03-21 07:59 | 7.78 | 21.03 | 21.03 | 7.78 | 693.89 | 645.52 | 245 | 14.75 | 688.3 | 0.94 | 0.94 | 0.92 | 0.23 | 566.7 | 0 | 0 | 191.04 | 0.18591 | 0.056448 | 0.025 | 10.2 | System Off | 1 | 0
1929 | 1929 | 2012-03-21 08:59 | 11.12 | 33.1 | 33.1 | 11.12 | 1105.84 | 1048.49 | 403 | 14.29 | 1081.37 | 0.94 | 0.97 | 0.95 | 0.38 | 779.74 | 0 | 0 | 315.38 | 0.19563 | 0.056448 | 0.04 | 9.93 | System Off | 1 | 0
1930 | 1930 | 2012-03-21 09:59 | 12.37 | 41.71 | 41.71 | 12.37 | 1462.2 | 1396.35 | 547 | 13.92 | 1418.12 | 0.93 | 0.98 | 0.96 | 0.51 | 955.86 | 0 | 0 | 429.32 | 0.20491 | 0.056448 | 0.054 | 9.87 | System Off | 1 | 0
1931 | 1931 | 2012-03-21 10:59 | 13.62 | 47.24 | 47.24 | 13.62 | 1669 | 1597.89 | 636 | 13.67 | 1612.57 | 0.91 | 0.99 | 0.97 | 0.58 | 1006.86 | 0 | 0 | 500.28 | 0.21146 | 0.056448 | 0.063 | 9.91 | System Off | 1 | 0
1932 | 1932 | 2012-03-21 11:59 | 14.87 | 48.57 | 48.57 | 14.87 | 1686.19 | 1614.64 | 646 | 13.59 | 1628.7 | 0.9 | 0.99 | 0.97 | 0.58 | 961.09 | 0 | 0 | 508.64 | 0.21391 | 0.056448 | 0.064 | 9.91 | System Off | 1 | 0
1933 | 1933 | 2012-03-21 12:59 | 15.02 | 43.69 | 43.69 | 15.02 | 1502.65 | 1435.78 | 566 | 13.83 | 1456.16 | 0.92 | 0.99 | 0.96 | 0.52 | 919.73 | 0 | 0 | 444.93 | 0.2099 | 0.056448 | 0.056 | 9.89 | System Off | 1 | 0
1934 | 1934 | 2012-03-21 13:59 | 15.16 | 36.09 | 36.09 | 15.16 | 1152.07 | 1093.65 | 424 | 14.15 | 1125.4 | 0.94 | 0.97 | 0.95 | 0.4 | 810.26 | 0 | 0 | 332.59 | 0.20266 | 0.056448 | 0.042 | 9.91 | System Off | 1 | 0
1935 | 1935 | 2012-03-21 14:59 | 15.31 | 27.84 | 27.84 | 15.31 | 716.13 | 667.3 | 259 | 14.4 | 710.56 | 0.92 | 0.94 | 0.92 | 0.24 | 548.17 | 0 | 0 | 202.94 | 0.19431 | 0.056448 | 0.026 | 10.04 | System Off | 1 | 0
1936 | 1936 | 2012-03-21 15:59 | 13.35 | 19.13 | 19.13 | 13.35 | 332.15 | 290.92 | 119 | 14.54 | 338.63 | 0.92 | 0.86 | 0.84 | 0.11 | 244.69 | 0 | 0 | 93.23 | 0.18741 | 0.056448 | 0.012 | 10.08 | System Off | 1 | 0
1937 | 1937 | 2012-03-21 16:59 | 11.4 | 12.53 | 12.53 | 11.4 | 62.03 | 25.67 | 23 | 14.05 | 67.59 | 0.43 | 0.38 | 0.37 | 0.01 | 17.71 | 0 | 0 | 18.15 | 0.17977 | 0.056448 | 0.002 | 8.7 | System Off | 0 | 0
1938 | 1938 | 2012-03-21 17:59 | 9.44 | 9.44 | 9.44 | 9.44 | 0 | 0 | 0 | 0 | 0 | 0 | 0 | 0 | 0 | 0 | 0 | 0 | 0 | 0 | 0 | 0 | 0 | System Off | 0 | 0
1939 | 1939 | 2012-03-21 18:59 | 8.62 | 8.62 | 8.62 | 8.62 | 0 | 0 | 0 | 0 | 0 | 0 | 0 | 0 | 0 | 0 | 0 | 0 | 0 | 0 | 0 | 0 | 0 | System Off | 0 | 0
1940 | 1940 | 2012-03-21 19:59 | 7.79 | 7.79 | 7.79 | 7.79 | 0 | 0 | 0 | 0 | 0 | 0 | 0 | 0 | 0 | 0 | 0 | 0 | 0 | 0 | 0 | 0 | 0 | System Off | 0 | 0
1941 | 1941 | 2012-03-21 20:59 | 6.97 | 6.97 | 6.97 | 6.97 | 0 | 0 | 0 | 0 | 0 | 0 | 0 | 0 | 0 | 0 | 0 | 0 | 0 | 0 | 0 | 0 | 0 | System Off | 0 | 0
1942 | 1942 | 2012-03-21 21:59 | 6.71 | 6.71 | 6.71 | 6.71 | 0 | 0 | 0 | 0 | 0 | 0 | 0 | 0 | 0 | 0 | 0 | 0 | 0 | 0 | 0 | 0 | 0 | System Off | 0 | 0
1943 | 1943 | 2012-03-21 22:59 | 6.45 | 6.45 | 6.45 | 6.45 | 0 | 0 | 0 | 0 | 0 | 0 | 0 | 0 | 0 | 0 | 0 | 0 | 0 | 0 | 0 | 0 | 0 | System Off | 0 | 0
1944 | 1944 | 2012-03-21 23:59 | 6.19 | 6.19 | 6.19 | 6.19 | 0 | 0 | 0 | 0 | 0 | 0 | 0 | 0 | 0 | 0 | 0 | 0 | 0 | 0 | 0 | 0 | 0 | System Off | 0 | 0
1945 | 1945 | 2012-03-22 00:59 | 6.1 | 6.1 | 6.1 | 6.1 | 0 | 0 | 0 | 0 | 0 | 0 | 0 | 0 | 0 | 0 | 0 | 0 | 0 | 0 | 0 | 0 | 0 | System Off | 0 | 0
1946 | 1946 | 2012-03-22 01:59 | 6 | 6 | 6 | 6 | 0 | 0 | 0 | 0 | 0 | 0 | 0 | 0 | 0 | 0 | 0 | 0 | 0 | 0 | 0 | 0 | 0 | System Off | 0 | 0
1947 | 1947 | 2012-03-22 02:59 | 5.91 | 5.91 | 5.91 | 5.91 | 0 | 0 | 0 | 0 | 0 | 0 | 0 | 0 | 0 | 0 | 0 | 0 | 0 | 0 | 0 | 0 | 0 | System Off | 0 | 0
1948 | 1948 | 2012-03-22 03:59 | 5.8 | 5.8 | 5.8 | 5.8 | 0 | 0 | 0 | 0 | 0 | 0 | 0 | 0 | 0 | 0 | 0 | 0 | 0 | 0 | 0 | 0 | 0 | System Off | 0 | 0
1949 | 1949 | 2012-03-22 04:59 | 5.69 | 5.69 | 5.69 | 5.69 | 0 | 0 | 0 | 0 | 0 | 0 | 0 | 0 | 0 | 0 | 0 | 0 | 0 | 0 | 0 | 0 | 0 | System Off | 0 | 0
1950 | 1950 | 2012-03-22 05:59 | 5.58 | 6.84 | 6.84 | 5.58 | 69.27 | 32.79 | 25 | 14.43 | 74.76 | 0.4 | 0.44 | 0.43 | 0.01 | 53.42 | 0 | 0 | 19.64 | 0.18217 | 0.056448 | 0.003 | 12 | System Off | 1 | 0
1951 | 1951 | 2012-03-22 06:59 | 8.16 | 13.7 | 13.7 | 8.16 | 320.83 | 279.81 | 113 | 14.79 | 326.83 | 0.88 | 0.86 | 0.84 | 0.1 | 321.19 | 0 | 0 | 88.25 | 0.17982 | 0.056448 | 0.011 | 9.73 | System Off | 1 | 0
1952 | 1952 | 2012-03-22 07:59 | 10.74 | 22.51 | 22.51 | 10.74 | 704.47 | 655.89 | 250 | 14.68 | 698.64 | 0.96 | 0.94 | 0.92 | 0.24 | 575.8 | 0 | 0 | 195.24 | 0.19038 | 0.056448 | 0.025 | 10 | System Off | 1 | 0
1953 | 1953 | 2012-03-22 08:59 | 13.33 | 32.38 | 32.38 | 13.33 | 1131.67 | 1073.72 | 411 | 14.34 | 1105.68 | 0.95 | 0.97 | 0.95 | 0.39 | 798.5 | 0 | 0 | 321.82 | 0.19926 | 0.056448 | 0.041 | 9.98 | System Off | 1 | 0
1954 | 1954 | 2012-03-22 09:59 | 14.8 | 40.65 | 40.65 | 14.8 | 1505.95 | 1439 | 561 | 13.98 | 1459.11 | 0.93 | 0.99 | 0.96 | 0.52 | 985.05 | 0 | 0 | 440.59 | 0.20928 | 0.056448 | 0.056 | 9.98 | System Off | 1 | 0
1955 | 1955 | 2012-03-22 10:59 | 16.28 | 46.01 | 46.01 | 16.28 | 1702.18 | 1630.21 | 645 | 13.74 | 1643.58 | 0.91 | 0.99 | 0.97 | 0.59 | 1027.22 | 0 | 0 | 507.63 | 0.21598 | 0.056448 | 0.064 | 9.92 | System Off | 1 | 0
1956 | 1956 | 2012-03-22 11:59 | 17.76 | 47.7 | 47.7 | 17.76 | 1702.34 | 1630.36 | 650 | 13.64 | 1643.92 | 0.91 | 0.99 | 0.97 | 0.59 | 970.45 | 0 | 0 | 512.22 | 0.21856 | 0.056448 | 0.064 | 9.85 | System Off | 1 | 0
1957 | 1957 | 2012-03-22 12:59 | 17.91 | 44.19 | 44.19 | 17.91 | 1515.43 | 1448.24 | 572 | 13.8 | 1468.21 | 0.91 | 0.99 | 0.96 | 0.52 | 927.71 | 0 | 0 | 450.24 | 0.21462 | 0.056448 | 0.057 | 9.97 | System Off | 1 | 0
1958 | 1958 | 2012-03-22 13:59 | 18.05 | 37.74 | 37.74 | 18.05 | 1155.41 | 1096.92 | 428 | 14.06 | 1128.74 | 0.93 | 0.97 | 0.95 | 0.4 | 812.68 | 0 | 0 | 336.28 | 0.20719 | 0.056448 | 0.043 | 10.05 | System Off | 1 | 0
1959 | 1959 | 2012-03-22 14:59 | 18.2 | 30.4 | 30.4 | 18.2 | 721.19 | 672.26 | 264 | 14.23 | 715.78 | 0.91 | 0.94 | 0.92 | 0.24 | 552.24 | 0 | 0 | 207.35 | 0.1988 | 0.056448 | 0.027 | 10.23 | System Off | 1 | 0
1960 | 1960 | 2012-03-22 15:59 | 16.54 | 22.23 | 22.23 | 16.54 | 329.94 | 288.75 | 120 | 14.32 | 336.9 | 0.83 | 0.86 | 0.84 | 0.1 | 242.87 | 0 | 0 | 94.28 | 0.19202 | 0.056448 | 0.012 | 10 | System Off | 1 | 0
1961 | 1961 | 2012-03-22 16:59 | 14.88 | 16.01 | 16.01 | 14.88 | 60.53 | 24.19 | 23 | 13.71 | 66.24 | 0.43 | 0.37 | 0.36 | 0.01 | 16.69 | 0 | 0 | 18.23 | 0.18463 | 0.056448 | 0.002 | 8.7 | System Off | 0 | 0
1962 | 1962 | 2012-03-22 17:59 | 13.22 | 13.22 | 13.22 | 13.22 | 0 | 0 | 0 | 0 | 0 | 0 | 0 | 0 | 0 | 0 | 0 | 0 | 0 | 0 | 0 | 0 | 0 | System Off | 0 | 0
1963 | 1963 | 2012-03-22 18:59 | 12.23 | 12.23 | 12.23 | 12.23 | 0 | 0 | 0 | 0 | 0 | 0 | 0 | 0 | 0 | 0 | 0 | 0 | 0 | 0 | 0 | 0 | 0 | System Off | 0 | 0
1964 | 1964 | 2012-03-22 19:59 | 11.25 | 11.25 | 11.25 | 11.25 | 0 | 0 | 0 | 0 | 0 | 0 | 0 | 0 | 0 | 0 | 0 | 0 | 0 | 0 | 0 | 0 | 0 | System Off | 0 | 0
1965 | 1965 | 2012-03-22 20:59 | 10.26 | 10.26 | 10.26 | 10.26 | 0 | 0 | 0 | 0 | 0 | 0 | 0 | 0 | 0 | 0 | 0 | 0 | 0 | 0 | 0 | 0 | 0 | System Off | 0 | 0
1966 | 1966 | 2012-03-22 21:59 | 9.66 | 9.66 | 9.66 | 9.66 | 0 | 0 | 0 | 0 | 0 | 0 | 0 | 0 | 0 | 0 | 0 | 0 | 0 | 0 | 0 | 0 | 0 | System Off | 0 | 0
1967 | 1967 | 2012-03-22 22:59 | 9.07 | 9.07 | 9.07 | 9.07 | 0 | 0 | 0 | 0 | 0 | 0 | 0 | 0 | 0 | 0 | 0 | 0 | 0 | 0 | 0 | 0 | 0 | System Off | 0 | 0
1968 | 1968 | 2012-03-22 23:59 | 8.47 | 8.47 | 8.47 | 8.47 | 0 | 0 | 0 | 0 | 0 | 0 | 0 | 0 | 0 | 0 | 0 | 0 | 0 | 0 | 0 | 0 | 0 | System Off | 0 | 0
1969 | 1969 | 2012-03-23 00:59 | 7.75 | 7.75 | 7.75 | 7.75 | 0 | 0 | 0 | 0 | 0 | 0 | 0 | 0 | 0 | 0 | 0 | 0 | 0 | 0 | 0 | 0 | 0 | System Off | 0 | 0
1970 | 1970 | 2012-03-23 01:59 | 7.04 | 7.04 | 7.04 | 7.04 | 0 | 0 | 0 | 0 | 0 | 0 | 0 | 0 | 0 | 0 | 0 | 0 | 0 | 0 | 0 | 0 | 0 | System Off | 0 | 0
1971 | 1971 | 2012-03-23 02:59 | 6.32 | 6.32 | 6.32 | 6.32 | 0 | 0 | 0 | 0 | 0 | 0 | 0 | 0 | 0 | 0 | 0 | 0 | 0 | 0 | 0 | 0 | 0 | System Off | 0 | 0
1972 | 1972 | 2012-03-23 03:59 | 5.9 | 5.9 | 5.9 | 5.9 | 0 | 0 | 0 | 0 | 0 | 0 | 0 | 0 | 0 | 0 | 0 | 0 | 0 | 0 | 0 | 0 | 0 | System Off | 0 | 0
1973 | 1973 | 2012-03-23 04:59 | 5.48 | 5.48 | 5.48 | 5.48 | 0 | 0 | 0 | 0 | 0 | 0 | 0 | 0 | 0 | 0 | 0 | 0 | 0 | 0 | 0 | 0 | 0 | System Off | 0 | 0
1974 | 1974 | 2012-03-23 05:59 | 5.05 | 6.72 | 6.72 | 5.05 | 91.43 | 54.55 | 32 | 14.88 | 97.55 | 0.61 | 0.56 | 0.55 | 0.02 | 88.89 | 0 | 0 | 24.99 | 0.18177 | 0.056448 | 0.003 | 9.38 | System Off | 1 | 0
1975 | 1975 | 2012-03-23 06:59 | 7.92 | 13.77 | 13.77 | 7.92 | 329.74 | 288.55 | 116 | 14.81 | 335.56 | 0.86 | 0.86 | 0.84 | 0.1 | 331.22 | 0 | 0 | 90.57 | 0.17964 | 0.056448 | 0.012 | 10.34 | System Off | 1 | 0
1976 | 1976 | 2012-03-23 07:59 | 10.79 | 23.23 | 23.23 | 10.79 | 716 | 667.17 | 255 | 14.62 | 709.78 | 0.94 | 0.94 | 0.92 | 0.24 | 585.71 | 0 | 0 | 199.24 | 0.19071 | 0.056448 | 0.026 | 10.2 | System Off | 1 | 0
1977 | 1977 | 2012-03-23 08:59 | 13.66 | 33.89 | 33.89 | 13.66 | 1144.88 | 1086.63 | 418 | 14.27 | 1118.36 | 0.93 | 0.97 | 0.95 | 0.39 | 808.11 | 0 | 0 | 327.48 | 0.20012 | 0.056448 | 0.042 | 10.05 | System Off | 1 | 0
1978 | 1978 | 2012-03-23 09:59 | 15.21 | 43.76 | 43.76 | 15.21 | 1497.29 | 1430.56 | 565 | 13.8 | 1451.14 | 0.92 | 0.99 | 0.96 | 0.52 | 979.27 | 0 | 0 | 444.31 | 0.21014 | 0.056448 | 0.056 | 9.91 | System Off | 1 | 0
1979 | 1979 | 2012-03-23 10:59 | 16.76 | 51.38 | 51.38 | 16.76 | 1679.97 | 1608.57 | 652 | 13.42 | 1623.05 | 0.89 | 0.99 | 0.97 | 0.58 | 1013.59 | 0 | 0 | 514.35 | 0.21717 | 0.056448 | 0.065 | 9.97 | System Off | 1 | 0
1980 | 1980 | 2012-03-23 11:59 | 18.31 | 55.22 | 55.22 | 18.31 | 1670.61 | 1599.46 | 659 | 13.2 | 1614.48 | 0.88 | 0.99 | 0.97 | 0.58 | 952.06 | 0 | 0 | 520.88 | 0.21999 | 0.056448 | 0.065 | 9.86 | System Off | 1 | 0
1981 | 1981 | 2012-03-23 12:59 | 18.42 | 49.61 | 49.61 | 18.42 | 1499.03 | 1432.25 | 579 | 13.48 | 1453.34 | 0.9 | 0.99 | 0.96 | 0.52 | 917.47 | 0 | 0 | 456.75 | 0.21583 | 0.056448 | 0.058 | 10.02 | System Off | 1 | 0
1982 | 1982 | 2012-03-23 13:59 | 18.52 | 41.07 | 41.07 | 18.52 | 1153.12 | 1094.68 | 434 | 13.84 | 1126.99 | 0.92 | 0.97 | 0.95 | 0.4 | 811.03 | 0 | 0 | 341.61 | 0.20825 | 0.056448 | 0.043 | 9.91 | System Off | 1 | 0
1983 | 1983 | 2012-03-23 14:59 | 18.63 | 32.02 | 32.02 | 18.63 | 718.05 | 669.18 | 264 | 14.17 | 713.04 | 0.91 | 0.94 | 0.92 | 0.24 | 549.71 | 0 | 0 | 207.41 | 0.19943 | 0.056448 | 0.027 | 10.23 | System Off | 1 | 0
1984 | 1984 | 2012-03-23 15:59 | 16.59 | 22.85 | 22.85 | 16.59 | 340.51 | 299.12 | 124 | 14.3 | 347.33 | 0.88 | 0.86 | 0.84 | 0.11 | 251.59 | 0 | 0 | 97.43 | 0.1923 | 0.056448 | 0.013 | 10.48 | System Off | 1 | 0
1985 | 1985 | 2012-03-23 16:59 | 14.56 | 15.87 | 15.87 | 14.56 | 70.27 | 33.76 | 26 | 14.08 | 76.37 | 0.37 | 0.44 | 0.43 | 0.01 | 23.29 | 0 | 0 | 20.51 | 0.18433 | 0.056448 | 0.003 | 11.54 | System Off | 0 | 0
1986 | 1986 | 2012-03-23 17:59 | 12.52 | 12.52 | 12.52 | 12.52 | 0 | 0 | 0 | 0 | 0 | 0 | 0 | 0 | 0 | 0 | 0 | 0 | 0 | 0 | 0 | 0 | 0 | System Off | 0 | 0
1987 | 1987 | 2012-03-23 18:59 | 11.38 | 11.38 | 11.38 | 11.38 | 0 | 0 | 0 | 0 | 0 | 0 | 0 | 0 | 0 | 0 | 0 | 0 | 0 | 0 | 0 | 0 | 0 | System Off | 0 | 0
1988 | 1988 | 2012-03-23 19:59 | 10.25 | 10.25 | 10.25 | 10.25 | 0 | 0 | 0 | 0 | 0 | 0 | 0 | 0 | 0 | 0 | 0 | 0 | 0 | 0 | 0 | 0 | 0 | System Off | 0 | 0
1989 | 1989 | 2012-03-23 20:59 | 9.11 | 9.11 | 9.11 | 9.11 | 0 | 0 | 0 | 0 | 0 | 0 | 0 | 0 | 0 | 0 | 0 | 0 | 0 | 0 | 0 | 0 | 0 | System Off | 0 | 0
1990 | 1990 | 2012-03-23 21:59 | 8.42 | 8.42 | 8.42 | 8.42 | 0 | 0 | 0 | 0 | 0 | 0 | 0 | 0 | 0 | 0 | 0 | 0 | 0 | 0 | 0 | 0 | 0 | System Off | 0 | 0
1991 | 1991 | 2012-03-23 22:59 | 7.73 | 7.73 | 7.73 | 7.73 | 0 | 0 | 0 | 0 | 0 | 0 | 0 | 0 | 0 | 0 | 0 | 0 | 0 | 0 | 0 | 0 | 0 | System Off | 0 | 0
1992 | 1992 | 2012-03-23 23:59 | 7.04 | 7.04 | 7.04 | 7.04 | 0 | 0 | 0 | 0 | 0 | 0 | 0 | 0 | 0 | 0 | 0 | 0 | 0 | 0 | 0 | 0 | 0 | System Off | 0 | 0
1993 | 1993 | 2012-03-24 00:59 | 7.07 | 7.07 | 7.07 | 7.07 | 0 | 0 | 0 | 0 | 0 | 0 | 0 | 0 | 0 | 0 | 0 | 0 | 0 | 0 | 0 | 0 | 0 | System Off | 0 | 0
1994 | 1994 | 2012-03-24 01:59 | 7.09 | 7.09 | 7.09 | 7.09 | 0 | 0 | 0 | 0 | 0 | 0 | 0 | 0 | 0 | 0 | 0 | 0 | 0 | 0 | 0 | 0 | 0 | System Off | 0 | 0
1995 | 1995 | 2012-03-24 02:59 | 7.12 | 7.12 | 7.12 | 7.12 | 0 | 0 | 0 | 0 | 0 | 0 | 0 | 0 | 0 | 0 | 0 | 0 | 0 | 0 | 0 | 0 | 0 | System Off | 0 | 0
1996 | 1996 | 2012-03-24 03:59 | 6.57 | 6.57 | 6.57 | 6.57 | 0 | 0 | 0 | 0 | 0 | 0 | 0 | 0 | 0 | 0 | 0 | 0 | 0 | 0 | 0 | 0 | 0 | System Off | 0 | 0
1997 | 1997 | 2012-03-24 04:59 | 6.03 | 6.03 | 6.03 | 6.03 | 0 | 0 | 0 | 0 | 0 | 0 | 0 | 0 | 0 | 0 | 0 | 0 | 0 | 0 | 0 | 0 | 0 | System Off | 0 | 0
1998 | 1998 | 2012-03-24 05:59 | 5.48 | 7.2 | 7.2 | 5.48 | 93.16 | 56.25 | 33 | 14.7 | 99.35 | 0.59 | 0.57 | 0.55 | 0.02 | 91.65 | 0 | 0 | 25.83 | 0.18244 | 0.056448 | 0.003 | 9.09 | System Off | 1 | 0
1999 | 1999 | 2012-03-24 06:59 | 8.66 | 14.81 | 14.81 | 8.66 | 337.17 | 295.84 | 119 | 14.76 | 342.97 | 0.92 | 0.86 | 0.84 | 0.11 | 339.59 | 0 | 0 | 92.96 | 0.18082 | 0.056448 | 0.012 | 10.08 | System Off | 1 | 0
2000 | 2000 | 2012-03-24 07:59 | 11.84 | 25.12 | 25.12 | 11.84 | 725.36 | 676.34 | 260 | 14.53 | 718.98 | 0.92 | 0.94 | 0.92 | 0.24 | 593.76 | 0 | 0 | 203.33 | 0.19248 | 0.056448 | 0.026 | 10 | System Off | 1 | 0
2001 | 2001 | 2012-03-24 08:59 | 15.02 | 37.01 | 37.01 | 15.02 | 1147.37 | 1089.07 | 424 | 14.09 | 1121.07 | 0.92 | 0.97 | 0.95 | 0.39 | 809.92 | 0 | 0 | 332.7 | 0.20246 | 0.056448 | 0.042 | 9.91 | System Off | 1 | 0
2002 | 2002 | 2012-03-24 09:59 | 16.18 | 45.52 | 45.52 | 16.18 | 1496.29 | 1429.59 | 568 | 13.72 | 1450.39 | 0.91 | 0.99 | 0.96 | 0.52 | 978.61 | 0 | 0 | 447.01 | 0.21178 | 0.056448 | 0.056 | 9.86 | System Off | 1 | 0
2003 | 2003 | 2012-03-24 10:59 | 17.34 | 51.04 | 51.04 | 17.34 | 1685.37 | 1613.83 | 653 | 13.44 | 1628.09 | 0.89 | 0.99 | 0.97 | 0.58 | 1016.91 | 0 | 0 | 515.17 | 0.21811 | 0.056448 | 0.065 | 9.95 | System Off | 1 | 0
2004 | 2004 | 2012-03-24 11:59 | 18.51 | 52.51 | 52.51 | 18.51 | 1690.36 | 1618.7 | 659 | 13.36 | 1632.92 | 0.89 | 0.99 | 0.97 | 0.59 | 963.51 | 0 | 0 | 520.41 | 0.22026 | 0.056448 | 0.065 | 9.86 | System Off | 1 | 0
2005 | 2005 | 2012-03-24 12:59 | 18.49 | 46.77 | 46.77 | 18.49 | 1498.26 | 1431.5 | 572 | 13.64 | 1452.28 | 0.91 | 0.99 | 0.96 | 0.52 | 916.99 | 0 | 0 | 450.8 | 0.21554 | 0.056448 | 0.057 | 9.97 | System Off | 1 | 0
2006 | 2006 | 2012-03-24 13:59 | 18.48 | 38.64 | 38.64 | 18.48 | 1136.38 | 1078.33 | 423 | 13.99 | 1110.89 | 0.92 | 0.97 | 0.95 | 0.39 | 798.91 | 0 | 0 | 332.57 | 0.20758 | 0.056448 | 0.042 | 9.93 | System Off | 1 | 0
2007 | 2007 | 2012-03-24 14:59 | 18.46 | 30.74 | 30.74 | 18.46 | 727.97 | 678.89 | 267 | 14.2 | 722.31 | 0.94 | 0.94 | 0.92 | 0.25 | 557.69 | 0 | 0 | 209.77 | 0.19934 | 0.056448 | 0.027 | 10.11 | System Off | 1 | 0
2008 | 2008 | 2012-03-24 15:59 | 16.78 | 21.02 | 21.02 | 16.78 | 244.14 | 204.54 | 89 | 14.29 | 252.29 | 0.78 | 0.81 | 0.79 | 0.07 | 172.04 | 0 | 0 | 69.98 | 0.19075 | 0.056448 | 0.009 | 10.11 | System Off | 1 | 0
2009 | 2009 | 2012-03-24 16:59 | 15.09 | 15.94 | 15.94 | 15.09 | 45.9 | 9.82 | 17 | 14.06 | 50.86 | 0 | 0.19 | 0.19 | 0 | 6.77 | 0 | 0 | 13.42 | 0.18461 | 0.056448 | 0.002 | 11.76 | System Off | 0 | 0
2010 | 2010 | 2012-03-24 17:59 | 13.41 | 13.41 | 13.41 | 13.41 | 0 | 0 | 0 | 0 | 0 | 0 | 0 | 0 | 0 | 0 | 0 | 0 | 0 | 0 | 0 | 0 | 0 | System Off | 0 | 0
2011 | 2011 | 2012-03-24 18:59 | 12.41 | 12.41 | 12.41 | 12.41 | 0 | 0 | 0 | 0 | 0 | 0 | 0 | 0 | 0 | 0 | 0 | 0 | 0 | 0 | 0 | 0 | 0 | System Off | 0 | 0
2012 | 2012 | 2012-03-24 19:59 | 11.41 | 11.41 | 11.41 | 11.41 | 0 | 0 | 0 | 0 | 0 | 0 | 0 | 0 | 0 | 0 | 0 | 0 | 0 | 0 | 0 | 0 | 0 | System Off | 0 | 0
2013 | 2013 | 2012-03-24 20:59 | 10.41 | 10.41 | 10.41 | 10.41 | 0 | 0 | 0 | 0 | 0 | 0 | 0 | 0 | 0 | 0 | 0 | 0 | 0 | 0 | 0 | 0 | 0 | System Off | 0 | 0
2014 | 2014 | 2012-03-24 21:59 | 9.64 | 9.64 | 9.64 | 9.64 | 0 | 0 | 0 | 0 | 0 | 0 | 0 | 0 | 0 | 0 | 0 | 0 | 0 | 0 | 0 | 0 | 0 | System Off | 0 | 0
2015 | 2015 | 2012-03-24 22:59 | 8.87 | 8.87 | 8.87 | 8.87 | 0 | 0 | 0 | 0 | 0 | 0 | 0 | 0 | 0 | 0 | 0 | 0 | 0 | 0 | 0 | 0 | 0 | System Off | 0 | 0
2016 | 2016 | 2012-03-24 23:59 | 8.1 | 8.1 | 8.1 | 8.1 | 0 | 0 | 0 | 0 | 0 | 0 | 0 | 0 | 0 | 0 | 0 | 0 | 0 | 0 | 0 | 0 | 0 | System Off | 0 | 0
2017 | 2017 | 2012-03-25 00:59 | 8.03 | 8.03 | 8.03 | 8.03 | 0 | 0 | 0 | 0 | 0 | 0 | 0 | 0 | 0 | 0 | 0 | 0 | 0 | 0 | 0 | 0 | 0 | System Off | 0 | 0
2018 | 2018 | 2012-03-25 01:59 | 7.97 | 7.97 | 7.97 | 7.97 | 0 | 0 | 0 | 0 | 0 | 0 | 0 | 0 | 0 | 0 | 0 | 0 | 0 | 0 | 0 | 0 | 0 | System Off | 0 | 0
2019 | 2019 | 2012-03-25 02:59 | 7.9 | 7.9 | 7.9 | 7.9 | 0 | 0 | 0 | 0 | 0 | 0 | 0 | 0 | 0 | 0 | 0 | 0 | 0 | 0 | 0 | 0 | 0 | System Off | 0 | 0
2020 | 2020 | 2012-03-25 03:59 | 7.6 | 7.6 | 7.6 | 7.6 | 0 | 0 | 0 | 0 | 0 | 0 | 0 | 0 | 0 | 0 | 0 | 0 | 0 | 0 | 0 | 0 | 0 | System Off | 0 | 0
2021 | 2021 | 2012-03-25 04:59 | 7.3 | 7.3 | 7.3 | 7.3 | 0 | 0 | 0 | 0 | 0 | 0 | 0 | 0 | 0 | 0 | 0 | 0 | 0 | 0 | 0 | 0 | 0 | System Off | 0 | 0
2022 | 2022 | 2012-03-25 05:59 | 6.99 | 9.23 | 9.23 | 6.99 | 102.16 | 65.1 | 37 | 14.38 | 108.7 | 0.54 | 0.6 | 0.59 | 0.02 | 106.07 | 0 | 0 | 29.07 | 0.1822 | 0.056448 | 0.004 | 10.81 | System Off | 1 | 0
2023 | 2023 | 2012-03-25 06:59 | 9.52 | 16.67 | 16.67 | 9.52 | 345.25 | 303.77 | 123 | 14.62 | 351.14 | 0.89 | 0.87 | 0.85 | 0.11 | 348.69 | 0 | 0 | 96.22 | 0.18222 | 0.056448 | 0.012 | 9.76 | System Off | 1 | 0
2024 | 2024 | 2012-03-25 07:59 | 12.05 | 26.6 | 26.6 | 12.05 | 733.04 | 683.86 | 264 | 14.46 | 726.52 | 0.95 | 0.94 | 0.92 | 0.25 | 600.36 | 0 | 0 | 206.54 | 0.193 | 0.056448 | 0.027 | 10.23 | System Off | 1 | 0
2025 | 2025 | 2012-03-25 08:59 | 14.59 | 37.58 | 37.58 | 14.59 | 1163.34 | 1104.67 | 431 | 14.06 | 1136.21 | 0.93 | 0.97 | 0.95 | 0.4 | 821.52 | 0 | 0 | 338.24 | 0.20219 | 0.056448 | 0.043 | 9.98 | System Off | 1 | 0
2026 | 2026 | 2012-03-25 09:59 | 15.95 | 44.66 | 44.66 | 15.95 | 1532.69 | 1465.07 | 580 | 13.76 | 1484.48 | 0.91 | 0.99 | 0.96 | 0.53 | 1002.9 | 0 | 0 | 456.35 | 0.21206 | 0.056448 | 0.058 | 10 | System Off | 1 | 0
2027 | 2027 | 2012-03-25 10:59 | 17.31 | 48.29 | 48.29 | 17.31 | 1746.74 | 1673.59 | 668 | 13.62 | 1685.44 | 0.91 | 0.99 | 0.97 | 0.61 | 1054.57 | 0 | 0 | 526.41 | 0.21882 | 0.056448 | 0.066 | 9.88 | System Off | 1 | 0
2028 | 2028 | 2012-03-25 11:59 | 18.67 | 47.97 | 47.97 | 18.67 | 1758.26 | 1684.81 | 672 | 13.63 | 1696.22 | 0.91 | 0.99 | 0.97 | 0.61 | 1002.86 | 0 | 0 | 529.85 | 0.22115 | 0.056448 | 0.067 | 9.97 | System Off | 1 | 0
2029 | 2029 | 2012-03-25 12:59 | 18.71 | 43.9 | 43.9 | 18.71 | 1568.18 | 1499.66 | 591 | 13.82 | 1517.72 | 0.91 | 0.99 | 0.96 | 0.54 | 960.65 | 0 | 0 | 465.31 | 0.21685 | 0.056448 | 0.059 | 9.98 | System Off | 1 | 0
2030 | 2030 | 2012-03-25 13:59 | 18.74 | 37.36 | 37.36 | 18.74 | 1206.08 | 1146.41 | 446 | 14.08 | 1176.5 | 0.92 | 0.97 | 0.95 | 0.41 | 849.35 | 0 | 0 | 350.5 | 0.20917 | 0.056448 | 0.045 | 10.09 | System Off | 1 | 0
2031 | 2031 | 2012-03-25 14:59 | 18.78 | 30.09 | 30.09 | 18.78 | 752.93 | 703.33 | 275 | 14.26 | 746.03 | 0.91 | 0.94 | 0.92 | 0.25 | 577.76 | 0 | 0 | 215.99 | 0.20022 | 0.056448 | 0.028 | 10.18 | System Off | 1 | 0
2032 | 2032 | 2012-03-25 15:59 | 17.13 | 22.66 | 22.66 | 17.13 | 344.64 | 303.17 | 125 | 14.36 | 351.34 | 0.87 | 0.86 | 0.84 | 0.11 | 255 | 0 | 0 | 98.17 | 0.19313 | 0.056448 | 0.013 | 10.4 | System Off | 1 | 0
2033 | 2033 | 2012-03-25 16:59 | 15.49 | 16.95 | 16.95 | 15.49 | 80.08 | 43.4 | 30 | 13.9 | 86.61 | 0.66 | 0.5 | 0.49 | 0.02 | 29.94 | 0 | 0 | 23.72 | 0.18585 | 0.056448 | 0.003 | 10 | System Off | 0 | 0
2034 | 2034 | 2012-03-25 17:59 | 13.84 | 13.84 | 13.84 | 13.84 | 0 | 0 | 0 | 0 | 0 | 0 | 0 | 0 | 0 | 0 | 0 | 0 | 0 | 0 | 0 | 0 | 0 | System Off | 0 | 0
2035 | 2035 | 2012-03-25 18:59 | 12.53 | 12.53 | 12.53 | 12.53 | 0 | 0 | 0 | 0 | 0 | 0 | 0 | 0 | 0 | 0 | 0 | 0 | 0 | 0 | 0 | 0 | 0 | System Off | 0 | 0
2036 | 2036 | 2012-03-25 19:59 | 11.22 | 11.22 | 11.22 | 11.22 | 0 | 0 | 0 | 0 | 0 | 0 | 0 | 0 | 0 | 0 | 0 | 0 | 0 | 0 | 0 | 0 | 0 | System Off | 0 | 0
2037 | 2037 | 2012-03-25 20:59 | 9.91 | 9.91 | 9.91 | 9.91 | 0 | 0 | 0 | 0 | 0 | 0 | 0 | 0 | 0 | 0 | 0 | 0 | 0 | 0 | 0 | 0 | 0 | System Off | 0 | 0
2038 | 2038 | 2012-03-25 21:59 | 8.96 | 8.96 | 8.96 | 8.96 | 0 | 0 | 0 | 0 | 0 | 0 | 0 | 0 | 0 | 0 | 0 | 0 | 0 | 0 | 0 | 0 | 0 | System Off | 0 | 0
2039 | 2039 | 2012-03-25 22:59 | 8.01 | 8.01 | 8.01 | 8.01 | 0 | 0 | 0 | 0 | 0 | 0 | 0 | 0 | 0 | 0 | 0 | 0 | 0 | 0 | 0 | 0 | 0 | System Off | 0 | 0
2040 | 2040 | 2012-03-25 23:59 | 7.06 | 7.06 | 7.06 | 7.06 | 0 | 0 | 0 | 0 | 0 | 0 | 0 | 0 | 0 | 0 | 0 | 0 | 0 | 0 | 0 | 0 | 0 | System Off | 0 | 0
2041 | 2041 | 2012-03-26 00:59 | 7.14 | 7.14 | 7.14 | 7.14 | 0 | 0 | 0 | 0 | 0 | 0 | 0 | 0 | 0 | 0 | 0 | 0 | 0 | 0 | 0 | 0 | 0 | System Off | 0 | 0
2042 | 2042 | 2012-03-26 01:59 | 7.21 | 7.21 | 7.21 | 7.21 | 0 | 0 | 0 | 0 | 0 | 0 | 0 | 0 | 0 | 0 | 0 | 0 | 0 | 0 | 0 | 0 | 0 | System Off | 0 | 0
2043 | 2043 | 2012-03-26 02:59 | 7.29 | 7.29 | 7.29 | 7.29 | 0 | 0 | 0 | 0 | 0 | 0 | 0 | 0 | 0 | 0 | 0 | 0 | 0 | 0 | 0 | 0 | 0 | System Off | 0 | 0
2044 | 2044 | 2012-03-26 03:59 | 6.69 | 6.69 | 6.69 | 6.69 | 0 | 0 | 0 | 0 | 0 | 0 | 0 | 0 | 0 | 0 | 0 | 0 | 0 | 0 | 0 | 0 | 0 | System Off | 0 | 0
2045 | 2045 | 2012-03-26 04:59 | 6.1 | 6.1 | 6.1 | 6.1 | 0 | 0 | 0 | 0 | 0 | 0 | 0 | 0 | 0 | 0 | 0 | 0 | 0 | 0 | 0 | 0 | 0 | System Off | 0 | 0
2046 | 2046 | 2012-03-26 05:59 | 5.5 | 7.39 | 7.39 | 5.5 | 92.83 | 55.94 | 33 | 14.65 | 99.04 | 0.6 | 0.56 | 0.55 | 0.02 | 91.14 | 0 | 0 | 25.84 | 0.18246 | 0.056448 | 0.003 | 9.09 | System Off | 1 | 0
2047 | 2047 | 2012-03-26 06:59 | 8.1 | 14.65 | 14.65 | 8.1 | 341.38 | 299.97 | 120 | 14.82 | 347.06 | 0.91 | 0.86 | 0.85 | 0.11 | 344.33 | 0 | 0 | 93.65 | 0.18009 | 0.056448 | 0.012 | 10 | System Off | 1 | 0
2048 | 2048 | 2012-03-26 07:59 | 10.69 | 24.79 | 24.79 | 10.69 | 752.64 | 703.04 | 269 | 14.57 | 744.98 | 0.93 | 0.94 | 0.92 | 0.25 | 617.2 | 0 | 0 | 210.2 | 0.19128 | 0.056448 | 0.027 | 10.04 | System Off | 1 | 0
2049 | 2049 | 2012-03-26 08:59 | 13.29 | 36.1 | 36.1 | 13.29 | 1188.82 | 1129.55 | 438 | 14.14 | 1160.09 | 0.94 | 0.97 | 0.95 | 0.41 | 840.02 | 0 | 0 | 343.43 | 0.20062 | 0.056448 | 0.044 | 10.05 | System Off | 1 | 0
2050 | 2050 | 2012-03-26 09:59 | 14.58 | 43.37 | 43.37 | 14.58 | 1557.69 | 1489.44 | 586 | 13.84 | 1507.83 | 0.92 | 0.99 | 0.96 | 0.54 | 1019.58 | 0 | 0 | 460.6 | 0.21028 | 0.056448 | 0.058 | 9.9 | System Off | 1 | 0
2051 | 2051 | 2012-03-26 10:59 | 15.87 | 47.2 | 47.2 | 15.87 | 1765.13 | 1691.5 | 672 | 13.68 | 1702.65 | 0.91 | 0.99 | 0.97 | 0.61 | 1065.85 | 0 | 0 | 529.1 | 0.21679 | 0.056448 | 0.066 | 9.82 | System Off | 1 | 0
2052 | 2052 | 2012-03-26 11:59 | 17.17 | 47.09 | 47.09 | 17.17 | 1771.63 | 1697.83 | 674 | 13.69 | 1708.73 | 0.9 | 0.99 | 0.97 | 0.61 | 1010.61 | 0 | 0 | 530.89 | 0.21891 | 0.056448 | 0.067 | 9.94 | System Off | 1 | 0
2053 | 2053 | 2012-03-26 12:59 | 17.23 | 42.89 | 42.89 | 17.23 | 1587.93 | 1518.91 | 596 | 13.88 | 1536.18 | 0.92 | 0.99 | 0.97 | 0.55 | 972.98 | 0 | 0 | 468.85 | 0.21483 | 0.056448 | 0.059 | 9.9 | System Off | 1 | 0
2054 | 2054 | 2012-03-26 13:59 | 17.28 | 36.15 | 36.15 | 17.28 | 1221.47 | 1161.44 | 449 | 14.17 | 1190.88 | 0.93 | 0.98 | 0.95 | 0.42 | 860.48 | 0 | 0 | 352.45 | 0.20712 | 0.056448 | 0.045 | 10.02 | System Off | 1 | 0
2055 | 2055 | 2012-03-26 14:59 | 17.34 | 28.77 | 28.77 | 17.34 | 765.94 | 716.06 | 278 | 14.35 | 758.26 | 0.93 | 0.94 | 0.92 | 0.26 | 588.22 | 0 | 0 | 218.09 | 0.19826 | 0.056448 | 0.028 | 10.07 | System Off | 1 | 0
2056 | 2056 | 2012-03-26 15:59 | 15.82 | 21.52 | 21.52 | 15.82 | 356.63 | 314.94 | 129 | 14.4 | 362.91 | 0.85 | 0.87 | 0.85 | 0.11 | 264.9 | 0 | 0 | 101.26 | 0.19145 | 0.056448 | 0.013 | 10.08 | System Off | 1 | 0
2057 | 2057 | 2012-03-26 16:59 | 14.31 | 15.98 | 15.98 | 14.31 | 95.54 | 58.6 | 35 | 14.22 | 102.45 | 0.56 | 0.57 | 0.56 | 0.02 | 40.43 | 0 | 0 | 27.56 | 0.18444 | 0.056448 | 0.004 | 11.43 | System Off | 0 | 0
2058 | 2058 | 2012-03-26 17:59 | 12.79 | 12.79 | 12.79 | 12.79 | 0 | 0 | 0 | 0 | 0 | 0 | 0 | 0 | 0 | 0 | 0 | 0 | 0 | 0 | 0 | 0 | 0 | System Off | 0 | 0
2059 | 2059 | 2012-03-26 18:59 | 11.5 | 11.5 | 11.5 | 11.5 | 0 | 0 | 0 | 0 | 0 | 0 | 0 | 0 | 0 | 0 | 0 | 0 | 0 | 0 | 0 | 0 | 0 | System Off | 0 | 0
2060 | 2060 | 2012-03-26 19:59 | 10.21 | 10.21 | 10.21 | 10.21 | 0 | 0 | 0 | 0 | 0 | 0 | 0 | 0 | 0 | 0 | 0 | 0 | 0 | 0 | 0 | 0 | 0 | System Off | 0 | 0
2061 | 2061 | 2012-03-26 20:59 | 8.92 | 8.92 | 8.92 | 8.92 | 0 | 0 | 0 | 0 | 0 | 0 | 0 | 0 | 0 | 0 | 0 | 0 | 0 | 0 | 0 | 0 | 0 | System Off | 0 | 0
2062 | 2062 | 2012-03-26 21:59 | 8.23 | 8.23 | 8.23 | 8.23 | 0 | 0 | 0 | 0 | 0 | 0 | 0 | 0 | 0 | 0 | 0 | 0 | 0 | 0 | 0 | 0 | 0 | System Off | 0 | 0
2063 | 2063 | 2012-03-26 22:59 | 7.53 | 7.53 | 7.53 | 7.53 | 0 | 0 | 0 | 0 | 0 | 0 | 0 | 0 | 0 | 0 | 0 | 0 | 0 | 0 | 0 | 0 | 0 | System Off | 0 | 0
2064 | 2064 | 2012-03-26 23:59 | 6.84 | 6.84 | 6.84 | 6.84 | 0 | 0 | 0 | 0 | 0 | 0 | 0 | 0 | 0 | 0 | 0 | 0 | 0 | 0 | 0 | 0 | 0 | System Off | 0 | 0
2065 | 2065 | 2012-03-27 00:59 | 6.72 | 6.72 | 6.72 | 6.72 | 0 | 0 | 0 | 0 | 0 | 0 | 0 | 0 | 0 | 0 | 0 | 0 | 0 | 0 | 0 | 0 | 0 | System Off | 0 | 0
2066 | 2066 | 2012-03-27 01:59 | 6.59 | 6.59 | 6.59 | 6.59 | 0 | 0 | 0 | 0 | 0 | 0 | 0 | 0 | 0 | 0 | 0 | 0 | 0 | 0 | 0 | 0 | 0 | System Off | 0 | 0
2067 | 2067 | 2012-03-27 02:59 | 6.47 | 6.47 | 6.47 | 6.47 | 0 | 0 | 0 | 0 | 0 | 0 | 0 | 0 | 0 | 0 | 0 | 0 | 0 | 0 | 0 | 0 | 0 | System Off | 0 | 0
2068 | 2068 | 2012-03-27 03:59 | 6.05 | 6.05 | 6.05 | 6.05 | 0 | 0 | 0 | 0 | 0 | 0 | 0 | 0 | 0 | 0 | 0 | 0 | 0 | 0 | 0 | 0 | 0 | System Off | 0 | 0
2069 | 2069 | 2012-03-27 04:59 | 5.64 | 5.64 | 5.64 | 5.64 | 0 | 0 | 0 | 0 | 0 | 0 | 0 | 0 | 0 | 0 | 0 | 0 | 0 | 0 | 0 | 0 | 0 | System Off | 0 | 0
2070 | 2070 | 2012-03-27 05:59 | 5.22 | 7.32 | 7.32 | 5.22 | 108.99 | 71.81 | 39 | 14.56 | 115.51 | 0.77 | 0.62 | 0.61 | 0.03 | 117 | 0 | 0 | 30.58 | 0.18238 | 0.056448 | 0.004 | 10.26 | System Off | 1 | 0
2071 | 2071 | 2012-03-27 06:59 | 7.96 | 14.69 | 14.69 | 7.96 | 367.9 | 325.99 | 129 | 14.85 | 372.96 | 0.92 | 0.87 | 0.86 | 0.12 | 374.2 | 0 | 0 | 100.63 | 0.18034 | 0.056448 | 0.013 | 10.08 | System Off | 1 | 0
2072 | 2072 | 2012-03-27 07:59 | 10.7 | 24.37 | 24.37 | 10.7 | 765.79 | 715.92 | 273 | 14.61 | 757.52 | 0.95 | 0.95 | 0.92 | 0.26 | 628.5 | 0 | 0 | 213.26 | 0.1915 | 0.056448 | 0.027 | 9.89 | System Off | 1 | 0
2073 | 2073 | 2012-03-27 08:59 | 13.45 | 35.12 | 35.12 | 13.45 | 1198.06 | 1138.58 | 439 | 14.21 | 1168.76 | 0.93 | 0.97 | 0.95 | 0.41 | 846.73 | 0 | 0 | 344.02 | 0.2009 | 0.056448 | 0.044 | 10.02 | System Off | 1 | 0
2074 | 2074 | 2012-03-27 09:59 | 14.9 | 41.68 | 41.68 | 14.9 | 1513.73 | 1446.59 | 566 | 13.93 | 1466.43 | 0.92 | 0.99 | 0.96 | 0.52 | 990.25 | 0 | 0 | 444.68 | 0.2097 | 0.056448 | 0.056 | 9.89 | System Off | 1 | 0
2075 | 2075 | 2012-03-27 10:59 | 16.35 | 44.65 | 44.65 | 16.35 | 1642.97 | 1572.53 | 620 | 13.8 | 1587.94 | 0.92 | 0.99 | 0.97 | 0.57 | 990.89 | 0 | 0 | 487.78 | 0.21476 | 0.056448 | 0.061 | 9.84 | System Off | 1 | 0
2076 | 2076 | 2012-03-27 11:59 | 17.8 | 46.88 | 46.88 | 17.8 | 1743.1 | 1670.06 | 663 | 13.69 | 1682.07 | 0.9 | 0.99 | 0.97 | 0.6 | 994.08 | 0 | 0 | 522.33 | 0.2193 | 0.056448 | 0.066 | 9.95 | System Off | 1 | 0
2077 | 2077 | 2012-03-27 12:59 | 17.92 | 42.24 | 42.24 | 17.92 | 1515.72 | 1448.53 | 568 | 13.9 | 1468.33 | 0.92 | 0.99 | 0.96 | 0.52 | 927.9 | 0 | 0 | 446.84 | 0.21441 | 0.056448 | 0.056 | 9.86 | System Off | 1 | 0
2078 | 2078 | 2012-03-27 13:59 | 18.03 | 35.96 | 35.96 | 18.03 | 1162.74 | 1104.08 | 428 | 14.15 | 1135.47 | 0.93 | 0.97 | 0.95 | 0.4 | 817.99 | 0 | 0 | 336.13 | 0.20715 | 0.056448 | 0.043 | 10.05 | System Off | 1 | 0
2079 | 2079 | 2012-03-27 14:59 | 18.15 | 29.65 | 29.65 | 18.15 | 769.33 | 719.39 | 280 | 14.31 | 761.6 | 0.93 | 0.94 | 0.92 | 0.26 | 590.95 | 0 | 0 | 219.76 | 0.19955 | 0.056448 | 0.028 | 10 | System Off | 1 | 0
2080 | 2080 | 2012-03-27 15:59 | 16.73 | 22.59 | 22.59 | 16.73 | 366.47 | 324.59 | 133 | 14.35 | 372.66 | 0.9 | 0.87 | 0.85 | 0.12 | 273.02 | 0 | 0 | 104.46 | 0.19297 | 0.056448 | 0.014 | 10.53 | System Off | 1 | 0
2081 | 2081 | 2012-03-27 16:59 | 15.3 | 16.85 | 16.85 | 15.3 | 89.41 | 52.57 | 33 | 14.11 | 96.22 | 0.59 | 0.55 | 0.53 | 0.02 | 36.27 | 0 | 0 | 26.02 | 0.18573 | 0.056448 | 0.003 | 9.09 | System Off | 0 | 0
2082 | 2082 | 2012-03-27 17:59 | 13.88 | 13.88 | 13.88 | 13.88 | 0 | 0 | 0 | 0 | 0 | 0 | 0 | 0 | 0 | 0 | 0 | 0 | 0 | 0 | 0 | 0 | 0 | System Off | 0 | 0
2083 | 2083 | 2012-03-27 18:59 | 12.79 | 12.79 | 12.79 | 12.79 | 0 | 0 | 0 | 0 | 0 | 0 | 0 | 0 | 0 | 0 | 0 | 0 | 0 | 0 | 0 | 0 | 0 | System Off | 0 | 0
2084 | 2084 | 2012-03-27 19:59 | 11.71 | 11.71 | 11.71 | 11.71 | 0 | 0 | 0 | 0 | 0 | 0 | 0 | 0 | 0 | 0 | 0 | 0 | 0 | 0 | 0 | 0 | 0 | System Off | 0 | 0
2085 | 2085 | 2012-03-27 20:59 | 10.62 | 10.62 | 10.62 | 10.62 | 0 | 0 | 0 | 0 | 0 | 0 | 0 | 0 | 0 | 0 | 0 | 0 | 0 | 0 | 0 | 0 | 0 | System Off | 0 | 0
2086 | 2086 | 2012-03-27 21:59 | 9.77 | 9.77 | 9.77 | 9.77 | 0 | 0 | 0 | 0 | 0 | 0 | 0 | 0 | 0 | 0 | 0 | 0 | 0 | 0 | 0 | 0 | 0 | System Off | 0 | 0
2087 | 2087 | 2012-03-27 22:59 | 8.93 | 8.93 | 8.93 | 8.93 | 0 | 0 | 0 | 0 | 0 | 0 | 0 | 0 | 0 | 0 | 0 | 0 | 0 | 0 | 0 | 0 | 0 | System Off | 0 | 0
2088 | 2088 | 2012-03-27 23:59 | 8.08 | 8.08 | 8.08 | 8.08 | 0 | 0 | 0 | 0 | 0 | 0 | 0 | 0 | 0 | 0 | 0 | 0 | 0 | 0 | 0 | 0 | 0 | System Off | 0 | 0
2089 | 2089 | 2012-03-28 00:59 | 7.88 | 7.88 | 7.88 | 7.88 | 0 | 0 | 0 | 0 | 0 | 0 | 0 | 0 | 0 | 0 | 0 | 0 | 0 | 0 | 0 | 0 | 0 | System Off | 0 | 0
2090 | 2090 | 2012-03-28 01:59 | 7.68 | 7.68 | 7.68 | 7.68 | 0 | 0 | 0 | 0 | 0 | 0 | 0 | 0 | 0 | 0 | 0 | 0 | 0 | 0 | 0 | 0 | 0 | System Off | 0 | 0
2091 | 2091 | 2012-03-28 02:59 | 7.48 | 7.48 | 7.48 | 7.48 | 0 | 0 | 0 | 0 | 0 | 0 | 0 | 0 | 0 | 0 | 0 | 0 | 0 | 0 | 0 | 0 | 0 | System Off | 0 | 0
2092 | 2092 | 2012-03-28 03:59 | 7.08 | 7.08 | 7.08 | 7.08 | 0 | 0 | 0 | 0 | 0 | 0 | 0 | 0 | 0 | 0 | 0 | 0 | 0 | 0 | 0 | 0 | 0 | System Off | 0 | 0
2093 | 2093 | 2012-03-28 04:59 | 6.68 | 6.68 | 6.68 | 6.68 | 0 | 0 | 0 | 0 | 0 | 0 | 0 | 0 | 0 | 0 | 0 | 0 | 0 | 0 | 0 | 0 | 0 | System Off | 0 | 0
2094 | 2094 | 2012-03-28 05:59 | 6.27 | 8.63 | 8.63 | 6.27 | 126.61 | 89.12 | 45 | 14.65 | 133.48 | 0.66 | 0.67 | 0.65 | 0.03 | 145.2 | 0 | 0 | 35.23 | 0.18418 | 0.056448 | 0.005 | 11.11 | System Off | 1 | 0
2095 | 2095 | 2012-03-28 06:59 | 8.92 | 15.74 | 15.74 | 8.92 | 375.47 | 333.42 | 132 | 14.81 | 380.49 | 0.9 | 0.88 | 0.86 | 0.12 | 382.73 | 0 | 0 | 103.02 | 0.18183 | 0.056448 | 0.013 | 9.85 | System Off | 1 | 0
2096 | 2096 | 2012-03-28 07:59 | 11.57 | 25.31 | 25.31 | 11.57 | 773.65 | 723.62 | 277 | 14.55 | 765.09 | 0.94 | 0.95 | 0.92 | 0.26 | 635.26 | 0 | 0 | 216.57 | 0.19296 | 0.056448 | 0.028 | 10.11 | System Off | 1 | 0
2097 | 2097 | 2012-03-28 08:59 | 14.22 | 35.68 | 35.68 | 14.22 | 1189.94 | 1130.65 | 437 | 14.18 | 1161.18 | 0.94 | 0.97 | 0.95 | 0.41 | 840.84 | 0 | 0 | 342.61 | 0.20194 | 0.056448 | 0.044 | 10.07 | System Off | 1 | 0
2098 | 2098 | 2012-03-28 09:59 | 15.52 | 43.75 | 43.75 | 15.52 | 1570.45 | 1501.87 | 591 | 13.84 | 1519.84 | 0.91 | 0.99 | 0.96 | 0.54 | 1028.09 | 0 | 0 | 464.67 | 0.21196 | 0.056448 | 0.059 | 9.98 | System Off | 1 | 0
2099 | 2099 | 2012-03-28 10:59 | 16.83 | 47.83 | 47.83 | 16.83 | 1738.13 | 1665.21 | 664 | 13.63 | 1677.36 | 0.9 | 0.99 | 0.97 | 0.6 | 1049.28 | 0 | 0 | 523.15 | 0.21786 | 0.056448 | 0.066 | 9.94 | System Off | 1 | 0
2100 | 2100 | 2012-03-28 11:59 | 18.14 | 47.08 | 47.08 | 18.14 | 1655.78 | 1585.01 | 631 | 13.67 | 1600.15 | 0.9 | 0.99 | 0.97 | 0.57 | 943.46 | 0 | 0 | 497.21 | 0.21813 | 0.056448 | 0.063 | 9.98 | System Off | 1 | 0
2101 | 2101 | 2012-03-28 12:59 | 18.22 | 43.89 | 43.89 | 18.22 | 1517.9 | 1450.65 | 572 | 13.82 | 1470.51 | 0.91 | 0.99 | 0.96 | 0.52 | 929.26 | 0 | 0 | 450.21 | 0.21509 | 0.056448 | 0.057 | 9.97 | System Off | 1 | 0
2102 | 2102 | 2012-03-28 13:59 | 18.3 | 37.8 | 37.8 | 18.3 | 1197.43 | 1137.95 | 444 | 14.05 | 1168.39 | 0.92 | 0.97 | 0.95 | 0.41 | 843.09 | 0 | 0 | 348.98 | 0.20841 | 0.056448 | 0.044 | 9.91 | System Off | 1 | 0
2103 | 2103 | 2012-03-28 14:59 | 18.38 | 30.68 | 30.68 | 18.38 | 777.21 | 727.1 | 284 | 14.25 | 769.28 | 0.91 | 0.95 | 0.92 | 0.26 | 597.29 | 0 | 0 | 223 | 0.2001 | 0.056448 | 0.029 | 10.21 | System Off | 1 | 0
2104 | 2104 | 2012-03-28 15:59 | 16.74 | 22.86 | 22.86 | 16.74 | 369.58 | 327.64 | 134 | 14.36 | 375.73 | 0.89 | 0.87 | 0.85 | 0.12 | 275.58 | 0 | 0 | 105.21 | 0.19304 | 0.056448 | 0.014 | 10.45 | System Off | 1 | 0
2105 | 2105 | 2012-03-28 16:59 | 15.11 | 16.91 | 16.91 | 15.11 | 98.8 | 61.8 | 37 | 13.91 | 105.87 | 0.54 | 0.58 | 0.57 | 0.02 | 42.63 | 0 | 0 | 29.25 | 0.18568 | 0.056448 | 0.004 | 10.81 | System Off | 0 | 0
2106 | 2106 | 2012-03-28 17:59 | 13.47 | 13.47 | 13.47 | 13.47 | 0 | 0 | 0 | 0 | 0 | 0 | 0 | 0 | 0 | 0 | 0 | 0 | 0 | 0 | 0 | 0 | 0 | System Off | 0 | 0
2107 | 2107 | 2012-03-28 18:59 | 11.89 | 11.89 | 11.89 | 11.89 | 0 | 0 | 0 | 0 | 0 | 0 | 0 | 0 | 0 | 0 | 0 | 0 | 0 | 0 | 0 | 0 | 0 | System Off | 0 | 0
2108 | 2108 | 2012-03-28 19:59 | 10.32 | 10.32 | 10.32 | 10.32 | 0 | 0 | 0 | 0 | 0 | 0 | 0 | 0 | 0 | 0 | 0 | 0 | 0 | 0 | 0 | 0 | 0 | System Off | 0 | 0
2109 | 2109 | 2012-03-28 20:59 | 8.74 | 8.74 | 8.74 | 8.74 | 0 | 0 | 0 | 0 | 0 | 0 | 0 | 0 | 0 | 0 | 0 | 0 | 0 | 0 | 0 | 0 | 0 | System Off | 0 | 0
2110 | 2110 | 2012-03-28 21:59 | 7.83 | 7.83 | 7.83 | 7.83 | 0 | 0 | 0 | 0 | 0 | 0 | 0 | 0 | 0 | 0 | 0 | 0 | 0 | 0 | 0 | 0 | 0 | System Off | 0 | 0
2111 | 2111 | 2012-03-28 22:59 | 6.91 | 6.91 | 6.91 | 6.91 | 0 | 0 | 0 | 0 | 0 | 0 | 0 | 0 | 0 | 0 | 0 | 0 | 0 | 0 | 0 | 0 | 0 | System Off | 0 | 0
2112 | 2112 | 2012-03-28 23:59 | 6 | 6 | 6 | 6 | 0 | 0 | 0 | 0 | 0 | 0 | 0 | 0 | 0 | 0 | 0 | 0 | 0 | 0 | 0 | 0 | 0 | System Off | 0 | 0
2113 | 2113 | 2012-03-29 00:59 | 5.97 | 5.97 | 5.97 | 5.97 | 0 | 0 | 0 | 0 | 0 | 0 | 0 | 0 | 0 | 0 | 0 | 0 | 0 | 0 | 0 | 0 | 0 | System Off | 0 | 0
2114 | 2114 | 2012-03-29 01:59 | 5.94 | 5.94 | 5.94 | 5.94 | 0 | 0 | 0 | 0 | 0 | 0 | 0 | 0 | 0 | 0 | 0 | 0 | 0 | 0 | 0 | 0 | 0 | System Off | 0 | 0
2115 | 2115 | 2012-03-29 02:59 | 5.91 | 5.91 | 5.91 | 5.91 | 0 | 0 | 0 | 0 | 0 | 0 | 0 | 0 | 0 | 0 | 0 | 0 | 0 | 0 | 0 | 0 | 0 | System Off | 0 | 0
2116 | 2116 | 2012-03-29 03:59 | 5.83 | 5.83 | 5.83 | 5.83 | 0 | 0 | 0 | 0 | 0 | 0 | 0 | 0 | 0 | 0 | 0 | 0 | 0 | 0 | 0 | 0 | 0 | System Off | 0 | 0
2117 | 2117 | 2012-03-29 04:59 | 5.75 | 5.75 | 5.75 | 5.75 | 0 | 0 | 0 | 0 | 0 | 0 | 0 | 0 | 0 | 0 | 0 | 0 | 0 | 0 | 0 | 0 | 0 | System Off | 0 | 0
2118 | 2118 | 2012-03-29 05:59 | 5.66 | 7.74 | 7.74 | 5.66 | 116.58 | 79.26 | 41 | 14.81 | 123.24 | 0.72 | 0.64 | 0.63 | 0.03 | 129.14 | 0 | 0 | 32.04 | 0.1831 | 0.056448 | 0.004 | 9.76 | System Off | 1 | 0
2119 | 2119 | 2012-03-29 06:59 | 7.93 | 14.17 | 14.17 | 7.93 | 393.3 | 350.91 | 138 | 14.84 | 397.63 | 0.94 | 0.88 | 0.86 | 0.13 | 402.81 | 0 | 0 | 107.69 | 0.18075 | 0.056448 | 0.014 | 10.14 | System Off | 1 | 0
2120 | 2120 | 2012-03-29 07:59 | 10.19 | 21.83 | 21.83 | 10.19 | 789.14 | 738.78 | 278 | 14.78 | 779.39 | 0.97 | 0.95 | 0.93 | 0.27 | 648.58 | 0 | 0 | 216.86 | 0.191 | 0.056448 | 0.028 | 10.07 | System Off | 1 | 0
2121 | 2121 | 2012-03-29 08:59 | 12.46 | 27.75 | 27.75 | 12.46 | 1077.62 | 1020.91 | 385 | 14.58 | 1054.04 | 0.96 | 0.97 | 0.95 | 0.37 | 759.23 | 0 | 0 | 300.92 | 0.19663 | 0.056448 | 0.038 | 9.87 | System Off | 1 | 0
2122 | 2122 | 2012-03-29 09:59 | 13.57 | 24.33 | 24.33 | 13.57 | 797.83 | 747.28 | 284 | 14.63 | 788.01 | 0.95 | 0.95 | 0.93 | 0.27 | 511.55 | 0 | 0 | 222.06 | 0.19621 | 0.056448 | 0.029 | 10.21 | System Off | 1 | 0
2123 | 2123 | 2012-03-29 10:59 | 14.68 | 17.97 | 17.97 | 14.68 | 251.93 | 212.19 | 91 | 14.42 | 259.6 | 0.87 | 0.82 | 0.8 | 0.08 | 133.7 | 0 | 0 | 71.46 | 0.18786 | 0.056448 | 0.009 | 9.89 | System Off | 1 | 0
2124 | 2124 | 2012-03-29 11:59 | 15.79 | 19.03 | 19.03 | 15.79 | 260.46 | 220.56 | 94 | 14.43 | 268.16 | 0.84 | 0.82 | 0.8 | 0.08 | 131.29 | 0 | 0 | 73.81 | 0.18959 | 0.056448 | 0.01 | 10.64 | System Off | 1 | 0
2125 | 2125 | 2012-03-29 12:59 | 15.14 | 21.61 | 21.61 | 15.14 | 531.04 | 485.97 | 189 | 14.63 | 532.04 | 0.95 | 0.91 | 0.89 | 0.18 | 311.3 | 0 | 0 | 147.93 | 0.19357 | 0.056448 | 0.019 | 10.05 | System Off | 1 | 0
2126 | 2126 | 2012-03-29 13:59 | 14.5 | 18.65 | 18.65 | 14.5 | 339.01 | 297.65 | 121 | 14.59 | 345.28 | 0.9 | 0.86 | 0.84 | 0.11 | 220.52 | 0 | 0 | 94.8 | 0.18914 | 0.056448 | 0.012 | 9.92 | System Off | 1 | 0
2127 | 2127 | 2012-03-29 14:59 | 13.85 | 20.41 | 20.41 | 13.85 | 545.98 | 500.62 | 194 | 14.66 | 546.28 | 0.93 | 0.92 | 0.9 | 0.18 | 411.24 | 0 | 0 | 151.79 | 0.19198 | 0.056448 | 0.02 | 10.31 | System Off | 1 | 0
2128 | 2128 | 2012-03-29 15:59 | 12.83 | 16.53 | 16.53 | 12.83 | 298.32 | 257.72 | 106 | 14.66 | 305.14 | 0.84 | 0.84 | 0.83 | 0.09 | 216.77 | 0 | 0 | 82.98 | 0.186 | 0.056448 | 0.011 | 10.38 | System Off | 1 | 0
2129 | 2129 | 2012-03-29 16:59 | 11.81 | 12.89 | 12.89 | 11.81 | 79.81 | 43.14 | 29 | 14.33 | 86.05 | 0.67 | 0.5 | 0.49 | 0.02 | 29.76 | 0 | 0 | 22.81 | 0.18064 | 0.056448 | 0.003 | 10.34 | System Off | 0 | 0
2130 | 2130 | 2012-03-29 17:59 | 10.79 | 10.79 | 10.79 | 10.79 | 0 | 0 | 0 | 0 | 0 | 0 | 0 | 0 | 0 | 0 | 0 | 0 | 0 | 0 | 0 | 0 | 0 | System Off | 0 | 0
2131 | 2131 | 2012-03-29 18:59 | 10.09 | 10.09 | 10.09 | 10.09 | 0 | 0 | 0 | 0 | 0 | 0 | 0 | 0 | 0 | 0 | 0 | 0 | 0 | 0 | 0 | 0 | 0 | System Off | 0 | 0
2132 | 2132 | 2012-03-29 19:59 | 9.4 | 9.4 | 9.4 | 9.4 | 0 | 0 | 0 | 0 | 0 | 0 | 0 | 0 | 0 | 0 | 0 | 0 | 0 | 0 | 0 | 0 | 0 | System Off | 0 | 0
2133 | 2133 | 2012-03-29 20:59 | 8.7 | 8.7 | 8.7 | 8.7 | 0 | 0 | 0 | 0 | 0 | 0 | 0 | 0 | 0 | 0 | 0 | 0 | 0 | 0 | 0 | 0 | 0 | System Off | 0 | 0
2134 | 2134 | 2012-03-29 21:59 | 8.58 | 8.58 | 8.58 | 8.58 | 0 | 0 | 0 | 0 | 0 | 0 | 0 | 0 | 0 | 0 | 0 | 0 | 0 | 0 | 0 | 0 | 0 | System Off | 0 | 0
2135 | 2135 | 2012-03-29 22:59 | 8.46 | 8.46 | 8.46 | 8.46 | 0 | 0 | 0 | 0 | 0 | 0 | 0 | 0 | 0 | 0 | 0 | 0 | 0 | 0 | 0 | 0 | 0 | System Off | 0 | 0
2136 | 2136 | 2012-03-29 23:59 | 8.34 | 8.34 | 8.34 | 8.34 | 0 | 0 | 0 | 0 | 0 | 0 | 0 | 0 | 0 | 0 | 0 | 0 | 0 | 0 | 0 | 0 | 0 | System Off | 0 | 0
2137 | 2137 | 2012-03-30 00:59 | 7.87 | 7.87 | 7.87 | 7.87 | 0 | 0 | 0 | 0 | 0 | 0 | 0 | 0 | 0 | 0 | 0 | 0 | 0 | 0 | 0 | 0 | 0 | System Off | 0 | 0
2138 | 2138 | 2012-03-30 01:59 | 7.41 | 7.41 | 7.41 | 7.41 | 0 | 0 | 0 | 0 | 0 | 0 | 0 | 0 | 0 | 0 | 0 | 0 | 0 | 0 | 0 | 0 | 0 | System Off | 0 | 0
2139 | 2139 | 2012-03-30 02:59 | 6.94 | 6.94 | 6.94 | 6.94 | 0 | 0 | 0 | 0 | 0 | 0 | 0 | 0 | 0 | 0 | 0 | 0 | 0 | 0 | 0 | 0 | 0 | System Off | 0 | 0
2140 | 2140 | 2012-03-30 03:59 | 7.12 | 7.12 | 7.12 | 7.12 | 0 | 0 | 0 | 0 | 0 | 0 | 0 | 0 | 0 | 0 | 0 | 0 | 0 | 0 | 0 | 0 | 0 | System Off | 0 | 0
2141 | 2141 | 2012-03-30 04:59 | 7.3 | 7.3 | 7.3 | 7.3 | 0 | 0 | 0 | 0 | 0 | 0 | 0 | 0 | 0 | 0 | 0 | 0 | 0 | 0 | 0 | 0 | 0 | System Off | 0 | 0
2142 | 2142 | 2012-03-30 05:59 | 7.47 | 8.74 | 8.74 | 7.47 | 95.79 | 58.84 | 34 | 14.67 | 102.15 | 0.57 | 0.58 | 0.56 | 0.02 | 95.87 | 0 | 0 | 26.62 | 0.18272 | 0.056448 | 0.003 | 8.82 | System Off | 1 | 0
2143 | 2143 | 2012-03-30 06:59 | 8.29 | 10.89 | 10.89 | 8.29 | 199.91 | 161.11 | 71 | 14.66 | 207.2 | 0.84 | 0.78 | 0.76 | 0.06 | 184.94 | 0 | 0 | 55.59 | 0.1779 | 0.056448 | 0.007 | 9.86 | System Off | 1 | 0
2144 | 2144 | 2012-03-30 07:59 | 9.11 | 12.43 | 12.43 | 9.11 | 255.51 | 215.7 | 90 | 14.79 | 262.46 | 0.88 | 0.82 | 0.8 | 0.08 | 189.36 | 0 | 0 | 70.34 | 0.17998 | 0.056448 | 0.009 | 10 | System Off | 1 | 0
2145 | 2145 | 2012-03-30 08:59 | 9.93 | 13.21 | 13.21 | 9.93 | 249.71 | 210.01 | 88 | 14.78 | 256.83 | 0.9 | 0.82 | 0.8 | 0.08 | 156.18 | 0 | 0 | 68.79 | 0.18102 | 0.056448 | 0.009 | 10.23 | System Off | 1 | 0
2146 | 2146 | 2012-03-30 09:59 | 11 | 13.86 | 13.86 | 11 | 216.99 | 177.88 | 77 | 14.68 | 224.5 | 0.77 | 0.79 | 0.78 | 0.06 | 121.76 | 0 | 0 | 60.27 | 0.18195 | 0.056448 | 0.008 | 10.39 | System Off | 1 | 0
2147 | 2147 | 2012-03-30 10:59 | 12.08 | 18.53 | 18.53 | 12.08 | 497.21 | 452.81 | 176 | 14.71 | 498.95 | 0.91 | 0.91 | 0.89 | 0.16 | 285.32 | 0 | 0 | 137.6 | 0.18852 | 0.056448 | 0.018 | 10.23 | System Off | 1 | 0
2148 | 2148 | 2012-03-30 11:59 | 13.16 | 25.47 | 25.47 | 13.16 | 952.99 | 899.08 | 339 | 14.64 | 935.68 | 0.97 | 0.96 | 0.94 | 0.33 | 535.17 | 0 | 0 | 264.98 | 0.19529 | 0.056448 | 0.034 | 10.03 | System Off | 1 | 0
2149 | 2149 | 2012-03-30 12:59 | 12.75 | 20.7 | 20.7 | 12.75 | 627.07 | 580.07 | 222 | 14.71 | 624.24 | 0.95 | 0.93 | 0.91 | 0.21 | 371.58 | 0 | 0 | 173.52 | 0.19183 | 0.056448 | 0.022 | 9.91 | System Off | 1 | 0
2150 | 2150 | 2012-03-30 13:59 | 12.33 | 15.52 | 15.52 | 12.33 | 252.15 | 212.4 | 90 | 14.59 | 259.53 | 0.88 | 0.82 | 0.8 | 0.08 | 157.36 | 0 | 0 | 70.52 | 0.18448 | 0.056448 | 0.009 | 10 | System Off | 1 | 0
2151 | 2151 | 2012-03-30 14:59 | 11.92 | 15.9 | 15.9 | 11.92 | 322.64 | 281.59 | 114 | 14.74 | 328.91 | 0.87 | 0.86 | 0.84 | 0.1 | 231.31 | 0 | 0 | 89.14 | 0.18512 | 0.056448 | 0.012 | 10.53 | System Off | 1 | 0
2152 | 2152 | 2012-03-30 15:59 | 11.26 | 15.06 | 15.06 | 11.26 | 295.04 | 254.5 | 105 | 14.63 | 301.72 | 0.86 | 0.84 | 0.83 | 0.09 | 214.06 | 0 | 0 | 82.22 | 0.18375 | 0.056448 | 0.011 | 10.48 | System Off | 1 | 0
2153 | 2153 | 2012-03-30 16:59 | 10.59 | 11.39 | 11.39 | 10.59 | 56.31 | 20.04 | 21 | 13.97 | 61.55 | 0.47 | 0.33 | 0.32 | 0.01 | 13.83 | 0 | 0 | 16.59 | 0.17855 | 0.056448 | 0.002 | 9.52 | System Off | 0 | 0
2154 | 2154 | 2012-03-30 17:59 | 9.93 | 9.93 | 9.93 | 9.93 | 0 | 0 | 0 | 0 | 0 | 0 | 0 | 0 | 0 | 0 | 0 | 0 | 0 | 0 | 0 | 0 | 0 | System Off | 0 | 0
2155 | 2155 | 2012-03-30 18:59 | 9.32 | 9.32 | 9.32 | 9.32 | 0 | 0 | 0 | 0 | 0 | 0 | 0 | 0 | 0 | 0 | 0 | 0 | 0 | 0 | 0 | 0 | 0 | System Off | 0 | 0
2156 | 2156 | 2012-03-30 19:59 | 8.7 | 8.7 | 8.7 | 8.7 | 0 | 0 | 0 | 0 | 0 | 0 | 0 | 0 | 0 | 0 | 0 | 0 | 0 | 0 | 0 | 0 | 0 | System Off | 0 | 0
2157 | 2157 | 2012-03-30 20:59 | 8.09 | 8.09 | 8.09 | 8.09 | 0 | 0 | 0 | 0 | 0 | 0 | 0 | 0 | 0 | 0 | 0 | 0 | 0 | 0 | 0 | 0 | 0 | System Off | 0 | 0
2158 | 2158 | 2012-03-30 21:59 | 7.76 | 7.76 | 7.76 | 7.76 | 0 | 0 | 0 | 0 | 0 | 0 | 0 | 0 | 0 | 0 | 0 | 0 | 0 | 0 | 0 | 0 | 0 | System Off | 0 | 0
2159 | 2159 | 2012-03-30 22:59 | 7.44 | 7.44 | 7.44 | 7.44 | 0 | 0 | 0 | 0 | 0 | 0 | 0 | 0 | 0 | 0 | 0 | 0 | 0 | 0 | 0 | 0 | 0 | System Off | 0 | 0
2160 | 2160 | 2012-03-30 23:59 | 7.11 | 7.11 | 7.11 | 7.11 | 0 | 0 | 0 | 0 | 0 | 0 | 0 | 0 | 0 | 0 | 0 | 0 | 0 | 0 | 0 | 0 | 0 | System Off | 0 | 0
2161 | 2161 | 2012-03-31 00:59 | 6.59 | 6.59 | 6.59 | 6.59 | 0 | 0 | 0 | 0 | 0 | 0 | 0 | 0 | 0 | 0 | 0 | 0 | 0 | 0 | 0 | 0 | 0 | System Off | 0 | 0
2162 | 2162 | 2012-03-31 01:59 | 6.08 | 6.08 | 6.08 | 6.08 | 0 | 0 | 0 | 0 | 0 | 0 | 0 | 0 | 0 | 0 | 0 | 0 | 0 | 0 | 0 | 0 | 0 | System Off | 0 | 0
2163 | 2163 | 2012-03-31 02:59 | 5.56 | 5.56 | 5.56 | 5.56 | 0 | 0 | 0 | 0 | 0 | 0 | 0 | 0 | 0 | 0 | 0 | 0 | 0 | 0 | 0 | 0 | 0 | System Off | 0 | 0
2164 | 2164 | 2012-03-31 03:59 | 5.69 | 5.69 | 5.69 | 5.69 | 0 | 0 | 0 | 0 | 0 | 0 | 0 | 0 | 0 | 0 | 0 | 0 | 0 | 0 | 0 | 0 | 0 | System Off | 0 | 0
2165 | 2165 | 2012-03-31 04:59 | 5.82 | 5.82 | 5.82 | 5.82 | 0 | 0 | 0 | 0 | 0 | 0 | 0 | 0 | 0 | 0 | 0 | 0 | 0 | 0 | 0 | 0 | 0 | System Off | 0 | 0
2166 | 2166 | 2012-03-31 05:59 | 5.95 | 6.86 | 6.86 | 5.95 | 64.74 | 28.33 | 23 | 14.66 | 70.07 | 0.42 | 0.4 | 0.4 | 0.01 | 36.33 | 0 | 0 | 18.01 | 0.18258 | 0.056448 | 0.002 | 8.7 | System Off | 0 | 0
2167 | 2167 | 2012-03-31 06:59 | 7.25 | 9.66 | 9.66 | 7.25 | 181.07 | 142.61 | 64 | 14.74 | 188.3 | 0.78 | 0.76 | 0.74 | 0.05 | 142.26 | 0 | 0 | 50.06 | 0.17612 | 0.056448 | 0.007 | 10.94 | System Off | 1 | 0
2168 | 2168 | 2012-03-31 07:59 | 8.55 | 11.23 | 11.23 | 8.55 | 207.05 | 168.12 | 73 | 14.77 | 214.33 | 0.81 | 0.78 | 0.77 | 0.06 | 131.87 | 0 | 0 | 57.07 | 0.17835 | 0.056448 | 0.007 | 9.59 | System Off | 1 | 0
2169 | 2169 | 2012-03-31 08:59 | 9.86 | 12.2 | 12.2 | 9.86 | 184.01 | 145.5 | 66 | 14.52 | 191.49 | 0.76 | 0.76 | 0.74 | 0.05 | 95.2 | 0 | 0 | 51.77 | 0.17982 | 0.056448 | 0.007 | 10.61 | System Off | 1 | 0
2170 | 2170 | 2012-03-31 09:59 | 10.57 | 12.57 | 12.57 | 10.57 | 156.8 | 118.77 | 56 | 14.58 | 164.27 | 0.7 | 0.72 | 0.71 | 0.04 | 71.33 | 0 | 0 | 43.9 | 0.18029 | 0.056448 | 0.006 | 10.71 | System Off | 0 | 0
2171 | 2171 | 2012-03-31 10:59 | 11.28 | 13.7 | 13.7 | 11.28 | 192.6 | 153.93 | 69 | 14.54 | 200.21 | 0.86 | 0.77 | 0.75 | 0.06 | 88.08 | 0 | 0 | 54.11 | 0.18194 | 0.056448 | 0.007 | 10.14 | System Off | 1 | 0
2172 | 2172 | 2012-03-31 11:59 | 12 | 16.16 | 16.16 | 12 | 337.63 | 296.29 | 120 | 14.65 | 343.61 | 0.91 | 0.86 | 0.84 | 0.11 | 167.13 | 0 | 0 | 93.94 | 0.18555 | 0.056448 | 0.012 | 10 | System Off | 1 | 0
2173 | 2173 | 2012-03-31 12:59 | 11.39 | 13.08 | 13.08 | 11.39 | 134.58 | 96.95 | 49 | 14.3 | 141.94 | 0.81 | 0.68 | 0.67 | 0.04 | 60.57 | 0 | 0 | 38.55 | 0.18108 | 0.056448 | 0.005 | 10.2 | System Off | 0 | 0
2174 | 2174 | 2012-03-31 13:59 | 10.78 | 12.43 | 12.43 | 10.78 | 132.55 | 94.95 | 48 | 14.38 | 139.82 | 0.62 | 0.68 | 0.66 | 0.03 | 67.06 | 0 | 0 | 37.72 | 0.18018 | 0.056448 | 0.005 | 10.42 | System Off | 0 | 0
2175 | 2175 | 2012-03-31 14:59 | 10.17 | 16.08 | 16.08 | 10.17 | 496.27 | 451.89 | 174 | 14.85 | 497.73 | 0.92 | 0.91 | 0.89 | 0.16 | 336.04 | 0 | 0 | 135.82 | 0.1857 | 0.056448 | 0.018 | 10.34 | System Off | 1 | 0
2176 | 2176 | 2012-03-31 15:59 | 9.28 | 14.41 | 14.41 | 9.28 | 408.93 | 366.24 | 143 | 14.89 | 412.86 | 0.91 | 0.89 | 0.87 | 0.13 | 277.85 | 0 | 0 | 111.57 | 0.18288 | 0.056448 | 0.014 | 9.79 | System Off | 1 | 0
2177 | 2177 | 2012-03-31 16:59 | 8.38 | 9.87 | 9.87 | 8.38 | 110.1 | 72.9 | 39 | 14.7 | 116.83 | 0.75 | 0.62 | 0.61 | 0.03 | 53.43 | 0 | 0 | 30.53 | 0.17641 | 0.056448 | 0.004 | 10.26 | System Off | 0 | 0
2178 | 2178 | 2012-03-31 17:59 | 7.49 | 7.49 | 7.49 | 7.49 | 0 | 0 | 0 | 0 | 0 | 0 | 0 | 0 | 0 | 0 | 0 | 0 | 0 | 0 | 0 | 0 | 0 | System Off | 0 | 0
2179 | 2179 | 2012-03-31 18:59 | 6.68 | 6.68 | 6.68 | 6.68 | 0 | 0 | 0 | 0 | 0 | 0 | 0 | 0 | 0 | 0 | 0 | 0 | 0 | 0 | 0 | 0 | 0 | System Off | 0 | 0
2180 | 2180 | 2012-03-31 19:59 | 5.86 | 5.86 | 5.86 | 5.86 | 0 | 0 | 0 | 0 | 0 | 0 | 0 | 0 | 0 | 0 | 0 | 0 | 0 | 0 | 0 | 0 | 0 | System Off | 0 | 0
2181 | 2181 | 2012-03-31 20:59 | 5.05 | 5.05 | 5.05 | 5.05 | 0 | 0 | 0 | 0 | 0 | 0 | 0 | 0 | 0 | 0 | 0 | 0 | 0 | 0 | 0 | 0 | 0 | System Off | 0 | 0
2182 | 2182 | 2012-03-31 21:59 | 4.69 | 4.69 | 4.69 | 4.69 | 0 | 0 | 0 | 0 | 0 | 0 | 0 | 0 | 0 | 0 | 0 | 0 | 0 | 0 | 0 | 0 | 0 | System Off | 0 | 0
2183 | 2183 | 2012-03-31 22:59 | 4.34 | 4.34 | 4.34 | 4.34 | 0 | 0 | 0 | 0 | 0 | 0 | 0 | 0 | 0 | 0 | 0 | 0 | 0 | 0 | 0 | 0 | 0 | System Off | 0 | 0
2184 | 2184 | 2012-03-31 23:59 | 3.98 | 3.98 | 3.98 | 3.98 | 0 | 0 | 0 | 0 | 0 | 0 | 0 | 0 | 0 | 0 | 0 | 0 | 0 | 0 | 0 | 0 | 0 | System Off | 0 | 0
2185 | 2185 | 2012-04-01 00:59 | 2.45 | 2.45 | 2.45 | 2.45 | 0 | 0 | 0 | 0 | 0 | 0 | 0 | 0 | 0 | 0 | 0 | 0 | 0 | 0 | 0 | 0 | 0 | System Off | 0 | 0
2186 | 2186 | 2012-04-01 01:59 | 0.91 | 0.91 | 0.91 | 0.91 | 0 | 0 | 0 | 0 | 0 | 0 | 0 | 0 | 0 | 0 | 0 | 0 | 0 | 0 | 0 | 0 | 0 | System Off | 0 | 0
2187 | 2187 | 2012-04-01 02:59 | -0.62 | -0.62 | -0.62 | -0.62 | 0 | 0 | 0 | 0 | 0 | 0 | 0 | 0 | 0 | 0 | 0 | 0 | 0 | 0 | 0 | 0 | 0 | System Off | 0 | 0
2188 | 2188 | 2012-04-01 03:59 | -0.8 | -0.8 | -0.8 | -0.8 | 0 | 0 | 0 | 0 | 0 | 0 | 0 | 0 | 0 | 0 | 0 | 0 | 0 | 0 | 0 | 0 | 0 | System Off | 0 | 0
2189 | 2189 | 2012-04-01 04:59 | -0.98 | -0.98 | -0.98 | -0.98 | 0 | 0 | 0 | 0 | 0 | 0 | 0 | 0 | 0 | 0 | 0 | 0 | 0 | 0 | 0 | 0 | 0 | System Off | 0 | 0
2190 | 2190 | 2012-04-01 05:59 | -1.16 | 1.84 | 1.84 | -1.16 | 159.46 | 121.38 | 55 | 15.1 | 165.92 | 0.73 | 0.73 | 0.72 | 0.04 | 155.67 | 0 | 0 | 42.81 | 0.17426 | 0.056448 | 0.006 | 10.91 | System Off | 1 | 0
2191 | 2191 | 2012-04-01 06:59 | 1.09 | 8.79 | 8.79 | 1.09 | 424.53 | 381.54 | 145 | 15.25 | 427.27 | 0.96 | 0.89 | 0.87 | 0.14 | 380.62 | 0 | 0 | 112.51 | 0.18193 | 0.056448 | 0.015 | 10.34 | System Off | 1 | 0
2192 | 2192 | 2012-04-01 07:59 | 3.34 | 18.28 | 18.28 | 3.34 | 847.6 | 795.98 | 294 | 15.02 | 834.61 | 0.99 | 0.95 | 0.93 | 0.29 | 624.34 | 0 | 0 | 228.4 | 0.18472 | 0.056448 | 0.029 | 9.86 | System Off | 1 | 0
2193 | 2193 | 2012-04-01 08:59 | 5.59 | 27.49 | 27.49 | 5.59 | 1235.2 | 1174.84 | 439 | 14.65 | 1202.95 | 0.96 | 0.98 | 0.95 | 0.42 | 768.7 | 0 | 0 | 342.06 | 0.19252 | 0.056448 | 0.044 | 10.02 | System Off | 1 | 0
2194 | 2194 | 2012-04-01 09:59 | 6.63 | 35.4 | 35.4 | 6.63 | 1661.3 | 1590.39 | 604 | 14.33 | 1604.66 | 0.96 | 0.99 | 0.97 | 0.58 | 955.21 | 0 | 0 | 471.9 | 0.19923 | 0.056448 | 0.059 | 9.77 | System Off | 1 | 0
2195 | 2195 | 2012-04-01 10:59 | 7.66 | 40.17 | 40.17 | 7.66 | 1926.9 | 1848.92 | 711 | 14.12 | 1854.16 | 0.94 | 1 | 0.97 | 0.67 | 1058.01 | 0 | 0 | 556.6 | 0.20622 | 0.056448 | 0.07 | 9.85 | System Off | 1 | 0
2196 | 2196 | 2012-04-01 11:59 | 8.7 | 38.6 | 38.6 | 8.7 | 1841.35 | 1765.69 | 676 | 14.19 | 1773.84 | 0.95 | 1 | 0.97 | 0.64 | 995.99 | 0 | 0 | 529.11 | 0.20599 | 0.056448 | 0.066 | 9.76 | System Off | 1 | 0
2197 | 2197 | 2012-04-01 12:59 | 9.06 | 31.32 | 31.32 | 9.06 | 1446.58 | 1381.11 | 519 | 14.52 | 1402.53 | 0.96 | 0.98 | 0.96 | 0.5 | 862.91 | 0 | 0 | 405.26 | 0.19848 | 0.056448 | 0.051 | 9.83 | System Off | 1 | 0
2198 | 2198 | 2012-04-01 13:59 | 9.42 | 27.01 | 27.01 | 9.42 | 1200.24 | 1140.7 | 426 | 14.67 | 1169.87 | 0.96 | 0.98 | 0.95 | 0.41 | 805.63 | 0 | 0 | 332.36 | 0.19743 | 0.056448 | 0.042 | 9.86 | System Off | 1 | 0
2199 | 2199 | 2012-04-01 14:59 | 9.78 | 20.21 | 20.21 | 9.78 | 739.25 | 689.94 | 259 | 14.87 | 731.54 | 0.96 | 0.94 | 0.92 | 0.25 | 513.05 | 0 | 0 | 201.9 | 0.18945 | 0.056448 | 0.026 | 10.04 | System Off | 1 | 0
2200 | 2200 | 2012-04-01 15:59 | 8.6 | 14.79 | 14.79 | 8.6 | 410.01 | 367.3 | 144 | 14.83 | 413.97 | 0.9 | 0.89 | 0.87 | 0.13 | 278.66 | 0 | 0 | 112.4 | 0.18199 | 0.056448 | 0.015 | 10.42 | System Off | 1 | 0
2201 | 2201 | 2012-04-01 16:59 | 7.41 | 9.52 | 9.52 | 7.41 | 127.06 | 89.56 | 45 | 14.71 | 134.01 | 0.66 | 0.67 | 0.65 | 0.03 | 65.64 | 0 | 0 | 35.21 | 0.18321 | 0.056448 | 0.005 | 11.11 | System Off | 0 | 0
2202 | 2202 | 2012-04-01 17:59 | 6.23 | 6.23 | 6.23 | 6.23 | 0 | 0 | 0 | 0 | 0 | 0 | 0 | 0 | 0 | 0 | 0 | 0 | 0 | 0 | 0 | 0 | 0 | System Off | 0 | 0
2203 | 2203 | 2012-04-01 18:59 | 5.11 | 5.11 | 5.11 | 5.11 | 0 | 0 | 0 | 0 | 0 | 0 | 0 | 0 | 0 | 0 | 0 | 0 | 0 | 0 | 0 | 0 | 0 | System Off | 0 | 0
2204 | 2204 | 2012-04-01 19:59 | 3.98 | 3.98 | 3.98 | 3.98 | 0 | 0 | 0 | 0 | 0 | 0 | 0 | 0 | 0 | 0 | 0 | 0 | 0 | 0 | 0 | 0 | 0 | System Off | 0 | 0
2205 | 2205 | 2012-04-01 20:59 | 2.86 | 2.86 | 2.86 | 2.86 | 0 | 0 | 0 | 0 | 0 | 0 | 0 | 0 | 0 | 0 | 0 | 0 | 0 | 0 | 0 | 0 | 0 | System Off | 0 | 0
2206 | 2206 | 2012-04-01 21:59 | 2.54 | 2.54 | 2.54 | 2.54 | 0 | 0 | 0 | 0 | 0 | 0 | 0 | 0 | 0 | 0 | 0 | 0 | 0 | 0 | 0 | 0 | 0 | System Off | 0 | 0
2207 | 2207 | 2012-04-01 22:59 | 2.21 | 2.21 | 2.21 | 2.21 | 0 | 0 | 0 | 0 | 0 | 0 | 0 | 0 | 0 | 0 | 0 | 0 | 0 | 0 | 0 | 0 | 0 | System Off | 0 | 0
2208 | 2208 | 2012-04-01 23:59 | 1.89 | 1.89 | 1.89 | 1.89 | 0 | 0 | 0 | 0 | 0 | 0 | 0 | 0 | 0 | 0 | 0 | 0 | 0 | 0 | 0 | 0 | 0 | System Off | 0 | 0
2209 | 2209 | 2012-04-02 00:59 | 1.65 | 1.65 | 1.65 | 1.65 | 0 | 0 | 0 | 0 | 0 | 0 | 0 | 0 | 0 | 0 | 0 | 0 | 0 | 0 | 0 | 0 | 0 | System Off | 0 | 0
2210 | 2210 | 2012-04-02 01:59 | 1.41 | 1.41 | 1.41 | 1.41 | 0 | 0 | 0 | 0 | 0 | 0 | 0 | 0 | 0 | 0 | 0 | 0 | 0 | 0 | 0 | 0 | 0 | System Off | 0 | 0
2211 | 2211 | 2012-04-02 02:59 | 1.16 | 1.16 | 1.16 | 1.16 | 0 | 0 | 0 | 0 | 0 | 0 | 0 | 0 | 0 | 0 | 0 | 0 | 0 | 0 | 0 | 0 | 0 | System Off | 0 | 0
2212 | 2212 | 2012-04-02 03:59 | 1.45 | 1.45 | 1.45 | 1.45 | 0 | 0 | 0 | 0 | 0 | 0 | 0 | 0 | 0 | 0 | 0 | 0 | 0 | 0 | 0 | 0 | 0 | System Off | 0 | 0
2213 | 2213 | 2012-04-02 04:59 | 1.73 | 1.73 | 1.73 | 1.73 | 0 | 0 | 0 | 0 | 0 | 0 | 0 | 0 | 0 | 0 | 0 | 0 | 0 | 0 | 0 | 0 | 0 | System Off | 0 | 0
2214 | 2214 | 2012-04-02 05:59 | 2.02 | 3.85 | 3.85 | 2.02 | 95.17 | 58.23 | 33 | 15.02 | 101.16 | 0.59 | 0.58 | 0.56 | 0.02 | 74.68 | 0 | 0 | 25.72 | 0.17757 | 0.056448 | 0.003 | 9.09 | System Off | 1 | 0
2215 | 2215 | 2012-04-02 06:59 | 4.06 | 9.54 | 9.54 | 4.06 | 288.28 | 247.86 | 100 | 15.01 | 294.39 | 0.89 | 0.84 | 0.82 | 0.09 | 247.26 | 0 | 0 | 77.87 | 0.18386 | 0.056448 | 0.01 | 10 | System Off | 1 | 0
2216 | 2216 | 2012-04-02 07:59 | 6.11 | 17.72 | 17.72 | 6.11 | 606.72 | 560.14 | 212 | 14.91 | 604.29 | 0.94 | 0.93 | 0.91 | 0.2 | 439.35 | 0 | 0 | 165.05 | 0.1819 | 0.056448 | 0.021 | 9.91 | System Off | 1 | 0
2217 | 2217 | 2012-04-02 08:59 | 8.15 | 22.09 | 22.09 | 8.15 | 717.4 | 668.54 | 254 | 14.71 | 710.94 | 0.94 | 0.94 | 0.92 | 0.24 | 437.43 | 0 | 0 | 198.12 | 0.18689 | 0.056448 | 0.025 | 9.84 | System Off | 1 | 0
2218 | 2218 | 2012-04-02 09:59 | 9.31 | 28.04 | 28.04 | 9.31 | 945.05 | 891.31 | 339 | 14.52 | 928.48 | 0.94 | 0.96 | 0.94 | 0.32 | 535.33 | 0 | 0 | 264.74 | 0.19286 | 0.056448 | 0.034 | 10.03 | System Off | 1 | 0
2219 | 2219 | 2012-04-02 10:59 | 10.47 | 43.81 | 43.81 | 10.47 | 1614.98 | 1545.26 | 608 | 13.83 | 1561.66 | 0.92 | 0.99 | 0.97 | 0.56 | 884.25 | 0 | 0 | 477.21 | 0.20523 | 0.056448 | 0.06 | 9.87 | System Off | 1 | 0
2220 | 2220 | 2012-04-02 11:59 | 11.64 | 37.89 | 37.89 | 11.64 | 1272.45 | 1211.21 | 471 | 14.07 | 1239.13 | 0.93 | 0.98 | 0.95 | 0.44 | 683.22 | 0 | 0 | 369.22 | 0.1999 | 0.056448 | 0.047 | 9.98 | System Off | 1 | 0
2221 | 2221 | 2012-04-02 12:59 | 12.16 | 29.13 | 29.13 | 12.16 | 826.35 | 775.19 | 299 | 14.39 | 815.84 | 0.93 | 0.95 | 0.93 | 0.28 | 484.34 | 0 | 0 | 233.97 | 0.19496 | 0.056448 | 0.03 | 10.03 | System Off | 1 | 0
2222 | 2222 | 2012-04-02 13:59 | 12.68 | 33.34 | 33.34 | 12.68 | 992.57 | 937.78 | 363 | 14.24 | 974.23 | 0.93 | 0.96 | 0.94 | 0.34 | 662.32 | 0 | 0 | 284.33 | 0.19586 | 0.056448 | 0.036 | 9.92 | System Off | 1 | 0
2223 | 2223 | 2012-04-02 14:59 | 13.2 | 26.92 | 26.92 | 13.2 | 656.26 | 608.67 | 237 | 14.42 | 653.14 | 0.92 | 0.93 | 0.91 | 0.22 | 452.62 | 0 | 0 | 185.54 | 0.19327 | 0.056448 | 0.024 | 10.13 | System Off | 1 | 0
2224 | 2224 | 2012-04-02 15:59 | 11.87 | 18.24 | 18.24 | 11.87 | 316.84 | 275.89 | 114 | 14.48 | 323.51 | 0.88 | 0.85 | 0.83 | 0.1 | 209.31 | 0 | 0 | 89.36 | 0.18507 | 0.056448 | 0.012 | 10.53 | System Off | 1 | 0
2225 | 2225 | 2012-04-02 16:59 | 10.53 | 12.71 | 12.71 | 10.53 | 109.86 | 72.66 | 40 | 14.3 | 116.82 | 0.74 | 0.62 | 0.61 | 0.03 | 53.25 | 0 | 0 | 31.46 | 0.17943 | 0.056448 | 0.004 | 10 | System Off | 0 | 0
2226 | 2226 | 2012-04-02 17:59 | 9.2 | 9.2 | 9.2 | 9.2 | 0 | 0 | 0 | 0 | 0 | 0 | 0 | 0 | 0 | 0 | 0 | 0 | 0 | 0 | 0 | 0 | 0 | System Off | 0 | 0
2227 | 2227 | 2012-04-02 18:59 | 8.14 | 8.14 | 8.14 | 8.14 | 0 | 0 | 0 | 0 | 0 | 0 | 0 | 0 | 0 | 0 | 0 | 0 | 0 | 0 | 0 | 0 | 0 | System Off | 0 | 0
2228 | 2228 | 2012-04-02 19:59 | 7.08 | 7.08 | 7.08 | 7.08 | 0 | 0 | 0 | 0 | 0 | 0 | 0 | 0 | 0 | 0 | 0 | 0 | 0 | 0 | 0 | 0 | 0 | System Off | 0 | 0
2229 | 2229 | 2012-04-02 20:59 | 6.03 | 6.03 | 6.03 | 6.03 | 0 | 0 | 0 | 0 | 0 | 0 | 0 | 0 | 0 | 0 | 0 | 0 | 0 | 0 | 0 | 0 | 0 | System Off | 0 | 0
2230 | 2230 | 2012-04-02 21:59 | 5.33 | 5.33 | 5.33 | 5.33 | 0 | 0 | 0 | 0 | 0 | 0 | 0 | 0 | 0 | 0 | 0 | 0 | 0 | 0 | 0 | 0 | 0 | System Off | 0 | 0
2231 | 2231 | 2012-04-02 22:59 | 4.63 | 4.63 | 4.63 | 4.63 | 0 | 0 | 0 | 0 | 0 | 0 | 0 | 0 | 0 | 0 | 0 | 0 | 0 | 0 | 0 | 0 | 0 | System Off | 0 | 0
2232 | 2232 | 2012-04-02 23:59 | 3.93 | 3.93 | 3.93 | 3.93 | 0 | 0 | 0 | 0 | 0 | 0 | 0 | 0 | 0 | 0 | 0 | 0 | 0 | 0 | 0 | 0 | 0 | System Off | 0 | 0
2233 | 2233 | 2012-04-03 00:59 | 4.05 | 4.05 | 4.05 | 4.05 | 0 | 0 | 0 | 0 | 0 | 0 | 0 | 0 | 0 | 0 | 0 | 0 | 0 | 0 | 0 | 0 | 0 | System Off | 0 | 0
2234 | 2234 | 2012-04-03 01:59 | 4.17 | 4.17 | 4.17 | 4.17 | 0 | 0 | 0 | 0 | 0 | 0 | 0 | 0 | 0 | 0 | 0 | 0 | 0 | 0 | 0 | 0 | 0 | System Off | 0 | 0
2235 | 2235 | 2012-04-03 02:59 | 4.28 | 4.28 | 4.28 | 4.28 | 0 | 0 | 0 | 0 | 0 | 0 | 0 | 0 | 0 | 0 | 0 | 0 | 0 | 0 | 0 | 0 | 0 | System Off | 0 | 0
2236 | 2236 | 2012-04-03 03:59 | 4.06 | 4.06 | 4.06 | 4.06 | 0 | 0 | 0 | 0 | 0 | 0 | 0 | 0 | 0 | 0 | 0 | 0 | 0 | 0 | 0 | 0 | 0 | System Off | 0 | 0
2237 | 2237 | 2012-04-03 04:59 | 3.85 | 3.85 | 3.85 | 3.85 | 0 | 0 | 0 | 0 | 0 | 0 | 0 | 0 | 0 | 0 | 0 | 0 | 0 | 0 | 0 | 0 | 0 | System Off | 0 | 0
2238 | 2238 | 2012-04-03 05:59 | 3.63 | 6.96 | 6.96 | 3.63 | 173.05 | 134.73 | 60 | 15.02 | 180 | 0.82 | 0.75 | 0.73 | 0.05 | 172.78 | 0 | 0 | 46.74 | 0.1812 | 0.056448 | 0.006 | 10 | System Off | 1 | 0
2239 | 2239 | 2012-04-03 06:59 | 6.6 | 13.73 | 13.73 | 6.6 | 374.63 | 332.59 | 131 | 14.89 | 379.39 | 0.91 | 0.88 | 0.86 | 0.12 | 331.79 | 0 | 0 | 102.12 | 0.17856 | 0.056448 | 0.013 | 9.92 | System Off | 1 | 0
2240 | 2240 | 2012-04-03 07:59 | 9.57 | 24.22 | 24.22 | 9.57 | 754.32 | 704.69 | 269 | 14.61 | 746.55 | 0.93 | 0.94 | 0.92 | 0.25 | 552.74 | 0 | 0 | 210.07 | 0.18968 | 0.056448 | 0.027 | 10.04 | System Off | 1 | 0
2241 | 2241 | 2012-04-03 08:59 | 12.54 | 34.33 | 34.33 | 12.54 | 1085.73 | 1028.84 | 398 | 14.21 | 1062.52 | 0.93 | 0.97 | 0.95 | 0.37 | 673.16 | 0 | 0 | 311.81 | 0.19746 | 0.056448 | 0.04 | 10.05 | System Off | 1 | 0
2242 | 2242 | 2012-04-03 09:59 | 13.74 | 46.98 | 46.98 | 13.74 | 1651.13 | 1580.48 | 629 | 13.67 | 1595.78 | 0.91 | 0.99 | 0.97 | 0.57 | 949.25 | 0 | 0 | 494.8 | 0.21128 | 0.056448 | 0.062 | 9.86 | System Off | 1 | 0
2243 | 2243 | 2012-04-03 10:59 | 14.94 | 51.85 | 51.85 | 14.94 | 1839.92 | 1764.29 | 713 | 13.44 | 1772.89 | 0.9 | 1 | 0.97 | 0.64 | 1009.59 | 0 | 0 | 562.07 | 0.21757 | 0.056448 | 0.07 | 9.82 | System Off | 1 | 0
2244 | 2244 | 2012-04-03 11:59 | 16.14 | 53.18 | 53.18 | 16.14 | 1879.64 | 1802.95 | 733 | 13.36 | 1810.12 | 0.89 | 1 | 0.97 | 0.65 | 1017.01 | 0 | 0 | 578.51 | 0.22051 | 0.056448 | 0.072 | 9.82 | System Off | 1 | 0
2245 | 2245 | 2012-04-03 12:59 | 16.36 | 46.78 | 46.78 | 16.36 | 1581.54 | 1512.68 | 603 | 13.66 | 1530.45 | 0.91 | 0.99 | 0.96 | 0.55 | 945.12 | 0 | 0 | 474.84 | 0.21391 | 0.056448 | 0.06 | 9.95 | System Off | 1 | 0
2246 | 2246 | 2012-04-03 13:59 | 16.59 | 31 | 31 | 16.59 | 771.52 | 721.53 | 282 | 14.25 | 763.9 | 0.92 | 0.94 | 0.92 | 0.26 | 509.59 | 0 | 0 | 221.26 | 0.19738 | 0.056448 | 0.028 | 9.93 | System Off | 1 | 0
2247 | 2247 | 2012-04-03 14:59 | 16.82 | 30.21 | 30.21 | 16.82 | 726.01 | 676.98 | 265 | 14.27 | 720.35 | 0.9 | 0.94 | 0.92 | 0.24 | 503.42 | 0 | 0 | 207.93 | 0.19683 | 0.056448 | 0.027 | 10.19 | System Off | 1 | 0
2248 | 2248 | 2012-04-03 15:59 | 15.45 | 22.89 | 22.89 | 15.45 | 406.8 | 364.15 | 147 | 14.41 | 411.98 | 0.88 | 0.88 | 0.86 | 0.13 | 276.27 | 0 | 0 | 115.3 | 0.19185 | 0.056448 | 0.015 | 10.2 | System Off | 1 | 0
2249 | 2249 | 2012-04-03 16:59 | 14.07 | 16.43 | 16.43 | 14.07 | 127.44 | 89.94 | 47 | 14.12 | 135.02 | 0.63 | 0.67 | 0.65 | 0.03 | 65.91 | 0 | 0 | 37.05 | 0.18473 | 0.056448 | 0.005 | 10.64 | System Off | 0 | 0
2250 | 2250 | 2012-04-03 17:59 | 12.7 | 12.7 | 12.7 | 12.7 | 0 | 0 | 0 | 0 | 0 | 0 | 0 | 0 | 0 | 0 | 0 | 0 | 0 | 0 | 0 | 0 | 0 | System Off | 0 | 0
2251 | 2251 | 2012-04-03 18:59 | 11.97 | 11.97 | 11.97 | 11.97 | 0 | 0 | 0 | 0 | 0 | 0 | 0 | 0 | 0 | 0 | 0 | 0 | 0 | 0 | 0 | 0 | 0 | System Off | 0 | 0
2252 | 2252 | 2012-04-03 19:59 | 11.24 | 11.24 | 11.24 | 11.24 | 0 | 0 | 0 | 0 | 0 | 0 | 0 | 0 | 0 | 0 | 0 | 0 | 0 | 0 | 0 | 0 | 0 | System Off | 0 | 0
2253 | 2253 | 2012-04-03 20:59 | 10.51 | 10.51 | 10.51 | 10.51 | 0 | 0 | 0 | 0 | 0 | 0 | 0 | 0 | 0 | 0 | 0 | 0 | 0 | 0 | 0 | 0 | 0 | System Off | 0 | 0
2254 | 2254 | 2012-04-03 21:59 | 10.23 | 10.23 | 10.23 | 10.23 | 0 | 0 | 0 | 0 | 0 | 0 | 0 | 0 | 0 | 0 | 0 | 0 | 0 | 0 | 0 | 0 | 0 | System Off | 0 | 0
2255 | 2255 | 2012-04-03 22:59 | 9.96 | 9.96 | 9.96 | 9.96 | 0 | 0 | 0 | 0 | 0 | 0 | 0 | 0 | 0 | 0 | 0 | 0 | 0 | 0 | 0 | 0 | 0 | System Off | 0 | 0
2256 | 2256 | 2012-04-03 23:59 | 9.68 | 9.68 | 9.68 | 9.68 | 0 | 0 | 0 | 0 | 0 | 0 | 0 | 0 | 0 | 0 | 0 | 0 | 0 | 0 | 0 | 0 | 0 | System Off | 0 | 0
2257 | 2257 | 2012-04-04 00:59 | 9.03 | 9.03 | 9.03 | 9.03 | 0 | 0 | 0 | 0 | 0 | 0 | 0 | 0 | 0 | 0 | 0 | 0 | 0 | 0 | 0 | 0 | 0 | System Off | 0 | 0
2258 | 2258 | 2012-04-04 01:59 | 8.38 | 8.38 | 8.38 | 8.38 | 0 | 0 | 0 | 0 | 0 | 0 | 0 | 0 | 0 | 0 | 0 | 0 | 0 | 0 | 0 | 0 | 0 | System Off | 0 | 0
2259 | 2259 | 2012-04-04 02:59 | 7.72 | 7.72 | 7.72 | 7.72 | 0 | 0 | 0 | 0 | 0 | 0 | 0 | 0 | 0 | 0 | 0 | 0 | 0 | 0 | 0 | 0 | 0 | System Off | 0 | 0
2260 | 2260 | 2012-04-04 03:59 | 7.47 | 7.47 | 7.47 | 7.47 | 0 | 0 | 0 | 0 | 0 | 0 | 0 | 0 | 0 | 0 | 0 | 0 | 0 | 0 | 0 | 0 | 0 | System Off | 0 | 0
2261 | 2261 | 2012-04-04 04:59 | 7.22 | 7.22 | 7.22 | 7.22 | 0 | 0 | 0 | 0 | 0 | 0 | 0 | 0 | 0 | 0 | 0 | 0 | 0 | 0 | 0 | 0 | 0 | System Off | 0 | 0
2262 | 2262 | 2012-04-04 05:59 | 6.97 | 9.85 | 9.85 | 6.97 | 157.74 | 119.7 | 56 | 14.67 | 164.95 | 0.71 | 0.73 | 0.71 | 0.04 | 153.51 | 0 | 0 | 43.83 | 0.18315 | 0.056448 | 0.006 | 10.71 | System Off | 1 | 0
2263 | 2263 | 2012-04-04 06:59 | 8.37 | 14.06 | 14.06 | 8.37 | 340.55 | 299.16 | 120 | 14.78 | 346.18 | 0.91 | 0.86 | 0.85 | 0.11 | 298.44 | 0 | 0 | 93.73 | 0.18046 | 0.056448 | 0.012 | 10 | System Off | 1 | 0
2264 | 2264 | 2012-04-04 07:59 | 9.78 | 13.82 | 13.82 | 9.78 | 256.47 | 216.65 | 91 | 14.68 | 263.58 | 0.87 | 0.82 | 0.8 | 0.08 | 169.93 | 0 | 0 | 71.2 | 0.18097 | 0.056448 | 0.009 | 9.89 | System Off | 1 | 0
2265 | 2265 | 2012-04-04 08:59 | 11.18 | 20.84 | 20.84 | 11.18 | 658.37 | 610.73 | 232 | 14.78 | 654.27 | 0.94 | 0.93 | 0.91 | 0.22 | 399.6 | 0 | 0 | 181.07 | 0.19008 | 0.056448 | 0.023 | 9.91 | System Off | 1 | 0
2266 | 2266 | 2012-04-04 09:59 | 11.78 | 22.55 | 22.55 | 11.78 | 713.41 | 664.64 | 253 | 14.69 | 707.2 | 0.95 | 0.94 | 0.92 | 0.24 | 399.19 | 0 | 0 | 197.64 | 0.19202 | 0.056448 | 0.025 | 9.88 | System Off | 1 | 0
2267 | 2267 | 2012-04-04 10:59 | 12.38 | 18.36 | 18.36 | 12.38 | 383.69 | 341.48 | 137 | 14.59 | 388.84 | 0.87 | 0.88 | 0.86 | 0.12 | 195.41 | 0 | 0 | 107.28 | 0.18696 | 0.056448 | 0.014 | 10.22 | System Off | 1 | 0
2268 | 2268 | 2012-04-04 11:59 | 12.98 | 31.71 | 31.71 | 12.98 | 1165.85 | 1107.11 | 422 | 14.39 | 1137.9 | 0.95 | 0.97 | 0.95 | 0.4 | 624.5 | 0 | 0 | 330.29 | 0.19931 | 0.056448 | 0.042 | 9.95 | System Off | 1 | 0
2269 | 2269 | 2012-04-04 12:59 | 12.82 | 20.88 | 20.88 | 12.82 | 500.14 | 455.68 | 178 | 14.63 | 502.14 | 0.89 | 0.91 | 0.89 | 0.16 | 284.71 | 0 | 0 | 139.22 | 0.18968 | 0.056448 | 0.018 | 10.11 | System Off | 1 | 0
2270 | 2270 | 2012-04-04 13:59 | 12.66 | 15.35 | 15.35 | 12.66 | 162.1 | 123.98 | 59 | 14.31 | 169.89 | 0.67 | 0.73 | 0.71 | 0.04 | 87.56 | 0 | 0 | 46.4 | 0.18337 | 0.056448 | 0.006 | 10.17 | System Off | 1 | 0
2271 | 2271 | 2012-04-04 14:59 | 12.5 | 16.15 | 16.15 | 12.5 | 219.7 | 180.54 | 79 | 14.48 | 227.47 | 0.88 | 0.79 | 0.78 | 0.07 | 134.26 | 0 | 0 | 61.97 | 0.18416 | 0.056448 | 0.008 | 10.13 | System Off | 1 | 0
2272 | 2272 | 2012-04-04 15:59 | 11.7 | 18.12 | 18.12 | 11.7 | 376.78 | 334.71 | 134 | 14.64 | 382.08 | 0.89 | 0.88 | 0.86 | 0.12 | 253.93 | 0 | 0 | 104.83 | 0.18584 | 0.056448 | 0.014 | 10.45 | System Off | 1 | 0
2273 | 2273 | 2012-04-04 16:59 | 10.9 | 13.23 | 13.23 | 10.9 | 128.06 | 90.54 | 46 | 14.5 | 135.35 | 0.64 | 0.67 | 0.65 | 0.03 | 66.36 | 0 | 0 | 36.09 | 0.18024 | 0.056448 | 0.005 | 10.87 | System Off | 0 | 0
2274 | 2274 | 2012-04-04 17:59 | 10.1 | 10.1 | 10.1 | 10.1 | 0 | 0 | 0 | 0 | 0 | 0 | 0 | 0 | 0 | 0 | 0 | 0 | 0 | 0 | 0 | 0 | 0 | System Off | 0 | 0
2275 | 2275 | 2012-04-04 18:59 | 9.36 | 9.36 | 9.36 | 9.36 | 0 | 0 | 0 | 0 | 0 | 0 | 0 | 0 | 0 | 0 | 0 | 0 | 0 | 0 | 0 | 0 | 0 | System Off | 0 | 0
2276 | 2276 | 2012-04-04 19:59 | 8.62 | 8.62 | 8.62 | 8.62 | 0 | 0 | 0 | 0 | 0 | 0 | 0 | 0 | 0 | 0 | 0 | 0 | 0 | 0 | 0 | 0 | 0 | System Off | 0 | 0
2277 | 2277 | 2012-04-04 20:59 | 7.88 | 7.88 | 7.88 | 7.88 | 0 | 0 | 0 | 0 | 0 | 0 | 0 | 0 | 0 | 0 | 0 | 0 | 0 | 0 | 0 | 0 | 0 | System Off | 0 | 0
2278 | 2278 | 2012-04-04 21:59 | 7.75 | 7.75 | 7.75 | 7.75 | 0 | 0 | 0 | 0 | 0 | 0 | 0 | 0 | 0 | 0 | 0 | 0 | 0 | 0 | 0 | 0 | 0 | System Off | 0 | 0
2279 | 2279 | 2012-04-04 22:59 | 7.61 | 7.61 | 7.61 | 7.61 | 0 | 0 | 0 | 0 | 0 | 0 | 0 | 0 | 0 | 0 | 0 | 0 | 0 | 0 | 0 | 0 | 0 | System Off | 0 | 0
2280 | 2280 | 2012-04-04 23:59 | 7.48 | 7.48 | 7.48 | 7.48 | 0 | 0 | 0 | 0 | 0 | 0 | 0 | 0 | 0 | 0 | 0 | 0 | 0 | 0 | 0 | 0 | 0 | System Off | 0 | 0
2281 | 2281 | 2012-04-05 00:59 | 7.1 | 7.1 | 7.1 | 7.1 | 0 | 0 | 0 | 0 | 0 | 0 | 0 | 0 | 0 | 0 | 0 | 0 | 0 | 0 | 0 | 0 | 0 | System Off | 0 | 0
2282 | 2282 | 2012-04-05 01:59 | 6.72 | 6.72 | 6.72 | 6.72 | 0 | 0 | 0 | 0 | 0 | 0 | 0 | 0 | 0 | 0 | 0 | 0 | 0 | 0 | 0 | 0 | 0 | System Off | 0 | 0
2283 | 2283 | 2012-04-05 02:59 | 6.33 | 6.33 | 6.33 | 6.33 | 0 | 0 | 0 | 0 | 0 | 0 | 0 | 0 | 0 | 0 | 0 | 0 | 0 | 0 | 0 | 0 | 0 | System Off | 0 | 0
2284 | 2284 | 2012-04-05 03:59 | 6.44 | 6.44 | 6.44 | 6.44 | 0 | 0 | 0 | 0 | 0 | 0 | 0 | 0 | 0 | 0 | 0 | 0 | 0 | 0 | 0 | 0 | 0 | System Off | 0 | 0
2285 | 2285 | 2012-04-05 04:59 | 6.55 | 6.55 | 6.55 | 6.55 | 0 | 0 | 0 | 0 | 0 | 0 | 0 | 0 | 0 | 0 | 0 | 0 | 0 | 0 | 0 | 0 | 0 | System Off | 0 | 0
2286 | 2286 | 2012-04-05 05:59 | 6.66 | 8.8 | 8.8 | 6.66 | 127.57 | 90.06 | 45 | 14.77 | 134.46 | 0.65 | 0.67 | 0.66 | 0.03 | 115.5 | 0 | 0 | 35.19 | 0.18214 | 0.056448 | 0.005 | 11.11 | System Off | 1 | 0
2287 | 2287 | 2012-04-05 06:59 | 7.72 | 11.46 | 11.46 | 7.72 | 231.65 | 192.28 | 82 | 14.71 | 238.77 | 0.85 | 0.81 | 0.79 | 0.07 | 191.81 | 0 | 0 | 64.14 | 0.17766 | 0.056448 | 0.008 | 9.76 | System Off | 1 | 0
2288 | 2288 | 2012-04-05 07:59 | 8.77 | 13.98 | 13.98 | 8.77 | 330.78 | 289.57 | 116 | 14.85 | 336.61 | 0.86 | 0.86 | 0.84 | 0.1 | 227.13 | 0 | 0 | 90.54 | 0.18081 | 0.056448 | 0.012 | 10.34 | System Off | 1 | 0
2289 | 2289 | 2012-04-05 08:59 | 9.83 | 15.18 | 15.18 | 9.83 | 346.49 | 304.99 | 122 | 14.79 | 352.13 | 0.9 | 0.87 | 0.85 | 0.11 | 199.55 | 0 | 0 | 95.29 | 0.1826 | 0.056448 | 0.012 | 9.84 | System Off | 1 | 0
2290 | 2290 | 2012-04-05 09:59 | 10.68 | 16.8 | 16.8 | 10.68 | 391.17 | 348.82 | 138 | 14.76 | 395.92 | 0.94 | 0.88 | 0.86 | 0.13 | 209.51 | 0 | 0 | 107.81 | 0.1846 | 0.056448 | 0.014 | 10.14 | System Off | 1 | 0
2291 | 2291 | 2012-04-05 10:59 | 11.52 | 18.58 | 18.58 | 11.52 | 445.05 | 401.66 | 158 | 14.67 | 448.49 | 0.95 | 0.9 | 0.88 | 0.15 | 229.84 | 0 | 0 | 123.55 | 0.18681 | 0.056448 | 0.016 | 10.13 | System Off | 1 | 0
2292 | 2292 | 2012-04-05 11:59 | 12.37 | 17.57 | 17.57 | 12.37 | 320.89 | 279.87 | 115 | 14.53 | 327.4 | 0.87 | 0.85 | 0.84 | 0.1 | 157.87 | 0 | 0 | 90.12 | 0.18582 | 0.056448 | 0.012 | 10.43 | System Off | 1 | 0
2293 | 2293 | 2012-04-05 12:59 | 12.48 | 17.24 | 17.24 | 12.48 | 296.77 | 256.19 | 106 | 14.58 | 303.69 | 0.84 | 0.84 | 0.83 | 0.09 | 160.07 | 0 | 0 | 83.03 | 0.18551 | 0.056448 | 0.011 | 10.38 | System Off | 1 | 0
2294 | 2294 | 2012-04-05 13:59 | 12.59 | 16.44 | 16.44 | 12.59 | 241.38 | 201.83 | 87 | 14.45 | 248.98 | 0.8 | 0.81 | 0.79 | 0.07 | 142.54 | 0 | 0 | 68.27 | 0.1847 | 0.056448 | 0.009 | 10.34 | System Off | 1 | 0
2295 | 2295 | 2012-04-05 14:59 | 12.71 | 16.41 | 16.41 | 12.71 | 234.09 | 194.67 | 84 | 14.51 | 241.76 | 0.83 | 0.81 | 0.79 | 0.07 | 144.76 | 0 | 0 | 65.87 | 0.18471 | 0.056448 | 0.009 | 10.71 | System Off | 1 | 0
2296 | 2296 | 2012-04-05 15:59 | 11.89 | 15.54 | 15.54 | 11.89 | 226.4 | 187.12 | 81 | 14.56 | 234.05 | 0.86 | 0.8 | 0.78 | 0.07 | 141.96 | 0 | 0 | 63.48 | 0.18341 | 0.056448 | 0.008 | 9.88 | System Off | 1 | 0
2297 | 2297 | 2012-04-05 16:59 | 11.06 | 12.53 | 12.53 | 11.06 | 86.76 | 49.97 | 32 | 14.12 | 93.18 | 0.62 | 0.54 | 0.52 | 0.02 | 36.62 | 0 | 0 | 25.23 | 0.17976 | 0.056448 | 0.003 | 9.38 | System Off | 0 | 0
2298 | 2298 | 2012-04-05 17:59 | 10.24 | 10.24 | 10.24 | 10.24 | 0 | 0 | 0 | 0 | 0 | 0 | 0 | 0 | 0 | 0 | 0 | 0 | 0 | 0 | 0 | 0 | 0 | System Off | 0 | 0
2299 | 2299 | 2012-04-05 18:59 | 9.35 | 9.35 | 9.35 | 9.35 | 0 | 0 | 0 | 0 | 0 | 0 | 0 | 0 | 0 | 0 | 0 | 0 | 0 | 0 | 0 | 0 | 0 | System Off | 0 | 0
2300 | 2300 | 2012-04-05 19:59 | 8.45 | 8.45 | 8.45 | 8.45 | 0 | 0 | 0 | 0 | 0 | 0 | 0 | 0 | 0 | 0 | 0 | 0 | 0 | 0 | 0 | 0 | 0 | System Off | 0 | 0
2301 | 2301 | 2012-04-05 20:59 | 7.56 | 7.56 | 7.56 | 7.56 | 0 | 0 | 0 | 0 | 0 | 0 | 0 | 0 | 0 | 0 | 0 | 0 | 0 | 0 | 0 | 0 | 0 | System Off | 0 | 0
2302 | 2302 | 2012-04-05 21:59 | 6.89 | 6.89 | 6.89 | 6.89 | 0 | 0 | 0 | 0 | 0 | 0 | 0 | 0 | 0 | 0 | 0 | 0 | 0 | 0 | 0 | 0 | 0 | System Off | 0 | 0
2303 | 2303 | 2012-04-05 22:59 | 6.22 | 6.22 | 6.22 | 6.22 | 0 | 0 | 0 | 0 | 0 | 0 | 0 | 0 | 0 | 0 | 0 | 0 | 0 | 0 | 0 | 0 | 0 | System Off | 0 | 0
2304 | 2304 | 2012-04-05 23:59 | 5.55 | 5.55 | 5.55 | 5.55 | 0 | 0 | 0 | 0 | 0 | 0 | 0 | 0 | 0 | 0 | 0 | 0 | 0 | 0 | 0 | 0 | 0 | System Off | 0 | 0
2305 | 2305 | 2012-04-06 00:59 | 4.43 | 4.43 | 4.43 | 4.43 | 0 | 0 | 0 | 0 | 0 | 0 | 0 | 0 | 0 | 0 | 0 | 0 | 0 | 0 | 0 | 0 | 0 | System Off | 0 | 0
2306 | 2306 | 2012-04-06 01:59 | 3.31 | 3.31 | 3.31 | 3.31 | 0 | 0 | 0 | 0 | 0 | 0 | 0 | 0 | 0 | 0 | 0 | 0 | 0 | 0 | 0 | 0 | 0 | System Off | 0 | 0
2307 | 2307 | 2012-04-06 02:59 | 2.19 | 2.19 | 2.19 | 2.19 | 0 | 0 | 0 | 0 | 0 | 0 | 0 | 0 | 0 | 0 | 0 | 0 | 0 | 0 | 0 | 0 | 0 | System Off | 0 | 0
2308 | 2308 | 2012-04-06 03:59 | 2.42 | 2.42 | 2.42 | 2.42 | 0 | 0 | 0 | 0 | 0 | 0 | 0 | 0 | 0 | 0 | 0 | 0 | 0 | 0 | 0 | 0 | 0 | System Off | 0 | 0
2309 | 2309 | 2012-04-06 04:59 | 2.64 | 2.64 | 2.64 | 2.64 | 0 | 0 | 0 | 0 | 0 | 0 | 0 | 0 | 0 | 0 | 0 | 0 | 0 | 0 | 0 | 0 | 0 | System Off | 0 | 0
2310 | 2310 | 2012-04-06 05:59 | 2.87 | 4.85 | 4.85 | 2.87 | 117.06 | 79.74 | 41 | 14.87 | 123.49 | 0.72 | 0.65 | 0.63 | 0.03 | 102.26 | 0 | 0 | 32.02 | 0.17917 | 0.056448 | 0.004 | 9.76 | System Off | 1 | 0
2311 | 2311 | 2012-04-06 06:59 | 4.69 | 9.55 | 9.55 | 4.69 | 291.1 | 250.63 | 101 | 15.01 | 297.17 | 0.89 | 0.84 | 0.83 | 0.09 | 250.03 | 0 | 0 | 78.67 | 0.18481 | 0.056448 | 0.01 | 9.9 | System Off | 1 | 0
2312 | 2312 | 2012-04-06 07:59 | 6.52 | 14.5 | 14.5 | 6.52 | 476.03 | 432.04 | 166 | 14.94 | 477.92 | 0.96 | 0.9 | 0.88 | 0.16 | 338.88 | 0 | 0 | 129.33 | 0.18019 | 0.056448 | 0.017 | 10.24 | System Off | 1 | 0
2313 | 2313 | 2012-04-06 08:59 | 8.34 | 17.13 | 17.13 | 8.34 | 520.01 | 475.17 | 182 | 14.88 | 520.76 | 0.93 | 0.91 | 0.89 | 0.17 | 310.9 | 0 | 0 | 141.86 | 0.18352 | 0.056448 | 0.018 | 9.89 | System Off | 1 | 0
2314 | 2314 | 2012-04-06 09:59 | 9.34 | 23.67 | 23.67 | 9.34 | 839.58 | 788.14 | 297 | 14.72 | 827.73 | 0.97 | 0.95 | 0.93 | 0.29 | 473.36 | 0 | 0 | 231.65 | 0.19075 | 0.056448 | 0.03 | 10.1 | System Off | 1 | 0
2315 | 2315 | 2012-04-06 10:59 | 10.33 | 30.61 | 30.61 | 10.33 | 1170.48 | 1111.64 | 422 | 14.45 | 1142.16 | 0.95 | 0.97 | 0.95 | 0.4 | 636.12 | 0 | 0 | 329.86 | 0.19859 | 0.056448 | 0.042 | 9.95 | System Off | 1 | 0
2316 | 2316 | 2012-04-06 11:59 | 11.33 | 37.74 | 37.74 | 11.33 | 1498.5 | 1431.74 | 551 | 14.16 | 1451.81 | 0.94 | 0.99 | 0.96 | 0.52 | 807.62 | 0 | 0 | 431.61 | 0.20352 | 0.056448 | 0.055 | 9.98 | System Off | 1 | 0
2317 | 2317 | 2012-04-06 12:59 | 11.58 | 42.16 | 42.16 | 11.58 | 1753 | 1679.69 | 654 | 13.96 | 1691.08 | 0.93 | 0.99 | 0.97 | 0.61 | 1049.47 | 0 | 0 | 513.17 | 0.20924 | 0.056448 | 0.065 | 9.94 | System Off | 1 | 0
2318 | 2318 | 2012-04-06 13:59 | 11.83 | 34.13 | 34.13 | 11.83 | 1315.45 | 1253.18 | 479 | 14.3 | 1279.34 | 0.94 | 0.98 | 0.96 | 0.45 | 885.07 | 0 | 0 | 374.95 | 0.20055 | 0.056448 | 0.048 | 10.02 | System Off | 1 | 0
2319 | 2319 | 2012-04-06 14:59 | 12.08 | 26.37 | 26.37 | 12.08 | 859.73 | 807.86 | 308 | 14.54 | 847.21 | 0.94 | 0.95 | 0.93 | 0.29 | 600.74 | 0 | 0 | 240.83 | 0.19529 | 0.056448 | 0.031 | 10.06 | System Off | 1 | 0
2320 | 2320 | 2012-04-06 15:59 | 10.97 | 18.4 | 18.4 | 10.97 | 435.2 | 392 | 154 | 14.72 | 438.91 | 0.9 | 0.89 | 0.87 | 0.14 | 297.4 | 0 | 0 | 120.33 | 0.18582 | 0.056448 | 0.016 | 10.39 | System Off | 1 | 0
2321 | 2321 | 2012-04-06 16:59 | 9.86 | 12.08 | 12.08 | 9.86 | 124.7 | 87.24 | 45 | 14.43 | 131.84 | 0.66 | 0.66 | 0.65 | 0.03 | 63.94 | 0 | 0 | 35.33 | 0.17876 | 0.056448 | 0.005 | 11.11 | System Off | 0 | 0
2322 | 2322 | 2012-04-06 17:59 | 8.75 | 8.75 | 8.75 | 8.75 | 0 | 0 | 0 | 0 | 0 | 0 | 0 | 0 | 0 | 0 | 0 | 0 | 0 | 0 | 0 | 0 | 0 | System Off | 0 | 0
2323 | 2323 | 2012-04-06 18:59 | 7.93 | 7.93 | 7.93 | 7.93 | 0 | 0 | 0 | 0 | 0 | 0 | 0 | 0 | 0 | 0 | 0 | 0 | 0 | 0 | 0 | 0 | 0 | System Off | 0 | 0
2324 | 2324 | 2012-04-06 19:59 | 7.11 | 7.11 | 7.11 | 7.11 | 0 | 0 | 0 | 0 | 0 | 0 | 0 | 0 | 0 | 0 | 0 | 0 | 0 | 0 | 0 | 0 | 0 | System Off | 0 | 0
2325 | 2325 | 2012-04-06 20:59 | 6.3 | 6.3 | 6.3 | 6.3 | 0 | 0 | 0 | 0 | 0 | 0 | 0 | 0 | 0 | 0 | 0 | 0 | 0 | 0 | 0 | 0 | 0 | System Off | 0 | 0
2326 | 2326 | 2012-04-06 21:59 | 6.08 | 6.08 | 6.08 | 6.08 | 0 | 0 | 0 | 0 | 0 | 0 | 0 | 0 | 0 | 0 | 0 | 0 | 0 | 0 | 0 | 0 | 0 | System Off | 0 | 0
2327 | 2327 | 2012-04-06 22:59 | 5.87 | 5.87 | 5.87 | 5.87 | 0 | 0 | 0 | 0 | 0 | 0 | 0 | 0 | 0 | 0 | 0 | 0 | 0 | 0 | 0 | 0 | 0 | System Off | 0 | 0
2328 | 2328 | 2012-04-06 23:59 | 5.65 | 5.65 | 5.65 | 5.65 | 0 | 0 | 0 | 0 | 0 | 0 | 0 | 0 | 0 | 0 | 0 | 0 | 0 | 0 | 0 | 0 | 0 | System Off | 0 | 0
2329 | 2329 | 2012-04-07 00:59 | 5.16 | 5.16 | 5.16 | 5.16 | 0 | 0 | 0 | 0 | 0 | 0 | 0 | 0 | 0 | 0 | 0 | 0 | 0 | 0 | 0 | 0 | 0 | System Off | 0 | 0
2330 | 2330 | 2012-04-07 01:59 | 4.66 | 4.66 | 4.66 | 4.66 | 0 | 0 | 0 | 0 | 0 | 0 | 0 | 0 | 0 | 0 | 0 | 0 | 0 | 0 | 0 | 0 | 0 | System Off | 0 | 0
2331 | 2331 | 2012-04-07 02:59 | 4.16 | 4.16 | 4.16 | 4.16 | 0 | 0 | 0 | 0 | 0 | 0 | 0 | 0 | 0 | 0 | 0 | 0 | 0 | 0 | 0 | 0 | 0 | System Off | 0 | 0
2332 | 2332 | 2012-04-07 03:59 | 4.32 | 4.32 | 4.32 | 4.32 | 0 | 0 | 0 | 0 | 0 | 0 | 0 | 0 | 0 | 0 | 0 | 0 | 0 | 0 | 0 | 0 | 0 | System Off | 0 | 0
2333 | 2333 | 2012-04-07 04:59 | 4.47 | 4.47 | 4.47 | 4.47 | 0 | 0 | 0 | 0 | 0 | 0 | 0 | 0 | 0 | 0 | 0 | 0 | 0 | 0 | 0 | 0 | 0 | System Off | 0 | 0
2334 | 2334 | 2012-04-07 05:59 | 4.63 | 6.07 | 6.07 | 4.63 | 94.24 | 57.32 | 33 | 14.87 | 100.38 | 0.59 | 0.57 | 0.56 | 0.02 | 73.51 | 0 | 0 | 25.77 | 0.18123 | 0.056448 | 0.003 | 9.09 | System Off | 1 | 0
2335 | 2335 | 2012-04-07 06:59 | 5.28 | 8.3 | 8.3 | 5.28 | 204.63 | 165.75 | 71 | 15.01 | 211.62 | 0.83 | 0.78 | 0.77 | 0.06 | 165.35 | 0 | 0 | 55.33 | 0.18411 | 0.056448 | 0.007 | 9.86 | System Off | 1 | 0
2336 | 2336 | 2012-04-07 07:59 | 5.94 | 12.22 | 12.22 | 5.94 | 437.24 | 394.01 | 151 | 15.08 | 440.04 | 0.92 | 0.9 | 0.88 | 0.14 | 309.05 | 0 | 0 | 117.49 | 0.17863 | 0.056448 | 0.015 | 9.93 | System Off | 1 | 0
2337 | 2337 | 2012-04-07 08:59 | 6.59 | 11.23 | 11.23 | 6.59 | 324.51 | 283.42 | 113 | 14.96 | 330.12 | 0.88 | 0.86 | 0.84 | 0.1 | 185.44 | 0 | 0 | 88.09 | 0.17765 | 0.056448 | 0.011 | 9.73 | System Off | 1 | 0
2338 | 2338 | 2012-04-07 09:59 | 7.07 | 10.27 | 10.27 | 7.07 | 232.8 | 193.41 | 82 | 14.79 | 239.79 | 0.85 | 0.81 | 0.79 | 0.07 | 116.16 | 0 | 0 | 64.09 | 0.17677 | 0.056448 | 0.008 | 9.76 | System Off | 1 | 0
2339 | 2339 | 2012-04-07 10:59 | 7.55 | 10.55 | 10.55 | 7.55 | 227.56 | 188.26 | 80 | 14.82 | 234.61 | 0.87 | 0.8 | 0.79 | 0.07 | 107.73 | 0 | 0 | 62.51 | 0.17733 | 0.056448 | 0.008 | 10 | System Off | 1 | 0
2340 | 2340 | 2012-04-07 11:59 | 8.04 | 14.12 | 14.12 | 8.04 | 488.61 | 444.38 | 170 | 14.97 | 490.03 | 0.94 | 0.91 | 0.89 | 0.16 | 250.67 | 0 | 0 | 132.49 | 0.1825 | 0.056448 | 0.017 | 10 | System Off | 1 | 0
2341 | 2341 | 2012-04-07 12:59 | 8.01 | 16.76 | 16.76 | 8.01 | 691.03 | 642.73 | 240 | 15 | 684.97 | 0.96 | 0.94 | 0.92 | 0.23 | 401.57 | 0 | 0 | 186.87 | 0.18597 | 0.056448 | 0.024 | 10 | System Off | 1 | 0
2342 | 2342 | 2012-04-07 13:59 | 7.98 | 18.99 | 18.99 | 7.98 | 853.6 | 801.86 | 297 | 14.97 | 840.4 | 0.98 | 0.95 | 0.93 | 0.29 | 566.32 | 0 | 0 | 231.22 | 0.18879 | 0.056448 | 0.03 | 10.1 | System Off | 1 | 0
2343 | 2343 | 2012-04-07 14:59 | 7.95 | 15.27 | 15.27 | 7.95 | 552.58 | 507.08 | 192 | 14.99 | 551.91 | 0.93 | 0.92 | 0.9 | 0.18 | 377.08 | 0 | 0 | 149.54 | 0.18347 | 0.056448 | 0.019 | 9.9 | System Off | 1 | 0
2344 | 2344 | 2012-04-07 15:59 | 7.26 | 12.16 | 12.16 | 7.26 | 351.23 | 309.63 | 122 | 14.99 | 356.35 | 0.89 | 0.87 | 0.85 | 0.11 | 234.91 | 0 | 0 | 95.06 | 0.17901 | 0.056448 | 0.012 | 9.84 | System Off | 1 | 0
2345 | 2345 | 2012-04-07 16:59 | 6.56 | 8.54 | 8.54 | 6.56 | 131.53 | 93.95 | 47 | 14.58 | 138.45 | 0.64 | 0.68 | 0.66 | 0.03 | 68.86 | 0 | 0 | 36.84 | 0.18211 | 0.056448 | 0.005 | 10.64 | System Off | 0 | 0
2346 | 2346 | 2012-04-07 17:59 | 5.87 | 5.87 | 5.87 | 5.87 | 0 | 0 | 0 | 0 | 0 | 0 | 0 | 0 | 0 | 0 | 0 | 0 | 0 | 0 | 0 | 0 | 0 | System Off | 0 | 0
2347 | 2347 | 2012-04-07 18:59 | 5.09 | 5.09 | 5.09 | 5.09 | 0 | 0 | 0 | 0 | 0 | 0 | 0 | 0 | 0 | 0 | 0 | 0 | 0 | 0 | 0 | 0 | 0 | System Off | 0 | 0
2348 | 2348 | 2012-04-07 19:59 | 4.31 | 4.31 | 4.31 | 4.31 | 0 | 0 | 0 | 0 | 0 | 0 | 0 | 0 | 0 | 0 | 0 | 0 | 0 | 0 | 0 | 0 | 0 | System Off | 0 | 0
2349 | 2349 | 2012-04-07 20:59 | 3.54 | 3.54 | 3.54 | 3.54 | 0 | 0 | 0 | 0 | 0 | 0 | 0 | 0 | 0 | 0 | 0 | 0 | 0 | 0 | 0 | 0 | 0 | System Off | 0 | 0
2350 | 2350 | 2012-04-07 21:59 | 2.88 | 2.88 | 2.88 | 2.88 | 0 | 0 | 0 | 0 | 0 | 0 | 0 | 0 | 0 | 0 | 0 | 0 | 0 | 0 | 0 | 0 | 0 | System Off | 0 | 0
2351 | 2351 | 2012-04-07 22:59 | 2.22 | 2.22 | 2.22 | 2.22 | 0 | 0 | 0 | 0 | 0 | 0 | 0 | 0 | 0 | 0 | 0 | 0 | 0 | 0 | 0 | 0 | 0 | System Off | 0 | 0
2352 | 2352 | 2012-04-07 23:59 | 1.56 | 1.56 | 1.56 | 1.56 | 0 | 0 | 0 | 0 | 0 | 0 | 0 | 0 | 0 | 0 | 0 | 0 | 0 | 0 | 0 | 0 | 0 | System Off | 0 | 0
2353 | 2353 | 2012-04-08 00:59 | 1.26 | 1.26 | 1.26 | 1.26 | 0 | 0 | 0 | 0 | 0 | 0 | 0 | 0 | 0 | 0 | 0 | 0 | 0 | 0 | 0 | 0 | 0 | System Off | 0 | 0
2354 | 2354 | 2012-04-08 01:59 | 0.96 | 0.96 | 0.96 | 0.96 | 0 | 0 | 0 | 0 | 0 | 0 | 0 | 0 | 0 | 0 | 0 | 0 | 0 | 0 | 0 | 0 | 0 | System Off | 0 | 0
2355 | 2355 | 2012-04-08 02:59 | 0.66 | 0.66 | 0.66 | 0.66 | 0 | 0 | 0 | 0 | 0 | 0 | 0 | 0 | 0 | 0 | 0 | 0 | 0 | 0 | 0 | 0 | 0 | System Off | 0 | 0
2356 | 2356 | 2012-04-08 03:59 | 0.71 | 0.71 | 0.71 | 0.71 | 0 | 0 | 0 | 0 | 0 | 0 | 0 | 0 | 0 | 0 | 0 | 0 | 0 | 0 | 0 | 0 | 0 | System Off | 0 | 0
2357 | 2357 | 2012-04-08 04:59 | 0.77 | 0.77 | 0.77 | 0.77 | 0 | 0 | 0 | 0 | 0 | 0 | 0 | 0 | 0 | 0 | 0 | 0 | 0 | 0 | 0 | 0 | 0 | System Off | 0 | 0
2358 | 2358 | 2012-04-08 05:59 | 0.82 | 4.74 | 4.74 | 0.82 | 214.11 | 175.05 | 74 | 15.07 | 220.65 | 0.81 | 0.79 | 0.78 | 0.06 | 224.5 | 0 | 0 | 57.61 | 0.17797 | 0.056448 | 0.007 | 9.46 | System Off | 1 | 0
2359 | 2359 | 2012-04-08 06:59 | 2.26 | 10.87 | 10.87 | 2.26 | 494.95 | 450.59 | 170 | 15.16 | 495.7 | 0.94 | 0.91 | 0.89 | 0.16 | 449.5 | 0 | 0 | 132.03 | 0.18487 | 0.056448 | 0.017 | 10 | System Off | 1 | 0
2360 | 2360 | 2012-04-08 07:59 | 3.69 | 17.69 | 17.69 | 3.69 | 846.72 | 795.13 | 293 | 15.05 | 833.69 | 0.99 | 0.95 | 0.93 | 0.29 | 623.67 | 0 | 0 | 227.6 | 0.18252 | 0.056448 | 0.029 | 9.9 | System Off | 1 | 0
2361 | 2361 | 2012-04-08 08:59 | 5.13 | 22.28 | 22.28 | 5.13 | 1066.12 | 1009.68 | 373 | 14.89 | 1042.55 | 0.99 | 0.97 | 0.95 | 0.37 | 660.63 | 0 | 0 | 290.16 | 0.18854 | 0.056448 | 0.037 | 9.92 | System Off | 1 | 0
2362 | 2362 | 2012-04-08 09:59 | 5.89 | 25.22 | 25.22 | 5.89 | 1147.22 | 1088.92 | 405 | 14.75 | 1119.62 | 0.96 | 0.97 | 0.95 | 0.39 | 654.01 | 0 | 0 | 315.4 | 0.19124 | 0.056448 | 0.04 | 9.88 | System Off | 1 | 0
2363 | 2363 | 2012-04-08 10:59 | 6.65 | 31.07 | 31.07 | 6.65 | 1375.18 | 1311.46 | 494 | 14.5 | 1335.25 | 0.95 | 0.98 | 0.96 | 0.47 | 750.46 | 0 | 0 | 385.46 | 0.19685 | 0.056448 | 0.049 | 9.92 | System Off | 1 | 0
2364 | 2364 | 2012-04-08 11:59 | 7.42 | 36.3 | 36.3 | 7.42 | 1541.74 | 1473.88 | 563 | 14.26 | 1492.4 | 0.94 | 0.99 | 0.96 | 0.53 | 831.39 | 0 | 0 | 440.08 | 0.19834 | 0.056448 | 0.056 | 9.95 | System Off | 1 | 0
2365 | 2365 | 2012-04-08 12:59 | 7.88 | 36.44 | 36.44 | 7.88 | 1542.35 | 1474.49 | 564 | 14.24 | 1493 | 0.94 | 0.99 | 0.96 | 0.53 | 921.25 | 0 | 0 | 441.03 | 0.19907 | 0.056448 | 0.056 | 9.93 | System Off | 1 | 0
2366 | 2366 | 2012-04-08 13:59 | 8.34 | 29.79 | 29.79 | 8.34 | 1183.9 | 1124.75 | 425 | 14.51 | 1154.82 | 0.96 | 0.97 | 0.95 | 0.41 | 794.36 | 0 | 0 | 331.79 | 0.19582 | 0.056448 | 0.042 | 9.88 | System Off | 1 | 0
2367 | 2367 | 2012-04-08 14:59 | 8.81 | 24.51 | 24.51 | 8.81 | 884.48 | 832.07 | 314 | 14.67 | 870.5 | 0.95 | 0.96 | 0.93 | 0.3 | 618.75 | 0 | 0 | 244.98 | 0.19086 | 0.056448 | 0.031 | 9.87 | System Off | 1 | 0
2368 | 2368 | 2012-04-08 15:59 | 7.9 | 15.95 | 15.95 | 7.9 | 449.97 | 406.49 | 158 | 14.83 | 452.91 | 0.95 | 0.9 | 0.88 | 0.15 | 308.39 | 0 | 0 | 123.24 | 0.18171 | 0.056448 | 0.016 | 10.13 | System Off | 1 | 0
2369 | 2369 | 2012-04-08 16:59 | 7 | 10.06 | 10.06 | 7 | 167.34 | 129.13 | 59 | 14.77 | 174.6 | 0.84 | 0.74 | 0.72 | 0.05 | 94.64 | 0 | 0 | 46.12 | 0.18335 | 0.056448 | 0.006 | 10.17 | System Off | 1 | 0
2370 | 2370 | 2012-04-08 17:59 | 6.09 | 6.09 | 6.09 | 6.09 | 0 | 0 | 0 | 0 | 0 | 0 | 0 | 0 | 0 | 0 | 0 | 0 | 0 | 0 | 0 | 0 | 0 | System Off | 0 | 0
2371 | 2371 | 2012-04-08 18:59 | 5.69 | 5.69 | 5.69 | 5.69 | 0 | 0 | 0 | 0 | 0 | 0 | 0 | 0 | 0 | 0 | 0 | 0 | 0 | 0 | 0 | 0 | 0 | System Off | 0 | 0
2372 | 2372 | 2012-04-08 19:59 | 5.29 | 5.29 | 5.29 | 5.29 | 0 | 0 | 0 | 0 | 0 | 0 | 0 | 0 | 0 | 0 | 0 | 0 | 0 | 0 | 0 | 0 | 0 | System Off | 0 | 0
2373 | 2373 | 2012-04-08 20:59 | 4.89 | 4.89 | 4.89 | 4.89 | 0 | 0 | 0 | 0 | 0 | 0 | 0 | 0 | 0 | 0 | 0 | 0 | 0 | 0 | 0 | 0 | 0 | System Off | 0 | 0
2374 | 2374 | 2012-04-08 21:59 | 5.4 | 5.4 | 5.4 | 5.4 | 0 | 0 | 0 | 0 | 0 | 0 | 0 | 0 | 0 | 0 | 0 | 0 | 0 | 0 | 0 | 0 | 0 | System Off | 0 | 0
2375 | 2375 | 2012-04-08 22:59 | 5.9 | 5.9 | 5.9 | 5.9 | 0 | 0 | 0 | 0 | 0 | 0 | 0 | 0 | 0 | 0 | 0 | 0 | 0 | 0 | 0 | 0 | 0 | System Off | 0 | 0
2376 | 2376 | 2012-04-08 23:59 | 6.41 | 6.41 | 6.41 | 6.41 | 0 | 0 | 0 | 0 | 0 | 0 | 0 | 0 | 0 | 0 | 0 | 0 | 0 | 0 | 0 | 0 | 0 | System Off | 0 | 0
2377 | 2377 | 2012-04-09 00:59 | 6.2 | 6.2 | 6.2 | 6.2 | 0 | 0 | 0 | 0 | 0 | 0 | 0 | 0 | 0 | 0 | 0 | 0 | 0 | 0 | 0 | 0 | 0 | System Off | 0 | 0
2378 | 2378 | 2012-04-09 01:59 | 5.99 | 5.99 | 5.99 | 5.99 | 0 | 0 | 0 | 0 | 0 | 0 | 0 | 0 | 0 | 0 | 0 | 0 | 0 | 0 | 0 | 0 | 0 | System Off | 0 | 0
2379 | 2379 | 2012-04-09 02:59 | 5.78 | 5.78 | 5.78 | 5.78 | 0 | 0 | 0 | 0 | 0 | 0 | 0 | 0 | 0 | 0 | 0 | 0 | 0 | 0 | 0 | 0 | 0 | System Off | 0 | 0
2380 | 2380 | 2012-04-09 03:59 | 5.99 | 5.99 | 5.99 | 5.99 | 0 | 0 | 0 | 0 | 0 | 0 | 0 | 0 | 0 | 0 | 0 | 0 | 0 | 0 | 0 | 0 | 0 | System Off | 0 | 0
2381 | 2381 | 2012-04-09 04:59 | 6.21 | 6.32 | 6.32 | 6.21 | 6.27 | 0 | 2 | 16.33 | 7.52 | 0 | 0 | 0 | 0 | 0 | 0 | 0 | 1.53 | 0.18186 | 0.056448 | 0 | 0 | System Off | 0 | 0
2382 | 2382 | 2012-04-09 05:59 | 6.42 | 7.29 | 7.29 | 6.42 | 55.01 | 18.77 | 20 | 14.33 | 59.97 | 0.49 | 0.31 | 0.31 | 0.01 | 24.07 | 0 | 0 | 15.73 | 0.1831 | 0.056448 | 0.002 | 10 | System Off | 0 | 0
2383 | 2383 | 2012-04-09 06:59 | 6.94 | 9.12 | 9.12 | 6.94 | 144.34 | 106.54 | 51 | 14.74 | 151.42 | 0.77 | 0.7 | 0.69 | 0.04 | 106.28 | 0 | 0 | 39.89 | 0.18285 | 0.056448 | 0.005 | 9.8 | System Off | 1 | 0
2384 | 2384 | 2012-04-09 07:59 | 7.45 | 13.13 | 13.13 | 7.45 | 389.01 | 346.7 | 136 | 14.9 | 393.31 | 0.95 | 0.88 | 0.86 | 0.13 | 271.94 | 0 | 0 | 106.08 | 0.17998 | 0.056448 | 0.014 | 10.29 | System Off | 1 | 0
2385 | 2385 | 2012-04-09 08:59 | 7.97 | 11.92 | 11.92 | 7.97 | 271.02 | 230.92 | 95 | 14.86 | 277.69 | 0.84 | 0.83 | 0.81 | 0.08 | 151.09 | 0 | 0 | 74.17 | 0.17865 | 0.056448 | 0.01 | 10.53 | System Off | 1 | 0
2386 | 2386 | 2012-04-09 09:59 | 8.23 | 12.17 | 12.17 | 8.23 | 268.24 | 228.2 | 94 | 14.86 | 274.99 | 0.84 | 0.83 | 0.81 | 0.08 | 137.06 | 0 | 0 | 73.38 | 0.17896 | 0.056448 | 0.01 | 10.64 | System Off | 1 | 0
2387 | 2387 | 2012-04-09 10:59 | 8.48 | 13.29 | 13.29 | 8.48 | 326.73 | 285.6 | 115 | 14.8 | 332.56 | 0.87 | 0.86 | 0.84 | 0.1 | 163.43 | 0 | 0 | 89.83 | 0.18037 | 0.056448 | 0.012 | 10.43 | System Off | 1 | 0
2388 | 2388 | 2012-04-09 11:59 | 8.74 | 14.79 | 14.79 | 8.74 | 409.46 | 366.77 | 143 | 14.91 | 413.44 | 0.9 | 0.89 | 0.87 | 0.13 | 206.89 | 0 | 0 | 111.5 | 0.18212 | 0.056448 | 0.014 | 9.79 | System Off | 1 | 0
2389 | 2389 | 2012-04-09 12:59 | 9.08 | 18.13 | 18.13 | 9.08 | 619.6 | 572.75 | 217 | 14.87 | 616.7 | 0.97 | 0.93 | 0.91 | 0.21 | 357.85 | 0 | 0 | 169.19 | 0.18633 | 0.056448 | 0.022 | 10.14 | System Off | 1 | 0
2390 | 2390 | 2012-04-09 13:59 | 9.42 | 14.1 | 14.1 | 9.42 | 320.65 | 279.63 | 113 | 14.78 | 326.71 | 0.88 | 0.86 | 0.84 | 0.1 | 197.49 | 0 | 0 | 88.29 | 0.18157 | 0.056448 | 0.011 | 9.73 | System Off | 1 | 0
2391 | 2391 | 2012-04-09 14:59 | 9.77 | 12.57 | 12.57 | 9.77 | 191.09 | 152.45 | 68 | 14.64 | 198.58 | 0.87 | 0.77 | 0.75 | 0.06 | 113.36 | 0 | 0 | 53.25 | 0.17979 | 0.056448 | 0.007 | 10.29 | System Off | 1 | 0
2392 | 2392 | 2012-04-09 15:59 | 9.41 | 11.98 | 11.98 | 9.41 | 171.91 | 133.61 | 61 | 14.68 | 179.36 | 0.81 | 0.74 | 0.73 | 0.05 | 101.36 | 0 | 0 | 47.75 | 0.17894 | 0.056448 | 0.006 | 9.84 | System Off | 1 | 0
2393 | 2393 | 2012-04-09 16:59 | 9.05 | 9.91 | 9.91 | 9.05 | 54.34 | 18.11 | 20 | 14.15 | 59.41 | 0.49 | 0.3 | 0.3 | 0.01 | 13.27 | 0 | 0 | 15.77 | 0.17638 | 0.056448 | 0.002 | 10 | System Off | 0 | 0
2394 | 2394 | 2012-04-09 17:59 | 8.69 | 8.69 | 8.69 | 8.69 | 0 | 0 | 0 | 0 | 0 | 0 | 0 | 0 | 0 | 0 | 0 | 0 | 0 | 0 | 0 | 0 | 0 | System Off | 0 | 0
2395 | 2395 | 2012-04-09 18:59 | 8.72 | 8.72 | 8.72 | 8.72 | 0 | 0 | 0 | 0 | 0 | 0 | 0 | 0 | 0 | 0 | 0 | 0 | 0 | 0 | 0 | 0 | 0 | System Off | 0 | 0
2396 | 2396 | 2012-04-09 19:59 | 8.75 | 8.75 | 8.75 | 8.75 | 0 | 0 | 0 | 0 | 0 | 0 | 0 | 0 | 0 | 0 | 0 | 0 | 0 | 0 | 0 | 0 | 0 | System Off | 0 | 0
2397 | 2397 | 2012-04-09 20:59 | 8.78 | 8.78 | 8.78 | 8.78 | 0 | 0 | 0 | 0 | 0 | 0 | 0 | 0 | 0 | 0 | 0 | 0 | 0 | 0 | 0 | 0 | 0 | System Off | 0 | 0
2398 | 2398 | 2012-04-09 21:59 | 8.93 | 8.93 | 8.93 | 8.93 | 0 | 0 | 0 | 0 | 0 | 0 | 0 | 0 | 0 | 0 | 0 | 0 | 0 | 0 | 0 | 0 | 0 | System Off | 0 | 0
2399 | 2399 | 2012-04-09 22:59 | 9.09 | 9.09 | 9.09 | 9.09 | 0 | 0 | 0 | 0 | 0 | 0 | 0 | 0 | 0 | 0 | 0 | 0 | 0 | 0 | 0 | 0 | 0 | System Off | 0 | 0
2400 | 2400 | 2012-04-09 23:59 | 9.24 | 9.24 | 9.24 | 9.24 | 0 | 0 | 0 | 0 | 0 | 0 | 0 | 0 | 0 | 0 | 0 | 0 | 0 | 0 | 0 | 0 | 0 | System Off | 0 | 0
2401 | 2401 | 2012-04-10 00:59 | 9.13 | 9.13 | 9.13 | 9.13 | 0 | 0 | 0 | 0 | 0 | 0 | 0 | 0 | 0 | 0 | 0 | 0 | 0 | 0 | 0 | 0 | 0 | System Off | 0 | 0
2402 | 2402 | 2012-04-10 01:59 | 9.01 | 9.01 | 9.01 | 9.01 | 0 | 0 | 0 | 0 | 0 | 0 | 0 | 0 | 0 | 0 | 0 | 0 | 0 | 0 | 0 | 0 | 0 | System Off | 0 | 0
2403 | 2403 | 2012-04-10 02:59 | 8.89 | 8.89 | 8.89 | 8.89 | 0 | 0 | 0 | 0 | 0 | 0 | 0 | 0 | 0 | 0 | 0 | 0 | 0 | 0 | 0 | 0 | 0 | System Off | 0 | 0
2404 | 2404 | 2012-04-10 03:59 | 8.91 | 8.91 | 8.91 | 8.91 | 0 | 0 | 0 | 0 | 0 | 0 | 0 | 0 | 0 | 0 | 0 | 0 | 0 | 0 | 0 | 0 | 0 | System Off | 0 | 0
2405 | 2405 | 2012-04-10 04:59 | 8.92 | 9.2 | 9.2 | 8.92 | 19.54 | 0 | 7 | 14.54 | 22.33 | 0 | 0 | 0 | 0 | 0 | 0 | 0 | 5.49 | 0.18337 | 0.056448 | 0.001 | 14.29 | System Off | 0 | 0
2406 | 2406 | 2012-04-10 05:59 | 8.94 | 11.9 | 11.9 | 8.94 | 221.76 | 182.57 | 78 | 14.81 | 229.02 | 0.89 | 0.8 | 0.78 | 0.07 | 234.14 | 0 | 0 | 60.95 | 0.17914 | 0.056448 | 0.008 | 10.26 | System Off | 1 | 0
2407 | 2407 | 2012-04-10 06:59 | 9.59 | 14.82 | 14.82 | 9.59 | 407.58 | 364.92 | 143 | 14.84 | 411.61 | 0.91 | 0.89 | 0.87 | 0.13 | 364.04 | 0 | 0 | 111.64 | 0.18332 | 0.056448 | 0.014 | 9.79 | System Off | 1 | 0
2408 | 2408 | 2012-04-10 07:59 | 10.23 | 17.77 | 17.77 | 10.23 | 596.84 | 550.46 | 209 | 14.87 | 594.8 | 0.96 | 0.93 | 0.91 | 0.2 | 431.76 | 0 | 0 | 163.04 | 0.18756 | 0.056448 | 0.021 | 10.05 | System Off | 1 | 0
2409 | 2409 | 2012-04-10 08:59 | 10.88 | 25.22 | 25.22 | 10.88 | 1148.32 | 1089.99 | 405 | 14.77 | 1120.66 | 0.96 | 0.97 | 0.95 | 0.39 | 713.18 | 0 | 0 | 315.94 | 0.19848 | 0.056448 | 0.04 | 9.88 | System Off | 1 | 0
2410 | 2410 | 2012-04-10 09:59 | 11.71 | 15.53 | 15.53 | 11.71 | 296.46 | 255.89 | 105 | 14.71 | 303.17 | 0.85 | 0.84 | 0.83 | 0.09 | 153.69 | 0 | 0 | 82.14 | 0.18437 | 0.056448 | 0.011 | 10.48 | System Off | 1 | 0
2411 | 2411 | 2012-04-10 10:59 | 12.53 | 22.6 | 22.6 | 12.53 | 780.48 | 730.3 | 276 | 14.73 | 771.24 | 0.94 | 0.95 | 0.93 | 0.26 | 417.9 | 0 | 0 | 215.58 | 0.19428 | 0.056448 | 0.028 | 10.14 | System Off | 1 | 0
2412 | 2412 | 2012-04-10 11:59 | 13.36 | 19.88 | 19.88 | 13.36 | 496.88 | 452.49 | 176 | 14.7 | 498.83 | 0.9 | 0.91 | 0.89 | 0.16 | 255.24 | 0 | 0 | 137.61 | 0.19034 | 0.056448 | 0.018 | 10.23 | System Off | 1 | 0
2413 | 2413 | 2012-04-10 12:59 | 13.46 | 18.39 | 18.39 | 13.46 | 373.79 | 331.78 | 133 | 14.64 | 379.2 | 0.9 | 0.87 | 0.86 | 0.12 | 207.29 | 0 | 0 | 104.11 | 0.18828 | 0.056448 | 0.013 | 9.77 | System Off | 1 | 0
2414 | 2414 | 2012-04-10 13:59 | 13.57 | 22.02 | 22.02 | 13.57 | 646.17 | 598.79 | 229 | 14.7 | 642.75 | 0.96 | 0.93 | 0.91 | 0.22 | 422.9 | 0 | 0 | 179 | 0.19337 | 0.056448 | 0.023 | 10.04 | System Off | 1 | 0
2415 | 2415 | 2012-04-10 14:59 | 13.68 | 16.14 | 16.14 | 13.68 | 183.28 | 144.78 | 66 | 14.46 | 191.18 | 0.75 | 0.76 | 0.74 | 0.05 | 107.66 | 0 | 0 | 51.81 | 0.18515 | 0.056448 | 0.007 | 10.61 | System Off | 1 | 0
2416 | 2416 | 2012-04-10 15:59 | 12.68 | 14.86 | 14.86 | 12.68 | 157.62 | 119.58 | 57 | 14.4 | 165.34 | 0.69 | 0.72 | 0.71 | 0.04 | 90.72 | 0 | 0 | 44.78 | 0.18329 | 0.056448 | 0.006 | 10.53 | System Off | 1 | 0
2417 | 2417 | 2012-04-10 16:59 | 11.68 | 12.04 | 12.04 | 11.68 | 23.77 | 0 | 9 | 13.76 | 27.02 | 0 | 0 | 0 | 0 | 0 | 0 | 0 | 7.13 | 0.17944 | 0.056448 | 0.001 | 11.11 | System Off | 0 | 0
2418 | 2418 | 2012-04-10 17:59 | 10.68 | 10.68 | 10.68 | 10.68 | 0 | 0 | 0 | 0 | 0 | 0 | 0 | 0 | 0 | 0 | 0 | 0 | 0 | 0 | 0 | 0 | 0 | System Off | 0 | 0
2419 | 2419 | 2012-04-10 18:59 | 10.44 | 10.44 | 10.44 | 10.44 | 0 | 0 | 0 | 0 | 0 | 0 | 0 | 0 | 0 | 0 | 0 | 0 | 0 | 0 | 0 | 0 | 0 | System Off | 0 | 0
2420 | 2420 | 2012-04-10 19:59 | 10.19 | 10.19 | 10.19 | 10.19 | 0 | 0 | 0 | 0 | 0 | 0 | 0 | 0 | 0 | 0 | 0 | 0 | 0 | 0 | 0 | 0 | 0 | System Off | 0 | 0
2421 | 2421 | 2012-04-10 20:59 | 9.95 | 9.95 | 9.95 | 9.95 | 0 | 0 | 0 | 0 | 0 | 0 | 0 | 0 | 0 | 0 | 0 | 0 | 0 | 0 | 0 | 0 | 0 | System Off | 0 | 0
2422 | 2422 | 2012-04-10 21:59 | 9.74 | 9.74 | 9.74 | 9.74 | 0 | 0 | 0 | 0 | 0 | 0 | 0 | 0 | 0 | 0 | 0 | 0 | 0 | 0 | 0 | 0 | 0 | System Off | 0 | 0
2423 | 2423 | 2012-04-10 22:59 | 9.52 | 9.52 | 9.52 | 9.52 | 0 | 0 | 0 | 0 | 0 | 0 | 0 | 0 | 0 | 0 | 0 | 0 | 0 | 0 | 0 | 0 | 0 | System Off | 0 | 0
2424 | 2424 | 2012-04-10 23:59 | 9.31 | 9.31 | 9.31 | 9.31 | 0 | 0 | 0 | 0 | 0 | 0 | 0 | 0 | 0 | 0 | 0 | 0 | 0 | 0 | 0 | 0 | 0 | System Off | 0 | 0
2425 | 2425 | 2012-04-11 00:59 | 8.38 | 8.38 | 8.38 | 8.38 | 0 | 0 | 0 | 0 | 0 | 0 | 0 | 0 | 0 | 0 | 0 | 0 | 0 | 0 | 0 | 0 | 0 | System Off | 0 | 0
2426 | 2426 | 2012-04-11 01:59 | 7.45 | 7.45 | 7.45 | 7.45 | 0 | 0 | 0 | 0 | 0 | 0 | 0 | 0 | 0 | 0 | 0 | 0 | 0 | 0 | 0 | 0 | 0 | System Off | 0 | 0
2427 | 2427 | 2012-04-11 02:59 | 6.52 | 6.52 | 6.52 | 6.52 | 0 | 0 | 0 | 0 | 0 | 0 | 0 | 0 | 0 | 0 | 0 | 0 | 0 | 0 | 0 | 0 | 0 | System Off | 0 | 0
2428 | 2428 | 2012-04-11 03:59 | 6.35 | 6.35 | 6.35 | 6.35 | 0 | 0 | 0 | 0 | 0 | 0 | 0 | 0 | 0 | 0 | 0 | 0 | 0 | 0 | 0 | 0 | 0 | System Off | 0 | 0
2429 | 2429 | 2012-04-11 04:59 | 6.17 | 6.37 | 6.37 | 6.17 | 10.71 | 0 | 4 | 13.95 | 12.53 | 0 | 0 | 0 | 0 | 0 | 0 | 0 | 3.16 | 0.18191 | 0.056448 | 0 | 0 | System Off | 0 | 0
2430 | 2430 | 2012-04-11 05:59 | 6 | 8.67 | 8.67 | 6 | 162.54 | 124.41 | 57 | 14.85 | 169.65 | 0.69 | 0.73 | 0.72 | 0.04 | 159.55 | 0 | 0 | 44.51 | 0.18441 | 0.056448 | 0.006 | 10.53 | System Off | 1 | 0
2431 | 2431 | 2012-04-11 06:59 | 6.82 | 13.87 | 13.87 | 6.82 | 459.3 | 415.64 | 160 | 14.95 | 461.64 | 0.94 | 0.9 | 0.88 | 0.15 | 414.64 | 0 | 0 | 124.67 | 0.1803 | 0.056448 | 0.016 | 10 | System Off | 1 | 0
2432 | 2432 | 2012-04-11 07:59 | 7.64 | 17.16 | 17.16 | 7.64 | 652.06 | 604.55 | 227 | 14.96 | 647.7 | 0.97 | 0.93 | 0.91 | 0.22 | 474.19 | 0 | 0 | 176.76 | 0.18479 | 0.056448 | 0.023 | 10.13 | System Off | 1 | 0
2433 | 2433 | 2012-04-11 08:59 | 8.46 | 21.38 | 21.38 | 8.46 | 924.4 | 871.12 | 323 | 14.91 | 908.05 | 0.99 | 0.96 | 0.94 | 0.32 | 569.97 | 0 | 0 | 251.52 | 0.19079 | 0.056448 | 0.032 | 9.91 | System Off | 1 | 0
2434 | 2434 | 2012-04-11 09:59 | 9.15 | 22.29 | 22.29 | 9.15 | 909.97 | 857 | 320 | 14.81 | 894.47 | 0.97 | 0.96 | 0.94 | 0.31 | 514.72 | 0 | 0 | 249.47 | 0.19164 | 0.056448 | 0.032 | 10 | System Off | 1 | 0
2435 | 2435 | 2012-04-11 10:59 | 9.84 | 41.25 | 41.25 | 9.84 | 2061.11 | 1979.41 | 763 | 14.07 | 1980.06 | 0.94 | 1 | 0.98 | 0.72 | 1132.68 | 0 | 0 | 598.1 | 0.2122 | 0.056448 | 0.075 | 9.83 | System Off | 1 | 0
2436 | 2436 | 2012-04-11 11:59 | 10.53 | 32.44 | 32.44 | 10.53 | 1410.32 | 1345.74 | 509 | 14.43 | 1368.51 | 0.96 | 0.98 | 0.96 | 0.49 | 759.11 | 0 | 0 | 397.92 | 0.20015 | 0.056448 | 0.05 | 9.82 | System Off | 1 | 0
2437 | 2437 | 2012-04-11 12:59 | 10.53 | 26.64 | 26.64 | 10.53 | 1050.13 | 994.05 | 374 | 14.62 | 1027.94 | 0.96 | 0.97 | 0.95 | 0.36 | 621.08 | 0 | 0 | 292.04 | 0.19641 | 0.056448 | 0.037 | 9.89 | System Off | 1 | 0
2438 | 2438 | 2012-04-11 13:59 | 10.54 | 20.63 | 20.63 | 10.54 | 662.4 | 614.68 | 234 | 14.74 | 658.1 | 0.94 | 0.93 | 0.91 | 0.22 | 434.13 | 0 | 0 | 182.69 | 0.18928 | 0.056448 | 0.024 | 10.26 | System Off | 1 | 0
2439 | 2439 | 2012-04-11 14:59 | 10.55 | 23.18 | 23.18 | 10.55 | 837.24 | 785.85 | 296 | 14.73 | 825.42 | 0.94 | 0.95 | 0.93 | 0.28 | 584.38 | 0 | 0 | 231 | 0.19244 | 0.056448 | 0.03 | 10.14 | System Off | 1 | 0
2440 | 2440 | 2012-04-11 15:59 | 9.89 | 17.44 | 17.44 | 9.89 | 470.36 | 426.48 | 166 | 14.76 | 472.84 | 0.9 | 0.9 | 0.88 | 0.15 | 323.56 | 0 | 0 | 129.64 | 0.18491 | 0.056448 | 0.017 | 10.24 | System Off | 1 | 0
2441 | 2441 | 2012-04-11 16:59 | 9.24 | 10.04 | 10.04 | 9.24 | 44.88 | 8.81 | 16 | 14.61 | 49.48 | 0 | 0.18 | 0.17 | 0 | 6.46 | 0 | 0 | 12.54 | 0.17644 | 0.056448 | 0.002 | 12.5 | System Off | 0 | 0
2442 | 2442 | 2012-04-11 17:59 | 8.58 | 8.58 | 8.58 | 8.58 | 0 | 0 | 0 | 0 | 0 | 0 | 0 | 0 | 0 | 0 | 0 | 0 | 0 | 0 | 0 | 0 | 0 | System Off | 0 | 0
2443 | 2443 | 2012-04-11 18:59 | 7.9 | 7.9 | 7.9 | 7.9 | 0 | 0 | 0 | 0 | 0 | 0 | 0 | 0 | 0 | 0 | 0 | 0 | 0 | 0 | 0 | 0 | 0 | System Off | 0 | 0
2444 | 2444 | 2012-04-11 19:59 | 7.22 | 7.22 | 7.22 | 7.22 | 0 | 0 | 0 | 0 | 0 | 0 | 0 | 0 | 0 | 0 | 0 | 0 | 0 | 0 | 0 | 0 | 0 | System Off | 0 | 0
2445 | 2445 | 2012-04-11 20:59 | 6.54 | 6.54 | 6.54 | 6.54 | 0 | 0 | 0 | 0 | 0 | 0 | 0 | 0 | 0 | 0 | 0 | 0 | 0 | 0 | 0 | 0 | 0 | System Off | 0 | 0
2446 | 2446 | 2012-04-11 21:59 | 6.25 | 6.25 | 6.25 | 6.25 | 0 | 0 | 0 | 0 | 0 | 0 | 0 | 0 | 0 | 0 | 0 | 0 | 0 | 0 | 0 | 0 | 0 | System Off | 0 | 0
2447 | 2447 | 2012-04-11 22:59 | 5.95 | 5.95 | 5.95 | 5.95 | 0 | 0 | 0 | 0 | 0 | 0 | 0 | 0 | 0 | 0 | 0 | 0 | 0 | 0 | 0 | 0 | 0 | System Off | 0 | 0
2448 | 2448 | 2012-04-11 23:59 | 5.66 | 5.66 | 5.66 | 5.66 | 0 | 0 | 0 | 0 | 0 | 0 | 0 | 0 | 0 | 0 | 0 | 0 | 0 | 0 | 0 | 0 | 0 | System Off | 0 | 0
2449 | 2449 | 2012-04-12 00:59 | 5.18 | 5.18 | 5.18 | 5.18 | 0 | 0 | 0 | 0 | 0 | 0 | 0 | 0 | 0 | 0 | 0 | 0 | 0 | 0 | 0 | 0 | 0 | System Off | 0 | 0
2450 | 2450 | 2012-04-12 01:59 | 4.7 | 4.7 | 4.7 | 4.7 | 0 | 0 | 0 | 0 | 0 | 0 | 0 | 0 | 0 | 0 | 0 | 0 | 0 | 0 | 0 | 0 | 0 | System Off | 0 | 0
2451 | 2451 | 2012-04-12 02:59 | 4.21 | 4.21 | 4.21 | 4.21 | 0 | 0 | 0 | 0 | 0 | 0 | 0 | 0 | 0 | 0 | 0 | 0 | 0 | 0 | 0 | 0 | 0 | System Off | 0 | 0
2452 | 2452 | 2012-04-12 03:59 | 4.45 | 4.45 | 4.45 | 4.45 | 0 | 0 | 0 | 0 | 0 | 0 | 0 | 0 | 0 | 0 | 0 | 0 | 0 | 0 | 0 | 0 | 0 | System Off | 0 | 0
2453 | 2453 | 2012-04-12 04:59 | 4.68 | 5.29 | 5.29 | 4.68 | 33.57 | 0 | 12 | 14.57 | 37.3 | 0 | 0 | 0 | 0 | 0 | 0 | 0 | 9.41 | 0.18022 | 0.056448 | 0.001 | 8.33 | System Off | 0 | 0
2454 | 2454 | 2012-04-12 05:59 | 4.92 | 7.64 | 7.64 | 4.92 | 160.49 | 122.4 | 56 | 14.93 | 167.5 | 0.7 | 0.73 | 0.72 | 0.04 | 156.97 | 0 | 0 | 43.69 | 0.18283 | 0.056448 | 0.006 | 10.71 | System Off | 1 | 0
2455 | 2455 | 2012-04-12 06:59 | 6.12 | 11 | 11 | 6.12 | 293.27 | 252.76 | 102 | 14.97 | 299.47 | 0.88 | 0.84 | 0.83 | 0.09 | 252.15 | 0 | 0 | 79.49 | 0.17645 | 0.056448 | 0.01 | 9.8 | System Off | 1 | 0
2456 | 2456 | 2012-04-12 07:59 | 7.32 | 11.87 | 11.87 | 7.32 | 273.57 | 233.43 | 96 | 14.84 | 280.2 | 0.83 | 0.83 | 0.82 | 0.08 | 183.09 | 0 | 0 | 74.95 | 0.17781 | 0.056448 | 0.01 | 10.42 | System Off | 1 | 0
2457 | 2457 | 2012-04-12 08:59 | 8.52 | 15.62 | 15.62 | 8.52 | 430.51 | 387.41 | 151 | 14.85 | 434 | 0.92 | 0.89 | 0.87 | 0.14 | 253.48 | 0 | 0 | 117.8 | 0.18222 | 0.056448 | 0.015 | 9.93 | System Off | 1 | 0
2458 | 2458 | 2012-04-12 09:59 | 8.96 | 17.02 | 17.02 | 8.96 | 482.83 | 438.72 | 170 | 14.79 | 484.85 | 0.94 | 0.9 | 0.89 | 0.16 | 263.5 | 0 | 0 | 132.69 | 0.1838 | 0.056448 | 0.017 | 10 | System Off | 1 | 0
2459 | 2459 | 2012-04-12 10:59 | 9.39 | 26.45 | 26.45 | 9.39 | 1004.11 | 949.06 | 357 | 14.65 | 984.3 | 0.95 | 0.96 | 0.94 | 0.34 | 543.08 | 0 | 0 | 278.54 | 0.19388 | 0.056448 | 0.036 | 10.08 | System Off | 1 | 0
2460 | 2460 | 2012-04-12 11:59 | 9.83 | 30.94 | 30.94 | 9.83 | 1220.05 | 1160.05 | 439 | 14.47 | 1188.98 | 0.95 | 0.98 | 0.95 | 0.42 | 654.36 | 0 | 0 | 342.95 | 0.19872 | 0.056448 | 0.044 | 10.02 | System Off | 1 | 0
2461 | 2461 | 2012-04-12 12:59 | 9.89 | 19.89 | 19.89 | 9.89 | 599.73 | 553.29 | 212 | 14.73 | 597.9 | 0.94 | 0.93 | 0.91 | 0.2 | 345.7 | 0 | 0 | 165.51 | 0.18724 | 0.056448 | 0.021 | 9.91 | System Off | 1 | 0
2462 | 2462 | 2012-04-12 13:59 | 9.95 | 15.91 | 15.91 | 9.95 | 365.26 | 323.41 | 129 | 14.75 | 370.57 | 0.93 | 0.87 | 0.85 | 0.12 | 228.41 | 0 | 0 | 100.8 | 0.18312 | 0.056448 | 0.013 | 10.08 | System Off | 1 | 0
2463 | 2463 | 2012-04-12 14:59 | 10.01 | 15.45 | 15.45 | 10.01 | 341.13 | 299.73 | 121 | 14.68 | 346.94 | 0.91 | 0.86 | 0.85 | 0.11 | 222.89 | 0 | 0 | 94.64 | 0.1828 | 0.056448 | 0.012 | 9.92 | System Off | 1 | 0
2464 | 2464 | 2012-04-12 15:59 | 9.3 | 12.68 | 12.68 | 9.3 | 203.3 | 164.44 | 72 | 14.71 | 210.76 | 0.82 | 0.78 | 0.76 | 0.06 | 124.75 | 0 | 0 | 56.32 | 0.17934 | 0.056448 | 0.007 | 9.72 | System Off | 1 | 0
2465 | 2465 | 2012-04-12 16:59 | 8.6 | 9.09 | 9.09 | 8.6 | 26.43 | 0 | 10 | 13.77 | 29.79 | 0 | 0 | 0 | 0 | 0 | 0 | 0 | 7.92 | 0.18308 | 0.056448 | 0.001 | 10 | System Off | 0 | 0
2466 | 2466 | 2012-04-12 17:59 | 7.89 | 7.89 | 7.89 | 7.89 | 0 | 0 | 0 | 0 | 0 | 0 | 0 | 0 | 0 | 0 | 0 | 0 | 0 | 0 | 0 | 0 | 0 | System Off | 0 | 0
2467 | 2467 | 2012-04-12 18:59 | 6.77 | 6.77 | 6.77 | 6.77 | 0 | 0 | 0 | 0 | 0 | 0 | 0 | 0 | 0 | 0 | 0 | 0 | 0 | 0 | 0 | 0 | 0 | System Off | 0 | 0
2468 | 2468 | 2012-04-12 19:59 | 5.65 | 5.65 | 5.65 | 5.65 | 0 | 0 | 0 | 0 | 0 | 0 | 0 | 0 | 0 | 0 | 0 | 0 | 0 | 0 | 0 | 0 | 0 | System Off | 0 | 0
2469 | 2469 | 2012-04-12 20:59 | 4.54 | 4.54 | 4.54 | 4.54 | 0 | 0 | 0 | 0 | 0 | 0 | 0 | 0 | 0 | 0 | 0 | 0 | 0 | 0 | 0 | 0 | 0 | System Off | 0 | 0
2470 | 2470 | 2012-04-12 21:59 | 3.88 | 3.88 | 3.88 | 3.88 | 0 | 0 | 0 | 0 | 0 | 0 | 0 | 0 | 0 | 0 | 0 | 0 | 0 | 0 | 0 | 0 | 0 | System Off | 0 | 0
2471 | 2471 | 2012-04-12 22:59 | 3.23 | 3.23 | 3.23 | 3.23 | 0 | 0 | 0 | 0 | 0 | 0 | 0 | 0 | 0 | 0 | 0 | 0 | 0 | 0 | 0 | 0 | 0 | System Off | 0 | 0
2472 | 2472 | 2012-04-12 23:59 | 2.57 | 2.57 | 2.57 | 2.57 | 0 | 0 | 0 | 0 | 0 | 0 | 0 | 0 | 0 | 0 | 0 | 0 | 0 | 0 | 0 | 0 | 0 | System Off | 0 | 0
2473 | 2473 | 2012-04-13 00:59 | 2.34 | 2.34 | 2.34 | 2.34 | 0 | 0 | 0 | 0 | 0 | 0 | 0 | 0 | 0 | 0 | 0 | 0 | 0 | 0 | 0 | 0 | 0 | System Off | 0 | 0
2474 | 2474 | 2012-04-13 01:59 | 2.11 | 2.11 | 2.11 | 2.11 | 0 | 0 | 0 | 0 | 0 | 0 | 0 | 0 | 0 | 0 | 0 | 0 | 0 | 0 | 0 | 0 | 0 | System Off | 0 | 0
2475 | 2475 | 2012-04-13 02:59 | 1.87 | 1.87 | 1.87 | 1.87 | 0 | 0 | 0 | 0 | 0 | 0 | 0 | 0 | 0 | 0 | 0 | 0 | 0 | 0 | 0 | 0 | 0 | System Off | 0 | 0
2476 | 2476 | 2012-04-13 03:59 | 2.25 | 2.25 | 2.25 | 2.25 | 0 | 0 | 0 | 0 | 0 | 0 | 0 | 0 | 0 | 0 | 0 | 0 | 0 | 0 | 0 | 0 | 0 | System Off | 0 | 0
2477 | 2477 | 2012-04-13 04:59 | 2.64 | 3.08 | 3.08 | 2.64 | 22.49 | 0 | 8 | 14.64 | 25.36 | 0 | 0 | 0 | 0 | 0 | 0 | 0 | 6.27 | 0.17716 | 0.056448 | 0.001 | 12.5 | System Off | 0 | 0
2478 | 2478 | 2012-04-13 05:59 | 3.02 | 7.77 | 7.77 | 3.02 | 248.96 | 209.27 | 86 | 15.08 | 255.46 | 0.92 | 0.82 | 0.8 | 0.08 | 268.38 | 0 | 0 | 66.92 | 0.18167 | 0.056448 | 0.009 | 10.47 | System Off | 1 | 0
2479 | 2479 | 2012-04-13 06:59 | 4.84 | 14.81 | 14.81 | 4.84 | 540.35 | 495.1 | 188 | 14.97 | 540.06 | 0.96 | 0.92 | 0.9 | 0.18 | 493.9 | 0 | 0 | 146.31 | 0.17895 | 0.056448 | 0.019 | 10.11 | System Off | 1 | 0
2480 | 2480 | 2012-04-13 07:59 | 6.66 | 8.64 | 8.64 | 6.66 | 105.35 | 68.23 | 38 | 14.44 | 111.9 | 0.52 | 0.61 | 0.6 | 0.02 | 53.52 | 0 | 0 | 29.84 | 0.18179 | 0.056448 | 0.004 | 10.53 | System Off | 0 | 0
2481 | 2481 | 2012-04-13 08:59 | 8.48 | 17.05 | 17.05 | 8.48 | 475.29 | 431.32 | 167 | 14.82 | 477.56 | 0.95 | 0.9 | 0.88 | 0.16 | 282.21 | 0 | 0 | 130.26 | 0.18297 | 0.056448 | 0.017 | 10.18 | System Off | 1 | 0
2482 | 2482 | 2012-04-13 09:59 | 9.26 | 30.42 | 30.42 | 9.26 | 1154.92 | 1096.43 | 416 | 14.46 | 1127.52 | 0.96 | 0.97 | 0.95 | 0.4 | 658.53 | 0 | 0 | 324.98 | 0.19671 | 0.056448 | 0.041 | 9.86 | System Off | 1 | 0
2483 | 2483 | 2012-04-13 10:59 | 10.04 | 32.11 | 32.11 | 10.04 | 1194.58 | 1135.18 | 433 | 14.37 | 1165.07 | 0.95 | 0.97 | 0.95 | 0.41 | 649.58 | 0 | 0 | 338.59 | 0.19874 | 0.056448 | 0.043 | 9.93 | System Off | 1 | 0
2484 | 2484 | 2012-04-13 11:59 | 10.82 | 27.09 | 27.09 | 10.82 | 883.31 | 830.93 | 317 | 14.51 | 869.74 | 0.95 | 0.96 | 0.93 | 0.3 | 468.71 | 0 | 0 | 247.77 | 0.19393 | 0.056448 | 0.032 | 10.09 | System Off | 1 | 0
2485 | 2485 | 2012-04-13 12:59 | 10.97 | 22.13 | 22.13 | 10.97 | 616.42 | 569.64 | 219 | 14.66 | 614.24 | 0.96 | 0.93 | 0.91 | 0.21 | 355.91 | 0 | 0 | 171.07 | 0.18913 | 0.056448 | 0.022 | 10.05 | System Off | 1 | 0
2486 | 2486 | 2012-04-13 13:59 | 11.12 | 26.59 | 26.59 | 11.12 | 865.8 | 813.8 | 310 | 14.55 | 853.02 | 0.93 | 0.95 | 0.93 | 0.29 | 574.75 | 0 | 0 | 242.26 | 0.194 | 0.056448 | 0.031 | 10 | System Off | 1 | 0
2487 | 2487 | 2012-04-13 14:59 | 11.27 | 20.91 | 20.91 | 11.27 | 548.27 | 502.86 | 195 | 14.64 | 548.56 | 0.92 | 0.92 | 0.9 | 0.18 | 373.94 | 0 | 0 | 152.42 | 0.18834 | 0.056448 | 0.02 | 10.26 | System Off | 1 | 0
2488 | 2488 | 2012-04-13 15:59 | 10.59 | 13.05 | 13.05 | 10.59 | 134.6 | 96.97 | 49 | 14.31 | 141.95 | 0.81 | 0.68 | 0.67 | 0.04 | 73.57 | 0 | 0 | 38.53 | 0.17997 | 0.056448 | 0.005 | 10.2 | System Off | 1 | 0
2489 | 2489 | 2012-04-13 16:59 | 9.91 | 13.42 | 13.42 | 9.91 | 186.31 | 147.75 | 67 | 14.48 | 193.91 | 0.74 | 0.76 | 0.75 | 0.05 | 108.29 | 0 | 0 | 52.56 | 0.17994 | 0.056448 | 0.007 | 10.45 | System Off | 1 | 0
2490 | 2490 | 2012-04-13 17:59 | 9.23 | 9.23 | 9.23 | 9.23 | 0 | 0 | 0 | 0 | 0 | 0 | 0 | 0 | 0 | 0 | 0 | 0 | 0 | 0 | 0 | 0 | 0 | System Off | 0 | 0
2491 | 2491 | 2012-04-13 18:59 | 7.82 | 7.82 | 7.82 | 7.82 | 0 | 0 | 0 | 0 | 0 | 0 | 0 | 0 | 0 | 0 | 0 | 0 | 0 | 0 | 0 | 0 | 0 | System Off | 0 | 0
2492 | 2492 | 2012-04-13 19:59 | 6.4 | 6.4 | 6.4 | 6.4 | 0 | 0 | 0 | 0 | 0 | 0 | 0 | 0 | 0 | 0 | 0 | 0 | 0 | 0 | 0 | 0 | 0 | System Off | 0 | 0
2493 | 2493 | 2012-04-13 20:59 | 4.99 | 4.99 | 4.99 | 4.99 | 0 | 0 | 0 | 0 | 0 | 0 | 0 | 0 | 0 | 0 | 0 | 0 | 0 | 0 | 0 | 0 | 0 | System Off | 0 | 0
2494 | 2494 | 2012-04-13 21:59 | 4.36 | 4.36 | 4.36 | 4.36 | 0 | 0 | 0 | 0 | 0 | 0 | 0 | 0 | 0 | 0 | 0 | 0 | 0 | 0 | 0 | 0 | 0 | System Off | 0 | 0
2495 | 2495 | 2012-04-13 22:59 | 3.72 | 3.72 | 3.72 | 3.72 | 0 | 0 | 0 | 0 | 0 | 0 | 0 | 0 | 0 | 0 | 0 | 0 | 0 | 0 | 0 | 0 | 0 | System Off | 0 | 0
2496 | 2496 | 2012-04-13 23:59 | 3.09 | 3.09 | 3.09 | 3.09 | 0 | 0 | 0 | 0 | 0 | 0 | 0 | 0 | 0 | 0 | 0 | 0 | 0 | 0 | 0 | 0 | 0 | System Off | 0 | 0
2497 | 2497 | 2012-04-14 00:59 | 2.8 | 2.8 | 2.8 | 2.8 | 0 | 0 | 0 | 0 | 0 | 0 | 0 | 0 | 0 | 0 | 0 | 0 | 0 | 0 | 0 | 0 | 0 | System Off | 0 | 0
2498 | 2498 | 2012-04-14 01:59 | 2.5 | 2.5 | 2.5 | 2.5 | 0 | 0 | 0 | 0 | 0 | 0 | 0 | 0 | 0 | 0 | 0 | 0 | 0 | 0 | 0 | 0 | 0 | System Off | 0 | 0
2499 | 2499 | 2012-04-14 02:59 | 2.2 | 2.2 | 2.2 | 2.2 | 0 | 0 | 0 | 0 | 0 | 0 | 0 | 0 | 0 | 0 | 0 | 0 | 0 | 0 | 0 | 0 | 0 | System Off | 0 | 0
2500 | 2500 | 2012-04-14 03:59 | 2.71 | 2.71 | 2.71 | 2.71 | 0 | 0 | 0 | 0 | 0 | 0 | 0 | 0 | 0 | 0 | 0 | 0 | 0 | 0 | 0 | 0 | 0 | System Off | 0 | 0
2501 | 2501 | 2012-04-14 04:59 | 3.23 | 3.96 | 3.96 | 3.23 | 36.59 | 0.67 | 13 | 14.66 | 40.45 | 0 | 0.02 | 0.02 | 0 | 1.09 | 0 | 0 | 10.18 | 0.17824 | 0.056448 | 0.001 | 7.69 | System Off | 0 | 0
2502 | 2502 | 2012-04-14 05:59 | 3.74 | 7.97 | 7.97 | 3.74 | 217.39 | 178.27 | 76 | 14.9 | 224.24 | 0.79 | 0.8 | 0.78 | 0.06 | 228.63 | 0 | 0 | 59.29 | 0.18219 | 0.056448 | 0.008 | 10.53 | System Off | 1 | 0
2503 | 2503 | 2012-04-14 06:59 | 6.09 | 16.42 | 16.42 | 6.09 | 541.88 | 496.6 | 189 | 14.93 | 541.75 | 0.95 | 0.92 | 0.9 | 0.18 | 495.4 | 0 | 0 | 147.14 | 0.18073 | 0.056448 | 0.019 | 10.05 | System Off | 1 | 0
2504 | 2504 | 2012-04-14 07:59 | 8.44 | 21.1 | 21.1 | 8.44 | 676.39 | 628.38 | 239 | 14.74 | 671.56 | 0.96 | 0.94 | 0.92 | 0.23 | 492.88 | 0 | 0 | 186.42 | 0.18654 | 0.056448 | 0.024 | 10.04 | System Off | 1 | 0
2505 | 2505 | 2012-04-14 08:59 | 10.79 | 30.47 | 30.47 | 10.79 | 1055.93 | 999.71 | 381 | 14.43 | 1033.9 | 0.94 | 0.97 | 0.94 | 0.36 | 654.11 | 0 | 0 | 297.83 | 0.19716 | 0.056448 | 0.038 | 9.97 | System Off | 1 | 0
2506 | 2506 | 2012-04-14 09:59 | 11.02 | 39.75 | 39.75 | 11.02 | 1531.43 | 1463.84 | 568 | 14.04 | 1482.95 | 0.93 | 0.99 | 0.96 | 0.53 | 879.19 | 0 | 0 | 445.29 | 0.20396 | 0.056448 | 0.056 | 9.86 | System Off | 1 | 0
2507 | 2507 | 2012-04-14 10:59 | 11.24 | 36.38 | 36.38 | 11.24 | 1360.37 | 1297.01 | 499 | 14.2 | 1321.77 | 0.94 | 0.98 | 0.96 | 0.47 | 742.19 | 0 | 0 | 390.76 | 0.20072 | 0.056448 | 0.05 | 10.02 | System Off | 1 | 0
2508 | 2508 | 2012-04-14 11:59 | 11.47 | 49.44 | 49.44 | 11.47 | 2025.56 | 1944.85 | 776 | 13.6 | 1946.74 | 0.9 | 1 | 0.97 | 0.7 | 1097.06 | 0 | 0 | 610.55 | 0.21549 | 0.056448 | 0.076 | 9.79 | System Off | 1 | 0
2509 | 2509 | 2012-04-14 12:59 | 11.5 | 32.16 | 32.16 | 11.5 | 1188.15 | 1128.9 | 430 | 14.39 | 1159 | 0.95 | 0.97 | 0.95 | 0.41 | 705.33 | 0 | 0 | 336.31 | 0.19754 | 0.056448 | 0.043 | 10 | System Off | 1 | 0
2510 | 2510 | 2012-04-14 13:59 | 11.53 | 20.17 | 20.17 | 11.53 | 521.05 | 476.18 | 185 | 14.67 | 522.21 | 0.92 | 0.91 | 0.89 | 0.17 | 336.31 | 0 | 0 | 144.6 | 0.1882 | 0.056448 | 0.019 | 10.27 | System Off | 1 | 0
2511 | 2511 | 2012-04-14 14:59 | 11.57 | 22.26 | 22.26 | 11.57 | 670.63 | 622.74 | 238 | 14.68 | 666.22 | 0.96 | 0.93 | 0.91 | 0.23 | 463.09 | 0 | 0 | 185.94 | 0.19096 | 0.056448 | 0.024 | 10.08 | System Off | 1 | 0
2512 | 2512 | 2012-04-14 15:59 | 10.82 | 15.78 | 15.78 | 10.82 | 312.13 | 271.28 | 111 | 14.65 | 318.6 | 0.9 | 0.85 | 0.83 | 0.1 | 205.81 | 0 | 0 | 86.87 | 0.18343 | 0.056448 | 0.011 | 9.91 | System Off | 1 | 0
2513 | 2513 | 2012-04-14 16:59 | 10.08 | 12.84 | 12.84 | 10.08 | 172.3 | 134 | 62 | 14.47 | 179.84 | 0.8 | 0.75 | 0.73 | 0.05 | 98.21 | 0 | 0 | 48.65 | 0.17992 | 0.056448 | 0.006 | 9.68 | System Off | 1 | 0
2514 | 2514 | 2012-04-14 17:59 | 9.33 | 9.33 | 9.33 | 9.33 | 0 | 0 | 0 | 0 | 0 | 0 | 0 | 0 | 0 | 0 | 0 | 0 | 0 | 0 | 0 | 0 | 0 | System Off | 0 | 0
2515 | 2515 | 2012-04-14 18:59 | 8.76 | 8.76 | 8.76 | 8.76 | 0 | 0 | 0 | 0 | 0 | 0 | 0 | 0 | 0 | 0 | 0 | 0 | 0 | 0 | 0 | 0 | 0 | System Off | 0 | 0
2516 | 2516 | 2012-04-14 19:59 | 8.18 | 8.18 | 8.18 | 8.18 | 0 | 0 | 0 | 0 | 0 | 0 | 0 | 0 | 0 | 0 | 0 | 0 | 0 | 0 | 0 | 0 | 0 | System Off | 0 | 0
2517 | 2517 | 2012-04-14 20:59 | 7.61 | 7.61 | 7.61 | 7.61 | 0 | 0 | 0 | 0 | 0 | 0 | 0 | 0 | 0 | 0 | 0 | 0 | 0 | 0 | 0 | 0 | 0 | System Off | 0 | 0
2518 | 2518 | 2012-04-14 21:59 | 7.37 | 7.37 | 7.37 | 7.37 | 0 | 0 | 0 | 0 | 0 | 0 | 0 | 0 | 0 | 0 | 0 | 0 | 0 | 0 | 0 | 0 | 0 | System Off | 0 | 0
2519 | 2519 | 2012-04-14 22:59 | 7.13 | 7.13 | 7.13 | 7.13 | 0 | 0 | 0 | 0 | 0 | 0 | 0 | 0 | 0 | 0 | 0 | 0 | 0 | 0 | 0 | 0 | 0 | System Off | 0 | 0
2520 | 2520 | 2012-04-14 23:59 | 6.89 | 6.89 | 6.89 | 6.89 | 0 | 0 | 0 | 0 | 0 | 0 | 0 | 0 | 0 | 0 | 0 | 0 | 0 | 0 | 0 | 0 | 0 | System Off | 0 | 0
2521 | 2521 | 2012-04-15 00:59 | 6.49 | 6.49 | 6.49 | 6.49 | 0 | 0 | 0 | 0 | 0 | 0 | 0 | 0 | 0 | 0 | 0 | 0 | 0 | 0 | 0 | 0 | 0 | System Off | 0 | 0
2522 | 2522 | 2012-04-15 01:59 | 6.09 | 6.09 | 6.09 | 6.09 | 0 | 0 | 0 | 0 | 0 | 0 | 0 | 0 | 0 | 0 | 0 | 0 | 0 | 0 | 0 | 0 | 0 | System Off | 0 | 0
2523 | 2523 | 2012-04-15 02:59 | 5.69 | 5.69 | 5.69 | 5.69 | 0 | 0 | 0 | 0 | 0 | 0 | 0 | 0 | 0 | 0 | 0 | 0 | 0 | 0 | 0 | 0 | 0 | System Off | 0 | 0
2524 | 2524 | 2012-04-15 03:59 | 5.73 | 5.73 | 5.73 | 5.73 | 0 | 0 | 0 | 0 | 0 | 0 | 0 | 0 | 0 | 0 | 0 | 0 | 0 | 0 | 0 | 0 | 0 | System Off | 0 | 0
2525 | 2525 | 2012-04-15 04:59 | 5.76 | 6.38 | 6.38 | 5.76 | 40.91 | 4.91 | 15 | 14.2 | 45.12 | 0 | 0.11 | 0.11 | 0 | 8 | 0 | 0 | 11.82 | 0.1819 | 0.056448 | 0.002 | 13.33 | System Off | 0 | 0
2526 | 2526 | 2012-04-15 05:59 | 5.8 | 7.04 | 7.04 | 5.8 | 84.07 | 47.32 | 30 | 14.6 | 90.03 | 0.66 | 0.53 | 0.51 | 0.02 | 60.69 | 0 | 0 | 23.51 | 0.18273 | 0.056448 | 0.003 | 10 | System Off | 1 | 0
2527 | 2527 | 2012-04-15 06:59 | 6.91 | 10.07 | 10.07 | 6.91 | 230.5 | 191.15 | 81 | 14.82 | 237.49 | 0.86 | 0.8 | 0.79 | 0.07 | 190.69 | 0 | 0 | 63.28 | 0.1765 | 0.056448 | 0.008 | 9.88 | System Off | 1 | 0
2528 | 2528 | 2012-04-15 07:59 | 8.02 | 14.14 | 14.14 | 8.02 | 471.64 | 427.74 | 164 | 14.98 | 473.62 | 0.91 | 0.9 | 0.88 | 0.15 | 335.5 | 0 | 0 | 127.79 | 0.18217 | 0.056448 | 0.017 | 10.37 | System Off | 1 | 0
2529 | 2529 | 2012-04-15 08:59 | 9.13 | 17.46 | 17.46 | 9.13 | 669.9 | 622.02 | 233 | 14.97 | 664.83 | 0.94 | 0.94 | 0.92 | 0.22 | 406.99 | 0 | 0 | 181.5 | 0.1872 | 0.056448 | 0.023 | 9.87 | System Off | 1 | 0
2530 | 2530 | 2012-04-15 09:59 | 9.62 | 16.05 | 16.05 | 9.62 | 517.32 | 472.52 | 181 | 14.89 | 518.05 | 0.94 | 0.91 | 0.89 | 0.17 | 283.8 | 0 | 0 | 141.2 | 0.18528 | 0.056448 | 0.018 | 9.94 | System Off | 1 | 0
2531 | 2531 | 2012-04-15 10:59 | 10.1 | 19.08 | 19.08 | 10.1 | 726.67 | 677.62 | 254 | 14.9 | 719.39 | 0.98 | 0.94 | 0.92 | 0.25 | 387.76 | 0 | 0 | 198.01 | 0.18965 | 0.056448 | 0.025 | 9.84 | System Off | 1 | 0
2532 | 2532 | 2012-04-15 11:59 | 10.59 | 16.49 | 16.49 | 10.59 | 476.36 | 432.37 | 167 | 14.86 | 478.55 | 0.95 | 0.9 | 0.88 | 0.16 | 243.89 | 0 | 0 | 130.34 | 0.18594 | 0.056448 | 0.017 | 10.18 | System Off | 1 | 0
2533 | 2533 | 2012-04-15 12:59 | 10.44 | 17.7 | 17.7 | 10.44 | 597.17 | 550.78 | 209 | 14.88 | 595.11 | 0.95 | 0.93 | 0.91 | 0.2 | 344.12 | 0 | 0 | 163.04 | 0.18785 | 0.056448 | 0.021 | 10.05 | System Off | 1 | 0
2534 | 2534 | 2012-04-15 13:59 | 10.29 | 16.49 | 16.49 | 10.29 | 516.47 | 471.69 | 181 | 14.86 | 517.26 | 0.94 | 0.91 | 0.89 | 0.17 | 333.14 | 0 | 0 | 141.26 | 0.18622 | 0.056448 | 0.018 | 9.94 | System Off | 1 | 0
2535 | 2535 | 2012-04-15 14:59 | 10.14 | 17.24 | 17.24 | 10.14 | 602.66 | 556.16 | 210 | 14.95 | 600.32 | 0.95 | 0.93 | 0.91 | 0.2 | 413.57 | 0 | 0 | 163.69 | 0.18747 | 0.056448 | 0.021 | 10 | System Off | 1 | 0
2536 | 2536 | 2012-04-15 15:59 | 9.49 | 11.99 | 11.99 | 9.49 | 201.43 | 162.61 | 71 | 14.78 | 208.83 | 0.83 | 0.78 | 0.76 | 0.06 | 123.36 | 0 | 0 | 55.51 | 0.17955 | 0.056448 | 0.007 | 9.86 | System Off | 1 | 0
2537 | 2537 | 2012-04-15 16:59 | 8.83 | 10.05 | 10.05 | 8.83 | 92.58 | 55.69 | 33 | 14.61 | 98.96 | 0.59 | 0.56 | 0.55 | 0.02 | 40.81 | 0 | 0 | 25.86 | 0.17673 | 0.056448 | 0.003 | 9.09 | System Off | 0 | 0
2538 | 2538 | 2012-04-15 17:59 | 8.18 | 8.18 | 8.18 | 8.18 | 0 | 0 | 0 | 0 | 0 | 0 | 0 | 0 | 0 | 0 | 0 | 0 | 0 | 0 | 0 | 0 | 0 | System Off | 0 | 0
2539 | 2539 | 2012-04-15 18:59 | 7.46 | 7.46 | 7.46 | 7.46 | 0 | 0 | 0 | 0 | 0 | 0 | 0 | 0 | 0 | 0 | 0 | 0 | 0 | 0 | 0 | 0 | 0 | System Off | 0 | 0
2540 | 2540 | 2012-04-15 19:59 | 6.74 | 6.74 | 6.74 | 6.74 | 0 | 0 | 0 | 0 | 0 | 0 | 0 | 0 | 0 | 0 | 0 | 0 | 0 | 0 | 0 | 0 | 0 | System Off | 0 | 0
2541 | 2541 | 2012-04-15 20:59 | 6.02 | 6.02 | 6.02 | 6.02 | 0 | 0 | 0 | 0 | 0 | 0 | 0 | 0 | 0 | 0 | 0 | 0 | 0 | 0 | 0 | 0 | 0 | System Off | 0 | 0
2542 | 2542 | 2012-04-15 21:59 | 5.47 | 5.47 | 5.47 | 5.47 | 0 | 0 | 0 | 0 | 0 | 0 | 0 | 0 | 0 | 0 | 0 | 0 | 0 | 0 | 0 | 0 | 0 | System Off | 0 | 0
2543 | 2543 | 2012-04-15 22:59 | 4.92 | 4.92 | 4.92 | 4.92 | 0 | 0 | 0 | 0 | 0 | 0 | 0 | 0 | 0 | 0 | 0 | 0 | 0 | 0 | 0 | 0 | 0 | System Off | 0 | 0
2544 | 2544 | 2012-04-15 23:59 | 4.37 | 4.37 | 4.37 | 4.37 | 0 | 0 | 0 | 0 | 0 | 0 | 0 | 0 | 0 | 0 | 0 | 0 | 0 | 0 | 0 | 0 | 0 | System Off | 0 | 0
2545 | 2545 | 2012-04-16 00:59 | 3.95 | 3.95 | 3.95 | 3.95 | 0 | 0 | 0 | 0 | 0 | 0 | 0 | 0 | 0 | 0 | 0 | 0 | 0 | 0 | 0 | 0 | 0 | System Off | 0 | 0
2546 | 2546 | 2012-04-16 01:59 | 3.53 | 3.53 | 3.53 | 3.53 | 0 | 0 | 0 | 0 | 0 | 0 | 0 | 0 | 0 | 0 | 0 | 0 | 0 | 0 | 0 | 0 | 0 | System Off | 0 | 0
2547 | 2547 | 2012-04-16 02:59 | 3.11 | 3.11 | 3.11 | 3.11 | 0 | 0 | 0 | 0 | 0 | 0 | 0 | 0 | 0 | 0 | 0 | 0 | 0 | 0 | 0 | 0 | 0 | System Off | 0 | 0
2548 | 2548 | 2012-04-16 03:59 | 3.12 | 3.12 | 3.12 | 3.12 | 0 | 0 | 0 | 0 | 0 | 0 | 0 | 0 | 0 | 0 | 0 | 0 | 0 | 0 | 0 | 0 | 0 | System Off | 0 | 0
2549 | 2549 | 2012-04-16 04:59 | 3.13 | 3.97 | 3.97 | 3.13 | 56.28 | 20.02 | 20 | 14.66 | 61.12 | 0.49 | 0.33 | 0.32 | 0.01 | 32.64 | 0 | 0 | 15.67 | 0.17846 | 0.056448 | 0.002 | 10 | System Off | 0 | 0
2550 | 2550 | 2012-04-16 05:59 | 3.14 | 3.77 | 3.77 | 3.14 | 41.41 | 5.4 | 15 | 14.38 | 45.54 | 0 | 0.12 | 0.12 | 0 | 6.93 | 0 | 0 | 11.79 | 0.17822 | 0.056448 | 0.002 | 13.33 | System Off | 0 | 0
2551 | 2551 | 2012-04-16 06:59 | 4.15 | 11.73 | 11.73 | 4.15 | 554.74 | 509.2 | 190 | 15.21 | 553.48 | 0.94 | 0.92 | 0.9 | 0.18 | 507.97 | 0 | 0 | 147.56 | 0.18068 | 0.056448 | 0.019 | 10 | System Off | 1 | 0
2552 | 2552 | 2012-04-16 07:59 | 5.15 | 15.57 | 15.57 | 5.15 | 797.13 | 746.59 | 274 | 15.15 | 786.16 | 0.98 | 0.95 | 0.93 | 0.27 | 585.6 | 0 | 0 | 212.83 | 0.18362 | 0.056448 | 0.027 | 9.85 | System Off | 1 | 0
2553 | 2553 | 2012-04-16 08:59 | 6.16 | 20.63 | 20.63 | 6.16 | 1144.63 | 1086.39 | 397 | 15.02 | 1116.74 | 0.98 | 0.97 | 0.95 | 0.39 | 710.82 | 0 | 0 | 308.68 | 0.19119 | 0.056448 | 0.039 | 9.82 | System Off | 1 | 0
2554 | 2554 | 2012-04-16 09:59 | 6.99 | 24.5 | 24.5 | 6.99 | 1350.49 | 1287.37 | 473 | 14.87 | 1311.43 | 0.99 | 0.98 | 0.96 | 0.47 | 773.21 | 0 | 0 | 368.22 | 0.19623 | 0.056448 | 0.047 | 9.94 | System Off | 1 | 0
2555 | 2555 | 2012-04-16 10:59 | 7.82 | 26.65 | 26.65 | 7.82 | 1417.53 | 1352.77 | 500 | 14.77 | 1374.85 | 0.98 | 0.98 | 0.96 | 0.49 | 774.1 | 0 | 0 | 389.63 | 0.19883 | 0.056448 | 0.049 | 9.8 | System Off | 1 | 0
2556 | 2556 | 2012-04-16 11:59 | 8.65 | 24.1 | 24.1 | 8.65 | 1141.7 | 1083.52 | 401 | 14.83 | 1114.25 | 0.97 | 0.97 | 0.95 | 0.39 | 611.2 | 0 | 0 | 312.44 | 0.19501 | 0.056448 | 0.04 | 9.98 | System Off | 1 | 0
2557 | 2557 | 2012-04-16 12:59 | 8.7 | 22.75 | 22.75 | 8.7 | 1021.16 | 965.73 | 358 | 14.86 | 1000 | 0.98 | 0.97 | 0.94 | 0.35 | 603.39 | 0 | 0 | 278.9 | 0.19291 | 0.056448 | 0.036 | 10.06 | System Off | 1 | 0
2558 | 2558 | 2012-04-16 13:59 | 8.76 | 16.3 | 16.3 | 8.76 | 536.94 | 491.76 | 188 | 14.88 | 536.98 | 0.96 | 0.92 | 0.9 | 0.18 | 347.31 | 0 | 0 | 146.63 | 0.18442 | 0.056448 | 0.019 | 10.11 | System Off | 1 | 0
2559 | 2559 | 2012-04-16 14:59 | 8.82 | 20.24 | 20.24 | 8.82 | 802.46 | 751.82 | 281 | 14.87 | 791.86 | 0.96 | 0.95 | 0.93 | 0.27 | 559.07 | 0 | 0 | 218.97 | 0.18919 | 0.056448 | 0.028 | 9.96 | System Off | 1 | 0
2560 | 2560 | 2012-04-16 15:59 | 8.06 | 15.24 | 15.24 | 8.06 | 484.66 | 440.51 | 169 | 14.94 | 486.38 | 0.94 | 0.91 | 0.89 | 0.16 | 334.19 | 0 | 0 | 131.7 | 0.18248 | 0.056448 | 0.017 | 10.06 | System Off | 1 | 0
2561 | 2561 | 2012-04-16 16:59 | 7.29 | 10.45 | 10.45 | 7.29 | 201 | 162.18 | 71 | 14.74 | 208.24 | 0.84 | 0.78 | 0.76 | 0.06 | 118.86 | 0 | 0 | 55.52 | 0.17652 | 0.056448 | 0.007 | 9.86 | System Off | 1 | 0
2562 | 2562 | 2012-04-16 17:59 | 6.53 | 6.53 | 6.53 | 6.53 | 0 | 0 | 0 | 0 | 0 | 0 | 0 | 0 | 0 | 0 | 0 | 0 | 0 | 0 | 0 | 0 | 0 | System Off | 0 | 0
2563 | 2563 | 2012-04-16 18:59 | 5.27 | 5.27 | 5.27 | 5.27 | 0 | 0 | 0 | 0 | 0 | 0 | 0 | 0 | 0 | 0 | 0 | 0 | 0 | 0 | 0 | 0 | 0 | System Off | 0 | 0
2564 | 2564 | 2012-04-16 19:59 | 4.01 | 4.01 | 4.01 | 4.01 | 0 | 0 | 0 | 0 | 0 | 0 | 0 | 0 | 0 | 0 | 0 | 0 | 0 | 0 | 0 | 0 | 0 | System Off | 0 | 0
2565 | 2565 | 2012-04-16 20:59 | 2.75 | 2.75 | 2.75 | 2.75 | 0 | 0 | 0 | 0 | 0 | 0 | 0 | 0 | 0 | 0 | 0 | 0 | 0 | 0 | 0 | 0 | 0 | System Off | 0 | 0
2566 | 2566 | 2012-04-16 21:59 | 2.38 | 2.38 | 2.38 | 2.38 | 0 | 0 | 0 | 0 | 0 | 0 | 0 | 0 | 0 | 0 | 0 | 0 | 0 | 0 | 0 | 0 | 0 | System Off | 0 | 0
2567 | 2567 | 2012-04-16 22:59 | 2 | 2 | 2 | 2 | 0 | 0 | 0 | 0 | 0 | 0 | 0 | 0 | 0 | 0 | 0 | 0 | 0 | 0 | 0 | 0 | 0 | System Off | 0 | 0
2568 | 2568 | 2012-04-16 23:59 | 1.63 | 1.63 | 1.63 | 1.63 | 0 | 0 | 0 | 0 | 0 | 0 | 0 | 0 | 0 | 0 | 0 | 0 | 0 | 0 | 0 | 0 | 0 | System Off | 0 | 0
2569 | 2569 | 2012-04-17 00:59 | 1.2 | 1.2 | 1.2 | 1.2 | 0 | 0 | 0 | 0 | 0 | 0 | 0 | 0 | 0 | 0 | 0 | 0 | 0 | 0 | 0 | 0 | 0 | System Off | 0 | 0
2570 | 2570 | 2012-04-17 01:59 | 0.76 | 0.76 | 0.76 | 0.76 | 0 | 0 | 0 | 0 | 0 | 0 | 0 | 0 | 0 | 0 | 0 | 0 | 0 | 0 | 0 | 0 | 0 | System Off | 0 | 0
2571 | 2571 | 2012-04-17 02:59 | 0.32 | 0.32 | 0.32 | 0.32 | 0 | 0 | 0 | 0 | 0 | 0 | 0 | 0 | 0 | 0 | 0 | 0 | 0 | 0 | 0 | 0 | 0 | System Off | 0 | 0
2572 | 2572 | 2012-04-17 03:59 | 0.67 | 0.67 | 0.67 | 0.67 | 0 | 0 | 0 | 0 | 0 | 0 | 0 | 0 | 0 | 0 | 0 | 0 | 0 | 0 | 0 | 0 | 0 | System Off | 0 | 0
2573 | 2573 | 2012-04-17 04:59 | 1.01 | 2.12 | 2.12 | 1.01 | 65.34 | 28.92 | 23 | 14.8 | 70.41 | 0.43 | 0.41 | 0.4 | 0.01 | 47.16 | 0 | 0 | 17.98 | 0.17566 | 0.056448 | 0.002 | 8.7 | System Off | 1 | 0
2574 | 2574 | 2012-04-17 05:59 | 1.36 | 5.73 | 5.73 | 1.36 | 266.86 | 226.84 | 91 | 15.27 | 272.87 | 0.87 | 0.83 | 0.81 | 0.08 | 290.92 | 0 | 0 | 70.65 | 0.17958 | 0.056448 | 0.009 | 9.89 | System Off | 1 | 0
2575 | 2575 | 2012-04-17 06:59 | 3.62 | 12.37 | 12.37 | 3.62 | 583.6 | 537.48 | 200 | 15.2 | 581.33 | 0.95 | 0.92 | 0.9 | 0.19 | 536.18 | 0 | 0 | 155.28 | 0.18044 | 0.056448 | 0.02 | 10 | System Off | 1 | 0
2576 | 2576 | 2012-04-17 07:59 | 5.87 | 19.1 | 19.1 | 5.87 | 938.62 | 885.03 | 325 | 15.04 | 921.25 | 0.98 | 0.96 | 0.94 | 0.32 | 694.19 | 0 | 0 | 252.61 | 0.18718 | 0.056448 | 0.032 | 9.85 | System Off | 1 | 0
2577 | 2577 | 2012-04-17 08:59 | 8.13 | 22.84 | 22.84 | 8.13 | 1088.87 | 1031.9 | 381 | 14.89 | 1064.13 | 0.97 | 0.97 | 0.95 | 0.37 | 675.17 | 0 | 0 | 296.68 | 0.19324 | 0.056448 | 0.038 | 9.97 | System Off | 1 | 0
2578 | 2578 | 2012-04-17 09:59 | 8.95 | 26.57 | 26.57 | 8.95 | 1323.16 | 1260.7 | 467 | 14.76 | 1285.85 | 0.98 | 0.98 | 0.96 | 0.46 | 757.19 | 0 | 0 | 364.05 | 0.19881 | 0.056448 | 0.046 | 9.85 | System Off | 1 | 0
2579 | 2579 | 2012-04-17 10:59 | 9.77 | 29.32 | 29.32 | 9.77 | 1492.11 | 1425.51 | 531 | 14.64 | 1445.21 | 0.98 | 0.99 | 0.96 | 0.52 | 815.72 | 0 | 0 | 414.46 | 0.20011 | 0.056448 | 0.052 | 9.79 | System Off | 1 | 0
2580 | 2580 | 2012-04-17 11:59 | 10.59 | 36.94 | 36.94 | 10.59 | 2033.02 | 1952.11 | 740 | 14.31 | 1953.71 | 0.96 | 1 | 0.98 | 0.71 | 1101.15 | 0 | 0 | 579.31 | 0.2121 | 0.056448 | 0.072 | 9.73 | System Off | 1 | 0
2581 | 2581 | 2012-04-17 12:59 | 10.78 | 34.69 | 34.69 | 10.78 | 1894.08 | 1816.99 | 684 | 14.42 | 1823.27 | 0.96 | 1 | 0.97 | 0.66 | 1135.25 | 0 | 0 | 534.98 | 0.20948 | 0.056448 | 0.067 | 9.8 | System Off | 1 | 0
2582 | 2582 | 2012-04-17 13:59 | 10.97 | 24.81 | 24.81 | 10.97 | 1122.82 | 1065.08 | 396 | 14.77 | 1096.49 | 0.98 | 0.97 | 0.95 | 0.39 | 752.22 | 0 | 0 | 308.97 | 0.19815 | 0.056448 | 0.039 | 9.85 | System Off | 1 | 0
2583 | 2583 | 2012-04-17 14:59 | 11.17 | 21.88 | 21.88 | 11.17 | 885.82 | 833.38 | 311 | 14.83 | 871.45 | 0.96 | 0.96 | 0.94 | 0.3 | 619.72 | 0 | 0 | 242.59 | 0.19409 | 0.056448 | 0.031 | 9.97 | System Off | 1 | 0
2584 | 2584 | 2012-04-17 15:59 | 10.36 | 15.5 | 15.5 | 10.36 | 399.3 | 356.8 | 140 | 14.85 | 403.66 | 0.92 | 0.88 | 0.86 | 0.13 | 270.69 | 0 | 0 | 109.28 | 0.18424 | 0.056448 | 0.014 | 10 | System Off | 1 | 0
2585 | 2585 | 2012-04-17 16:59 | 9.55 | 12.42 | 12.42 | 9.55 | 205.73 | 166.82 | 73 | 14.68 | 213.15 | 0.82 | 0.78 | 0.77 | 0.06 | 122.26 | 0 | 0 | 57.14 | 0.17974 | 0.056448 | 0.007 | 9.59 | System Off | 1 | 0
2586 | 2586 | 2012-04-17 17:59 | 8.74 | 8.74 | 8.74 | 8.74 | 0 | 0 | 0 | 0 | 0 | 0 | 0 | 0 | 0 | 0 | 0 | 0 | 0 | 0 | 0 | 0 | 0 | System Off | 0 | 0
2587 | 2587 | 2012-04-17 18:59 | 8.13 | 8.13 | 8.13 | 8.13 | 0 | 0 | 0 | 0 | 0 | 0 | 0 | 0 | 0 | 0 | 0 | 0 | 0 | 0 | 0 | 0 | 0 | System Off | 0 | 0
2588 | 2588 | 2012-04-17 19:59 | 7.51 | 7.51 | 7.51 | 7.51 | 0 | 0 | 0 | 0 | 0 | 0 | 0 | 0 | 0 | 0 | 0 | 0 | 0 | 0 | 0 | 0 | 0 | System Off | 0 | 0
2589 | 2589 | 2012-04-17 20:59 | 6.9 | 6.9 | 6.9 | 6.9 | 0 | 0 | 0 | 0 | 0 | 0 | 0 | 0 | 0 | 0 | 0 | 0 | 0 | 0 | 0 | 0 | 0 | System Off | 0 | 0
2590 | 2590 | 2012-04-17 21:59 | 6.76 | 6.76 | 6.76 | 6.76 | 0 | 0 | 0 | 0 | 0 | 0 | 0 | 0 | 0 | 0 | 0 | 0 | 0 | 0 | 0 | 0 | 0 | System Off | 0 | 0
2591 | 2591 | 2012-04-17 22:59 | 6.62 | 6.62 | 6.62 | 6.62 | 0 | 0 | 0 | 0 | 0 | 0 | 0 | 0 | 0 | 0 | 0 | 0 | 0 | 0 | 0 | 0 | 0 | System Off | 0 | 0
2592 | 2592 | 2012-04-17 23:59 | 6.48 | 6.48 | 6.48 | 6.48 | 0 | 0 | 0 | 0 | 0 | 0 | 0 | 0 | 0 | 0 | 0 | 0 | 0 | 0 | 0 | 0 | 0 | System Off | 0 | 0
2593 | 2593 | 2012-04-18 00:59 | 6.03 | 6.03 | 6.03 | 6.03 | 0 | 0 | 0 | 0 | 0 | 0 | 0 | 0 | 0 | 0 | 0 | 0 | 0 | 0 | 0 | 0 | 0 | System Off | 0 | 0
2594 | 2594 | 2012-04-18 01:59 | 5.58 | 5.58 | 5.58 | 5.58 | 0 | 0 | 0 | 0 | 0 | 0 | 0 | 0 | 0 | 0 | 0 | 0 | 0 | 0 | 0 | 0 | 0 | System Off | 0 | 0
2595 | 2595 | 2012-04-18 02:59 | 5.12 | 5.12 | 5.12 | 5.12 | 0 | 0 | 0 | 0 | 0 | 0 | 0 | 0 | 0 | 0 | 0 | 0 | 0 | 0 | 0 | 0 | 0 | System Off | 0 | 0
2596 | 2596 | 2012-04-18 03:59 | 5.45 | 5.45 | 5.45 | 5.45 | 0 | 0 | 0 | 0 | 0 | 0 | 0 | 0 | 0 | 0 | 0 | 0 | 0 | 0 | 0 | 0 | 0 | System Off | 0 | 0
2597 | 2597 | 2012-04-18 04:59 | 5.77 | 6.87 | 6.87 | 5.77 | 68.93 | 32.44 | 25 | 14.36 | 74.4 | 0.4 | 0.44 | 0.43 | 0.01 | 52.9 | 0 | 0 | 19.65 | 0.18244 | 0.056448 | 0.003 | 12 | System Off | 1 | 0
2598 | 2598 | 2012-04-18 05:59 | 6.1 | 10.27 | 10.27 | 6.1 | 278.82 | 238.58 | 97 | 14.97 | 285.19 | 0.92 | 0.84 | 0.82 | 0.09 | 305.97 | 0 | 0 | 75.61 | 0.17618 | 0.056448 | 0.01 | 10.31 | System Off | 1 | 0
2599 | 2599 | 2012-04-18 06:59 | 7.07 | 15.19 | 15.19 | 7.07 | 585.54 | 539.38 | 203 | 15.02 | 583.61 | 0.98 | 0.92 | 0.9 | 0.2 | 538.08 | 0 | 0 | 158 | 0.18279 | 0.056448 | 0.02 | 9.85 | System Off | 1 | 0
2600 | 2600 | 2012-04-18 07:59 | 8.04 | 17.18 | 17.18 | 8.04 | 703.07 | 654.51 | 244 | 15.01 | 696.54 | 0.98 | 0.94 | 0.92 | 0.24 | 513.37 | 0 | 0 | 189.94 | 0.18621 | 0.056448 | 0.024 | 9.84 | System Off | 1 | 0
2601 | 2601 | 2012-04-18 08:59 | 9.01 | 11.29 | 11.29 | 9.01 | 179.81 | 141.37 | 64 | 14.63 | 187.19 | 0.78 | 0.76 | 0.74 | 0.05 | 92.5 | 0 | 0 | 50.13 | 0.17854 | 0.056448 | 0.007 | 10.94 | System Off | 1 | 0
2602 | 2602 | 2012-04-18 09:59 | 9.66 | 17.54 | 17.54 | 9.66 | 648.11 | 600.68 | 226 | 14.94 | 643.97 | 0.97 | 0.93 | 0.91 | 0.22 | 360.78 | 0 | 0 | 176.15 | 0.1876 | 0.056448 | 0.023 | 10.18 | System Off | 1 | 0
2603 | 2603 | 2012-04-18 10:59 | 10.31 | 14.62 | 14.62 | 10.31 | 357.28 | 315.57 | 126 | 14.77 | 362.59 | 0.87 | 0.87 | 0.85 | 0.11 | 180.58 | 0 | 0 | 98.49 | 0.18347 | 0.056448 | 0.013 | 10.32 | System Off | 1 | 0
2604 | 2604 | 2012-04-18 11:59 | 10.97 | 14.26 | 14.26 | 10.97 | 275.76 | 235.58 | 98 | 14.66 | 282.65 | 0.92 | 0.83 | 0.82 | 0.09 | 132.89 | 0 | 0 | 76.73 | 0.18298 | 0.056448 | 0.01 | 10.2 | System Off | 1 | 0
2605 | 2605 | 2012-04-18 12:59 | 10.87 | 19.31 | 19.31 | 10.87 | 715.7 | 666.88 | 250 | 14.91 | 708.94 | 0.96 | 0.94 | 0.92 | 0.24 | 416.67 | 0 | 0 | 194.91 | 0.19054 | 0.056448 | 0.025 | 10 | System Off | 1 | 0
2606 | 2606 | 2012-04-18 13:59 | 10.77 | 23.26 | 23.26 | 10.77 | 1060.12 | 1003.81 | 372 | 14.84 | 1036.96 | 0.97 | 0.97 | 0.95 | 0.36 | 708.95 | 0 | 0 | 290.06 | 0.19662 | 0.056448 | 0.037 | 9.95 | System Off | 1 | 0
2607 | 2607 | 2012-04-18 14:59 | 10.68 | 15.17 | 15.17 | 10.68 | 373.89 | 331.87 | 132 | 14.75 | 378.87 | 0.91 | 0.88 | 0.86 | 0.12 | 246.79 | 0 | 0 | 103.2 | 0.1843 | 0.056448 | 0.013 | 9.85 | System Off | 1 | 0
2608 | 2608 | 2012-04-18 15:59 | 10.3 | 16.74 | 16.74 | 10.3 | 509.15 | 464.51 | 178 | 14.9 | 510.22 | 0.95 | 0.91 | 0.89 | 0.17 | 352.4 | 0 | 0 | 138.84 | 0.18608 | 0.056448 | 0.018 | 10.11 | System Off | 1 | 0
2609 | 2609 | 2012-04-18 16:59 | 9.92 | 12.86 | 12.86 | 9.92 | 212.02 | 173 | 75 | 14.72 | 219.45 | 0.79 | 0.79 | 0.77 | 0.06 | 126.79 | 0 | 0 | 58.67 | 0.18035 | 0.056448 | 0.008 | 10.67 | System Off | 1 | 0
2610 | 2610 | 2012-04-18 17:59 | 9.54 | 9.87 | 9.87 | 9.54 | 20.98 | 0 | 8 | 13.66 | 23.92 | 0 | 0 | 0 | 0 | 0 | 0 | 0 | 6.35 | 0.17645 | 0.056448 | 0.001 | 12.5 | System Off | 0 | 0
2611 | 2611 | 2012-04-18 18:59 | 9.17 | 9.17 | 9.17 | 9.17 | 0 | 0 | 0 | 0 | 0 | 0 | 0 | 0 | 0 | 0 | 0 | 0 | 0 | 0 | 0 | 0 | 0 | System Off | 0 | 0
2612 | 2612 | 2012-04-18 19:59 | 8.8 | 8.8 | 8.8 | 8.8 | 0 | 0 | 0 | 0 | 0 | 0 | 0 | 0 | 0 | 0 | 0 | 0 | 0 | 0 | 0 | 0 | 0 | System Off | 0 | 0
2613 | 2613 | 2012-04-18 20:59 | 8.44 | 8.44 | 8.44 | 8.44 | 0 | 0 | 0 | 0 | 0 | 0 | 0 | 0 | 0 | 0 | 0 | 0 | 0 | 0 | 0 | 0 | 0 | System Off | 0 | 0
2614 | 2614 | 2012-04-18 21:59 | 8.34 | 8.34 | 8.34 | 8.34 | 0 | 0 | 0 | 0 | 0 | 0 | 0 | 0 | 0 | 0 | 0 | 0 | 0 | 0 | 0 | 0 | 0 | System Off | 0 | 0
2615 | 2615 | 2012-04-18 22:59 | 8.23 | 8.23 | 8.23 | 8.23 | 0 | 0 | 0 | 0 | 0 | 0 | 0 | 0 | 0 | 0 | 0 | 0 | 0 | 0 | 0 | 0 | 0 | System Off | 0 | 0
2616 | 2616 | 2012-04-18 23:59 | 8.13 | 8.13 | 8.13 | 8.13 | 0 | 0 | 0 | 0 | 0 | 0 | 0 | 0 | 0 | 0 | 0 | 0 | 0 | 0 | 0 | 0 | 0 | System Off | 0 | 0
2617 | 2617 | 2012-04-19 00:59 | 7.97 | 7.97 | 7.97 | 7.97 | 0 | 0 | 0 | 0 | 0 | 0 | 0 | 0 | 0 | 0 | 0 | 0 | 0 | 0 | 0 | 0 | 0 | System Off | 0 | 0
2618 | 2618 | 2012-04-19 01:59 | 7.8 | 7.8 | 7.8 | 7.8 | 0 | 0 | 0 | 0 | 0 | 0 | 0 | 0 | 0 | 0 | 0 | 0 | 0 | 0 | 0 | 0 | 0 | System Off | 0 | 0
2619 | 2619 | 2012-04-19 02:59 | 7.63 | 7.63 | 7.63 | 7.63 | 0 | 0 | 0 | 0 | 0 | 0 | 0 | 0 | 0 | 0 | 0 | 0 | 0 | 0 | 0 | 0 | 0 | System Off | 0 | 0
2620 | 2620 | 2012-04-19 03:59 | 7.68 | 7.68 | 7.68 | 7.68 | 0 | 0 | 0 | 0 | 0 | 0 | 0 | 0 | 0 | 0 | 0 | 0 | 0 | 0 | 0 | 0 | 0 | System Off | 0 | 0
2621 | 2621 | 2012-04-19 04:59 | 7.73 | 8.2 | 8.2 | 7.73 | 31.18 | 0 | 11 | 14.76 | 34.87 | 0 | 0 | 0 | 0 | 0 | 0 | 0 | 8.6 | 0.18189 | 0.056448 | 0.001 | 9.09 | System Off | 0 | 0
2622 | 2622 | 2012-04-19 05:59 | 7.78 | 9.9 | 9.9 | 7.78 | 148.78 | 110.9 | 53 | 14.62 | 155.95 | 0.75 | 0.71 | 0.7 | 0.04 | 142.22 | 0 | 0 | 41.52 | 0.1763 | 0.056448 | 0.005 | 9.43 | System Off | 1 | 0
2623 | 2623 | 2012-04-19 06:59 | 8.08 | 11.24 | 11.24 | 8.08 | 231.88 | 192.5 | 82 | 14.73 | 238.96 | 0.85 | 0.81 | 0.79 | 0.07 | 192.03 | 0 | 0 | 64.14 | 0.17816 | 0.056448 | 0.008 | 9.76 | System Off | 1 | 0
2624 | 2624 | 2012-04-19 07:59 | 8.39 | 13.48 | 13.48 | 8.39 | 389.08 | 346.77 | 136 | 14.9 | 393.43 | 0.95 | 0.88 | 0.86 | 0.13 | 272 | 0 | 0 | 106.1 | 0.18129 | 0.056448 | 0.014 | 10.29 | System Off | 1 | 0
2625 | 2625 | 2012-04-19 08:59 | 8.69 | 25.98 | 25.98 | 8.69 | 1375.72 | 1311.99 | 484 | 14.8 | 1335.36 | 0.97 | 0.98 | 0.96 | 0.47 | 858.43 | 0 | 0 | 377.16 | 0.19612 | 0.056448 | 0.048 | 9.92 | System Off | 1 | 0
2626 | 2626 | 2012-04-19 09:59 | 9.58 | 26.32 | 26.32 | 9.58 | 1315.47 | 1253.19 | 464 | 14.77 | 1278.57 | 0.97 | 0.98 | 0.96 | 0.45 | 752.68 | 0 | 0 | 361.78 | 0.19641 | 0.056448 | 0.046 | 9.91 | System Off | 1 | 0
2627 | 2627 | 2012-04-19 10:59 | 10.47 | 23.29 | 23.29 | 10.47 | 999.3 | 944.36 | 351 | 14.83 | 979.33 | 0.97 | 0.96 | 0.94 | 0.34 | 540.39 | 0 | 0 | 273.66 | 0.19512 | 0.056448 | 0.035 | 9.97 | System Off | 1 | 0
2628 | 2628 | 2012-04-19 11:59 | 11.37 | 14.07 | 14.07 | 11.37 | 204.52 | 165.64 | 73 | 14.59 | 212.13 | 0.81 | 0.78 | 0.76 | 0.06 | 93.43 | 0 | 0 | 57.2 | 0.18227 | 0.056448 | 0.007 | 9.59 | System Off | 1 | 0
2629 | 2629 | 2012-04-19 12:59 | 11.55 | 30.31 | 30.31 | 11.55 | 1393.34 | 1329.18 | 499 | 14.54 | 1352.29 | 0.96 | 0.98 | 0.96 | 0.48 | 830.47 | 0 | 0 | 389.98 | 0.20112 | 0.056448 | 0.049 | 9.82 | System Off | 1 | 0
2630 | 2630 | 2012-04-19 13:59 | 11.73 | 28.25 | 28.25 | 11.73 | 1185.12 | 1125.93 | 423 | 14.59 | 1155.74 | 0.97 | 0.97 | 0.95 | 0.41 | 795.2 | 0 | 0 | 330.49 | 0.1975 | 0.056448 | 0.042 | 9.93 | System Off | 1 | 0
2631 | 2631 | 2012-04-19 14:59 | 11.92 | 16.82 | 16.82 | 11.92 | 334.23 | 292.96 | 119 | 14.63 | 340.36 | 0.92 | 0.86 | 0.84 | 0.11 | 217.85 | 0 | 0 | 93.16 | 0.18539 | 0.056448 | 0.012 | 10.08 | System Off | 1 | 0
2632 | 2632 | 2012-04-19 15:59 | 11.14 | 18.97 | 18.97 | 11.14 | 504.54 | 459.99 | 178 | 14.76 | 506.09 | 0.95 | 0.91 | 0.89 | 0.17 | 348.98 | 0 | 0 | 139 | 0.18728 | 0.056448 | 0.018 | 10.11 | System Off | 1 | 0
2633 | 2633 | 2012-04-19 16:59 | 10.36 | 13.89 | 13.89 | 10.36 | 209.04 | 170.07 | 75 | 14.52 | 216.61 | 0.8 | 0.79 | 0.77 | 0.06 | 124.65 | 0 | 0 | 58.81 | 0.18097 | 0.056448 | 0.008 | 10.67 | System Off | 1 | 0
2634 | 2634 | 2012-04-19 17:59 | 9.58 | 9.92 | 9.92 | 9.58 | 17.21 | 0 | 6 | 14.94 | 19.8 | 0 | 0 | 0 | 0 | 0 | 0 | 0 | 4.68 | 0.17639 | 0.056448 | 0.001 | 16.67 | System Off | 0 | 0
2635 | 2635 | 2012-04-19 18:59 | 8.88 | 8.88 | 8.88 | 8.88 | 0 | 0 | 0 | 0 | 0 | 0 | 0 | 0 | 0 | 0 | 0 | 0 | 0 | 0 | 0 | 0 | 0 | System Off | 0 | 0
2636 | 2636 | 2012-04-19 19:59 | 8.18 | 8.18 | 8.18 | 8.18 | 0 | 0 | 0 | 0 | 0 | 0 | 0 | 0 | 0 | 0 | 0 | 0 | 0 | 0 | 0 | 0 | 0 | System Off | 0 | 0
2637 | 2637 | 2012-04-19 20:59 | 7.49 | 7.49 | 7.49 | 7.49 | 0 | 0 | 0 | 0 | 0 | 0 | 0 | 0 | 0 | 0 | 0 | 0 | 0 | 0 | 0 | 0 | 0 | System Off | 0 | 0
2638 | 2638 | 2012-04-19 21:59 | 7.29 | 7.29 | 7.29 | 7.29 | 0 | 0 | 0 | 0 | 0 | 0 | 0 | 0 | 0 | 0 | 0 | 0 | 0 | 0 | 0 | 0 | 0 | System Off | 0 | 0
2639 | 2639 | 2012-04-19 22:59 | 7.09 | 7.09 | 7.09 | 7.09 | 0 | 0 | 0 | 0 | 0 | 0 | 0 | 0 | 0 | 0 | 0 | 0 | 0 | 0 | 0 | 0 | 0 | System Off | 0 | 0
2640 | 2640 | 2012-04-19 23:59 | 6.89 | 6.89 | 6.89 | 6.89 | 0 | 0 | 0 | 0 | 0 | 0 | 0 | 0 | 0 | 0 | 0 | 0 | 0 | 0 | 0 | 0 | 0 | System Off | 0 | 0
2641 | 2641 | 2012-04-20 00:59 | 6.03 | 6.03 | 6.03 | 6.03 | 0 | 0 | 0 | 0 | 0 | 0 | 0 | 0 | 0 | 0 | 0 | 0 | 0 | 0 | 0 | 0 | 0 | System Off | 0 | 0
2642 | 2642 | 2012-04-20 01:59 | 5.17 | 5.17 | 5.17 | 5.17 | 0 | 0 | 0 | 0 | 0 | 0 | 0 | 0 | 0 | 0 | 0 | 0 | 0 | 0 | 0 | 0 | 0 | System Off | 0 | 0
2643 | 2643 | 2012-04-20 02:59 | 4.3 | 4.3 | 4.3 | 4.3 | 0 | 0 | 0 | 0 | 0 | 0 | 0 | 0 | 0 | 0 | 0 | 0 | 0 | 0 | 0 | 0 | 0 | System Off | 0 | 0
2644 | 2644 | 2012-04-20 03:59 | 4.73 | 4.73 | 4.73 | 4.73 | 0 | 0 | 0 | 0 | 0 | 0 | 0 | 0 | 0 | 0 | 0 | 0 | 0 | 0 | 0 | 0 | 0 | System Off | 0 | 0
2645 | 2645 | 2012-04-20 04:59 | 5.17 | 6.25 | 6.25 | 5.17 | 62.51 | 26.14 | 22 | 14.8 | 67.72 | 0.44 | 0.39 | 0.38 | 0.01 | 42.62 | 0 | 0 | 17.2 | 0.18143 | 0.056448 | 0.002 | 9.09 | System Off | 1 | 0
2646 | 2646 | 2012-04-20 05:59 | 5.6 | 9.13 | 9.13 | 5.6 | 214.89 | 175.82 | 75 | 14.92 | 221.9 | 0.79 | 0.79 | 0.78 | 0.06 | 225.48 | 0 | 0 | 58.5 | 0.18477 | 0.056448 | 0.008 | 10.67 | System Off | 1 | 0
2647 | 2647 | 2012-04-20 06:59 | 7.08 | 15.33 | 15.33 | 7.08 | 532.39 | 487.3 | 185 | 14.99 | 532.47 | 0.97 | 0.92 | 0.9 | 0.18 | 486.12 | 0 | 0 | 144.03 | 0.18191 | 0.056448 | 0.019 | 10.27 | System Off | 1 | 0
2648 | 2648 | 2012-04-20 07:59 | 8.55 | 24.07 | 24.07 | 8.55 | 1056.72 | 1000.48 | 372 | 14.8 | 1033.83 | 0.97 | 0.97 | 0.95 | 0.36 | 784.74 | 0 | 0 | 289.9 | 0.19341 | 0.056448 | 0.037 | 9.95 | System Off | 1 | 0
2649 | 2649 | 2012-04-20 08:59 | 10.03 | 28.92 | 28.92 | 10.03 | 1327.69 | 1265.12 | 473 | 14.62 | 1290.32 | 0.97 | 0.98 | 0.96 | 0.46 | 827.76 | 0 | 0 | 369.22 | 0.19755 | 0.056448 | 0.047 | 9.94 | System Off | 1 | 0
2650 | 2650 | 2012-04-20 09:59 | 10.64 | 30.01 | 30.01 | 10.64 | 1341.99 | 1279.08 | 480 | 14.56 | 1303.88 | 0.96 | 0.98 | 0.96 | 0.46 | 768.23 | 0 | 0 | 374.91 | 0.19881 | 0.056448 | 0.048 | 10 | System Off | 1 | 0
2651 | 2651 | 2012-04-20 10:59 | 11.25 | 34.45 | 34.45 | 11.25 | 1581.97 | 1513.1 | 573 | 14.38 | 1530.06 | 0.96 | 0.99 | 0.97 | 0.55 | 865.84 | 0 | 0 | 448.21 | 0.20449 | 0.056448 | 0.057 | 9.95 | System Off | 1 | 0
2652 | 2652 | 2012-04-20 11:59 | 11.86 | 43.54 | 43.54 | 11.86 | 2113.94 | 2030.75 | 789 | 13.95 | 2029.6 | 0.92 | 1 | 0.98 | 0.73 | 1145.51 | 0 | 0 | 619.43 | 0.21667 | 0.056448 | 0.077 | 9.76 | System Off | 1 | 0
2653 | 2653 | 2012-04-20 12:59 | 11.67 | 38.8 | 38.8 | 11.67 | 1836.71 | 1761.17 | 675 | 14.17 | 1769.48 | 0.95 | 1 | 0.97 | 0.64 | 1100.38 | 0 | 0 | 528.97 | 0.21042 | 0.056448 | 0.066 | 9.78 | System Off | 1 | 0
2654 | 2654 | 2012-04-20 13:59 | 11.49 | 28.91 | 28.91 | 11.49 | 1198.37 | 1138.88 | 428 | 14.58 | 1168.36 | 0.96 | 0.97 | 0.95 | 0.41 | 804.35 | 0 | 0 | 334.33 | 0.1974 | 0.056448 | 0.043 | 10.05 | System Off | 1 | 0
2655 | 2655 | 2012-04-20 14:59 | 11.31 | 23.8 | 23.8 | 11.31 | 864.75 | 812.77 | 306 | 14.72 | 851.65 | 0.95 | 0.95 | 0.93 | 0.29 | 604.4 | 0 | 0 | 238.87 | 0.19405 | 0.056448 | 0.031 | 10.13 | System Off | 1 | 0
2656 | 2656 | 2012-04-20 15:59 | 10.54 | 18.23 | 18.23 | 10.54 | 495.78 | 451.41 | 175 | 14.76 | 497.53 | 0.91 | 0.91 | 0.89 | 0.16 | 342.47 | 0 | 0 | 136.68 | 0.18628 | 0.056448 | 0.018 | 10.29 | System Off | 1 | 0
2657 | 2657 | 2012-04-20 16:59 | 9.76 | 13.07 | 13.07 | 9.76 | 199.37 | 160.58 | 71 | 14.63 | 206.89 | 0.84 | 0.78 | 0.76 | 0.06 | 117.69 | 0 | 0 | 55.6 | 0.17993 | 0.056448 | 0.007 | 9.86 | System Off | 1 | 0
2658 | 2658 | 2012-04-20 17:59 | 8.99 | 9.5 | 9.5 | 8.99 | 27.31 | 0 | 10 | 14.22 | 30.76 | 0 | 0 | 0 | 0 | 0 | 0 | 0 | 7.88 | 0.18363 | 0.056448 | 0.001 | 10 | System Off | 0 | 0
2659 | 2659 | 2012-04-20 18:59 | 8.61 | 8.61 | 8.61 | 8.61 | 0 | 0 | 0 | 0 | 0 | 0 | 0 | 0 | 0 | 0 | 0 | 0 | 0 | 0 | 0 | 0 | 0 | System Off | 0 | 0
2660 | 2660 | 2012-04-20 19:59 | 8.22 | 8.22 | 8.22 | 8.22 | 0 | 0 | 0 | 0 | 0 | 0 | 0 | 0 | 0 | 0 | 0 | 0 | 0 | 0 | 0 | 0 | 0 | System Off | 0 | 0
2661 | 2661 | 2012-04-20 20:59 | 7.84 | 7.84 | 7.84 | 7.84 | 0 | 0 | 0 | 0 | 0 | 0 | 0 | 0 | 0 | 0 | 0 | 0 | 0 | 0 | 0 | 0 | 0 | System Off | 0 | 0
2662 | 2662 | 2012-04-20 21:59 | 7.64 | 7.64 | 7.64 | 7.64 | 0 | 0 | 0 | 0 | 0 | 0 | 0 | 0 | 0 | 0 | 0 | 0 | 0 | 0 | 0 | 0 | 0 | System Off | 0 | 0
2663 | 2663 | 2012-04-20 22:59 | 7.43 | 7.43 | 7.43 | 7.43 | 0 | 0 | 0 | 0 | 0 | 0 | 0 | 0 | 0 | 0 | 0 | 0 | 0 | 0 | 0 | 0 | 0 | System Off | 0 | 0
2664 | 2664 | 2012-04-20 23:59 | 7.23 | 7.23 | 7.23 | 7.23 | 0 | 0 | 0 | 0 | 0 | 0 | 0 | 0 | 0 | 0 | 0 | 0 | 0 | 0 | 0 | 0 | 0 | System Off | 0 | 0
2665 | 2665 | 2012-04-21 00:59 | 6.76 | 6.76 | 6.76 | 6.76 | 0 | 0 | 0 | 0 | 0 | 0 | 0 | 0 | 0 | 0 | 0 | 0 | 0 | 0 | 0 | 0 | 0 | System Off | 0 | 0
2666 | 2666 | 2012-04-21 01:59 | 6.28 | 6.28 | 6.28 | 6.28 | 0 | 0 | 0 | 0 | 0 | 0 | 0 | 0 | 0 | 0 | 0 | 0 | 0 | 0 | 0 | 0 | 0 | System Off | 0 | 0
2667 | 2667 | 2012-04-21 02:59 | 5.8 | 5.8 | 5.8 | 5.8 | 0 | 0 | 0 | 0 | 0 | 0 | 0 | 0 | 0 | 0 | 0 | 0 | 0 | 0 | 0 | 0 | 0 | System Off | 0 | 0
2668 | 2668 | 2012-04-21 03:59 | 6.03 | 6.03 | 6.03 | 6.03 | 0 | 0 | 0 | 0 | 0 | 0 | 0 | 0 | 0 | 0 | 0 | 0 | 0 | 0 | 0 | 0 | 0 | System Off | 0 | 0
2669 | 2669 | 2012-04-21 04:59 | 6.25 | 6.96 | 6.96 | 6.25 | 45.54 | 9.46 | 16 | 14.82 | 50.03 | 0 | 0.19 | 0.19 | 0 | 15.43 | 0 | 0 | 12.51 | 0.18264 | 0.056448 | 0.002 | 12.5 | System Off | 0 | 0
2670 | 2670 | 2012-04-21 05:59 | 6.48 | 8.4 | 8.4 | 6.48 | 129.99 | 92.44 | 46 | 14.72 | 136.88 | 0.64 | 0.68 | 0.66 | 0.03 | 118.55 | 0 | 0 | 35.99 | 0.18453 | 0.056448 | 0.005 | 10.87 | System Off | 1 | 0
2671 | 2671 | 2012-04-21 06:59 | 6.93 | 11.21 | 11.21 | 6.93 | 299.39 | 258.77 | 105 | 14.85 | 305.5 | 0.86 | 0.85 | 0.83 | 0.09 | 258.15 | 0 | 0 | 81.98 | 0.17772 | 0.056448 | 0.011 | 10.48 | System Off | 1 | 0
2672 | 2672 | 2012-04-21 07:59 | 7.39 | 18.53 | 18.53 | 7.39 | 794.71 | 744.23 | 276 | 15 | 784.26 | 0.98 | 0.95 | 0.93 | 0.27 | 583.75 | 0 | 0 | 214.75 | 0.18689 | 0.056448 | 0.028 | 10.14 | System Off | 1 | 0
2673 | 2673 | 2012-04-21 08:59 | 7.84 | 19.16 | 19.16 | 7.84 | 813.97 | 763.08 | 284 | 14.93 | 802.71 | 0.99 | 0.95 | 0.93 | 0.28 | 499.28 | 0 | 0 | 221.17 | 0.18794 | 0.056448 | 0.028 | 9.86 | System Off | 1 | 0
2674 | 2674 | 2012-04-21 09:59 | 8.6 | 25.71 | 25.71 | 8.6 | 1262.19 | 1201.19 | 445 | 14.77 | 1228.24 | 0.97 | 0.98 | 0.96 | 0.43 | 721.45 | 0 | 0 | 346.85 | 0.19718 | 0.056448 | 0.044 | 9.89 | System Off | 1 | 0
2675 | 2675 | 2012-04-21 10:59 | 9.35 | 16.93 | 16.93 | 9.35 | 575.63 | 529.67 | 201 | 14.92 | 574.3 | 0.94 | 0.92 | 0.9 | 0.19 | 303.09 | 0 | 0 | 156.7 | 0.1859 | 0.056448 | 0.02 | 9.95 | System Off | 1 | 0
2676 | 2676 | 2012-04-21 11:59 | 10.11 | 29.46 | 29.46 | 10.11 | 1506.26 | 1439.3 | 536 | 14.64 | 1458.54 | 0.97 | 0.99 | 0.96 | 0.52 | 811.88 | 0 | 0 | 418.4 | 0.20086 | 0.056448 | 0.053 | 9.89 | System Off | 1 | 0
2677 | 2677 | 2012-04-21 12:59 | 10.23 | 12.83 | 12.83 | 10.23 | 195.79 | 157.06 | 70 | 14.57 | 203.3 | 0.85 | 0.77 | 0.76 | 0.06 | 98.13 | 0 | 0 | 54.87 | 0.18053 | 0.056448 | 0.007 | 10 | System Off | 1 | 0
2678 | 2678 | 2012-04-21 13:59 | 10.35 | 26.83 | 26.83 | 10.35 | 1253.88 | 1193.07 | 444 | 14.71 | 1220.5 | 0.97 | 0.98 | 0.96 | 0.43 | 842.62 | 0 | 0 | 346.43 | 0.19653 | 0.056448 | 0.044 | 9.91 | System Off | 1 | 0
2679 | 2679 | 2012-04-21 14:59 | 10.47 | 21.89 | 21.89 | 10.47 | 856.78 | 804.97 | 301 | 14.83 | 843.82 | 0.96 | 0.95 | 0.93 | 0.29 | 598.6 | 0 | 0 | 234.74 | 0.19257 | 0.056448 | 0.03 | 9.97 | System Off | 1 | 0
2680 | 2680 | 2012-04-21 15:59 | 9.88 | 14.13 | 14.13 | 9.88 | 287.04 | 246.65 | 102 | 14.66 | 293.73 | 0.88 | 0.84 | 0.82 | 0.09 | 187.12 | 0 | 0 | 79.83 | 0.18166 | 0.056448 | 0.01 | 9.8 | System Off | 1 | 0
2681 | 2681 | 2012-04-21 16:59 | 9.29 | 12.19 | 12.19 | 9.29 | 175.34 | 136.98 | 63 | 14.5 | 182.82 | 0.79 | 0.75 | 0.73 | 0.05 | 100.39 | 0 | 0 | 49.42 | 0.17888 | 0.056448 | 0.006 | 9.52 | System Off | 1 | 0
2682 | 2682 | 2012-04-21 17:59 | 8.7 | 9.33 | 9.33 | 8.7 | 32.21 | 0 | 12 | 13.98 | 36 | 0 | 0 | 0 | 0 | 0 | 0 | 0 | 9.48 | 0.18332 | 0.056448 | 0.001 | 8.33 | System Off | 0 | 0
2683 | 2683 | 2012-04-21 18:59 | 8.02 | 8.02 | 8.02 | 8.02 | 0 | 0 | 0 | 0 | 0 | 0 | 0 | 0 | 0 | 0 | 0 | 0 | 0 | 0 | 0 | 0 | 0 | System Off | 0 | 0
2684 | 2684 | 2012-04-21 19:59 | 7.34 | 7.34 | 7.34 | 7.34 | 0 | 0 | 0 | 0 | 0 | 0 | 0 | 0 | 0 | 0 | 0 | 0 | 0 | 0 | 0 | 0 | 0 | System Off | 0 | 0
2685 | 2685 | 2012-04-21 20:59 | 6.67 | 6.67 | 6.67 | 6.67 | 0 | 0 | 0 | 0 | 0 | 0 | 0 | 0 | 0 | 0 | 0 | 0 | 0 | 0 | 0 | 0 | 0 | System Off | 0 | 0
2686 | 2686 | 2012-04-21 21:59 | 6.34 | 6.34 | 6.34 | 6.34 | 0 | 0 | 0 | 0 | 0 | 0 | 0 | 0 | 0 | 0 | 0 | 0 | 0 | 0 | 0 | 0 | 0 | System Off | 0 | 0
2687 | 2687 | 2012-04-21 22:59 | 6.01 | 6.01 | 6.01 | 6.01 | 0 | 0 | 0 | 0 | 0 | 0 | 0 | 0 | 0 | 0 | 0 | 0 | 0 | 0 | 0 | 0 | 0 | System Off | 0 | 0
2688 | 2688 | 2012-04-21 23:59 | 5.68 | 5.68 | 5.68 | 5.68 | 0 | 0 | 0 | 0 | 0 | 0 | 0 | 0 | 0 | 0 | 0 | 0 | 0 | 0 | 0 | 0 | 0 | System Off | 0 | 0
2689 | 2689 | 2012-04-22 00:59 | 5.44 | 5.44 | 5.44 | 5.44 | 0 | 0 | 0 | 0 | 0 | 0 | 0 | 0 | 0 | 0 | 0 | 0 | 0 | 0 | 0 | 0 | 0 | System Off | 0 | 0
2690 | 2690 | 2012-04-22 01:59 | 5.19 | 5.19 | 5.19 | 5.19 | 0 | 0 | 0 | 0 | 0 | 0 | 0 | 0 | 0 | 0 | 0 | 0 | 0 | 0 | 0 | 0 | 0 | System Off | 0 | 0
2691 | 2691 | 2012-04-22 02:59 | 4.94 | 4.94 | 4.94 | 4.94 | 0 | 0 | 0 | 0 | 0 | 0 | 0 | 0 | 0 | 0 | 0 | 0 | 0 | 0 | 0 | 0 | 0 | System Off | 0 | 0
2692 | 2692 | 2012-04-22 03:59 | 5.13 | 5.13 | 5.13 | 5.13 | 0 | 0 | 0 | 0 | 0 | 0 | 0 | 0 | 0 | 0 | 0 | 0 | 0 | 0 | 0 | 0 | 0 | System Off | 0 | 0
2693 | 2693 | 2012-04-22 04:59 | 5.33 | 5.91 | 5.91 | 5.33 | 36.25 | 0.34 | 13 | 14.52 | 40.17 | 0 | 0.01 | 0.01 | 0 | 0.55 | 0 | 0 | 10.2 | 0.18119 | 0.056448 | 0.001 | 7.69 | System Off | 0 | 0
2694 | 2694 | 2012-04-22 05:59 | 5.52 | 9.28 | 9.28 | 5.52 | 253.7 | 213.92 | 88 | 15.02 | 260.32 | 0.9 | 0.82 | 0.8 | 0.08 | 274.35 | 0 | 0 | 68.56 | 0.18533 | 0.056448 | 0.009 | 10.23 | System Off | 1 | 0
2695 | 2695 | 2012-04-22 06:59 | 6.38 | 13.61 | 13.61 | 6.38 | 504.44 | 459.9 | 175 | 15.01 | 505.25 | 0.97 | 0.91 | 0.89 | 0.17 | 458.79 | 0 | 0 | 136.25 | 0.18043 | 0.056448 | 0.018 | 10.29 | System Off | 1 | 0
2696 | 2696 | 2012-04-22 07:59 | 7.24 | 19.29 | 19.29 | 7.24 | 862.17 | 810.24 | 300 | 14.97 | 848.59 | 0.97 | 0.95 | 0.93 | 0.29 | 635.52 | 0 | 0 | 233.47 | 0.18788 | 0.056448 | 0.03 | 10 | System Off | 1 | 0
2697 | 2697 | 2012-04-22 08:59 | 8.1 | 21.17 | 21.17 | 8.1 | 951.86 | 897.98 | 333 | 14.89 | 934.1 | 0.96 | 0.96 | 0.94 | 0.32 | 587.54 | 0 | 0 | 259.38 | 0.19078 | 0.056448 | 0.033 | 9.91 | System Off | 1 | 0
2698 | 2698 | 2012-04-22 09:59 | 8.63 | 19.35 | 19.35 | 8.63 | 800.29 | 749.69 | 279 | 14.94 | 789.7 | 0.97 | 0.95 | 0.93 | 0.27 | 450.27 | 0 | 0 | 217.28 | 0.18881 | 0.056448 | 0.028 | 10.04 | System Off | 1 | 0
2699 | 2699 | 2012-04-22 10:59 | 9.16 | 21.74 | 21.74 | 9.16 | 960.75 | 906.67 | 336 | 14.89 | 942.62 | 0.98 | 0.96 | 0.94 | 0.33 | 518.83 | 0 | 0 | 261.75 | 0.19245 | 0.056448 | 0.033 | 9.82 | System Off | 1 | 0
2700 | 2700 | 2012-04-22 11:59 | 9.7 | 13.01 | 13.01 | 9.7 | 254.88 | 215.08 | 90 | 14.75 | 261.91 | 0.88 | 0.82 | 0.8 | 0.08 | 121.32 | 0 | 0 | 70.38 | 0.1808 | 0.056448 | 0.009 | 10 | System Off | 1 | 0
2701 | 2701 | 2012-04-22 12:59 | 9.97 | 33.16 | 33.16 | 9.97 | 1800.68 | 1726.1 | 647 | 14.5 | 1735.55 | 0.96 | 0.99 | 0.97 | 0.62 | 1078.46 | 0 | 0 | 505.59 | 0.20634 | 0.056448 | 0.064 | 9.89 | System Off | 1 | 0
2702 | 2702 | 2012-04-22 13:59 | 10.24 | 28.39 | 28.39 | 10.24 | 1419.55 | 1354.75 | 504 | 14.67 | 1376.84 | 0.97 | 0.98 | 0.96 | 0.49 | 956.81 | 0 | 0 | 393.35 | 0.19942 | 0.056448 | 0.05 | 9.92 | System Off | 1 | 0
2703 | 2703 | 2012-04-22 14:59 | 10.52 | 12.73 | 12.73 | 10.52 | 166.45 | 128.25 | 60 | 14.45 | 173.97 | 0.83 | 0.74 | 0.72 | 0.05 | 95.37 | 0 | 0 | 47.11 | 0.18043 | 0.056448 | 0.006 | 10 | System Off | 1 | 0
2704 | 2704 | 2012-04-22 15:59 | 9.74 | 13.58 | 13.58 | 9.74 | 272.8 | 232.67 | 96 | 14.8 | 279.65 | 0.83 | 0.83 | 0.81 | 0.08 | 176.52 | 0 | 0 | 75.01 | 0.18116 | 0.056448 | 0.01 | 10.42 | System Off | 1 | 0
2705 | 2705 | 2012-04-22 16:59 | 8.97 | 9.52 | 9.52 | 8.97 | 33.3 | 0 | 12 | 14.45 | 37.18 | 0 | 0 | 0 | 0 | 0 | 0 | 0 | 9.42 | 0.1837 | 0.056448 | 0.001 | 8.33 | System Off | 0 | 0
2706 | 2706 | 2012-04-22 17:59 | 8.19 | 8.83 | 8.83 | 8.19 | 36.1 | 0.19 | 13 | 14.46 | 40.14 | 0 | 0 | 0 | 0 | 0.13 | 0 | 0 | 10.21 | 0.18265 | 0.056448 | 0.001 | 7.69 | System Off | 0 | 0
2707 | 2707 | 2012-04-22 18:59 | 7.48 | 7.48 | 7.48 | 7.48 | 0 | 0 | 0 | 0 | 0 | 0 | 0 | 0 | 0 | 0 | 0 | 0 | 0 | 0 | 0 | 0 | 0 | System Off | 0 | 0
2708 | 2708 | 2012-04-22 19:59 | 6.77 | 6.77 | 6.77 | 6.77 | 0 | 0 | 0 | 0 | 0 | 0 | 0 | 0 | 0 | 0 | 0 | 0 | 0 | 0 | 0 | 0 | 0 | System Off | 0 | 0
2709 | 2709 | 2012-04-22 20:59 | 6.06 | 6.06 | 6.06 | 6.06 | 0 | 0 | 0 | 0 | 0 | 0 | 0 | 0 | 0 | 0 | 0 | 0 | 0 | 0 | 0 | 0 | 0 | System Off | 0 | 0
2710 | 2710 | 2012-04-22 21:59 | 5.97 | 5.97 | 5.97 | 5.97 | 0 | 0 | 0 | 0 | 0 | 0 | 0 | 0 | 0 | 0 | 0 | 0 | 0 | 0 | 0 | 0 | 0 | System Off | 0 | 0
2711 | 2711 | 2012-04-22 22:59 | 5.88 | 5.88 | 5.88 | 5.88 | 0 | 0 | 0 | 0 | 0 | 0 | 0 | 0 | 0 | 0 | 0 | 0 | 0 | 0 | 0 | 0 | 0 | System Off | 0 | 0
2712 | 2712 | 2012-04-22 23:59 | 5.79 | 5.79 | 5.79 | 5.79 | 0 | 0 | 0 | 0 | 0 | 0 | 0 | 0 | 0 | 0 | 0 | 0 | 0 | 0 | 0 | 0 | 0 | System Off | 0 | 0
2713 | 2713 | 2012-04-23 00:59 | 5.5 | 5.5 | 5.5 | 5.5 | 0 | 0 | 0 | 0 | 0 | 0 | 0 | 0 | 0 | 0 | 0 | 0 | 0 | 0 | 0 | 0 | 0 | System Off | 0 | 0
2714 | 2714 | 2012-04-23 01:59 | 5.2 | 5.2 | 5.2 | 5.2 | 0 | 0 | 0 | 0 | 0 | 0 | 0 | 0 | 0 | 0 | 0 | 0 | 0 | 0 | 0 | 0 | 0 | System Off | 0 | 0
2715 | 2715 | 2012-04-23 02:59 | 4.9 | 4.9 | 4.9 | 4.9 | 0 | 0 | 0 | 0 | 0 | 0 | 0 | 0 | 0 | 0 | 0 | 0 | 0 | 0 | 0 | 0 | 0 | System Off | 0 | 0
2716 | 2716 | 2012-04-23 03:59 | 5.16 | 5.16 | 5.16 | 5.16 | 0 | 0 | 0 | 0 | 0 | 0 | 0 | 0 | 0 | 0 | 0 | 0 | 0 | 0 | 0 | 0 | 0 | System Off | 0 | 0
2717 | 2717 | 2012-04-23 04:59 | 5.43 | 6.79 | 6.79 | 5.43 | 86.16 | 49.38 | 31 | 14.48 | 92.16 | 0.64 | 0.54 | 0.52 | 0.02 | 80.51 | 0 | 0 | 24.33 | 0.18227 | 0.056448 | 0.003 | 9.68 | System Off | 1 | 0
2718 | 2718 | 2012-04-23 05:59 | 5.69 | 9.56 | 9.56 | 5.69 | 237.79 | 198.3 | 83 | 14.92 | 244.63 | 0.84 | 0.81 | 0.79 | 0.07 | 254.31 | 0 | 0 | 64.74 | 0.18532 | 0.056448 | 0.008 | 9.64 | System Off | 1 | 0
2719 | 2719 | 2012-04-23 06:59 | 6.76 | 15.72 | 15.72 | 6.76 | 625.21 | 578.25 | 217 | 15.01 | 621.81 | 0.97 | 0.93 | 0.91 | 0.21 | 576.85 | 0 | 0 | 168.9 | 0.18306 | 0.056448 | 0.022 | 10.14 | System Off | 1 | 0
2720 | 2720 | 2012-04-23 07:59 | 7.82 | 22.53 | 22.53 | 7.82 | 1080.46 | 1023.69 | 378 | 14.89 | 1056.15 | 0.98 | 0.97 | 0.95 | 0.37 | 802.95 | 0 | 0 | 294.33 | 0.19264 | 0.056448 | 0.038 | 10.05 | System Off | 1 | 0
2721 | 2721 | 2012-04-23 08:59 | 8.89 | 25.14 | 25.14 | 8.89 | 1226.08 | 1165.93 | 432 | 14.78 | 1194.09 | 0.97 | 0.98 | 0.95 | 0.42 | 762.87 | 0 | 0 | 336.76 | 0.19694 | 0.056448 | 0.043 | 9.95 | System Off | 1 | 0
2722 | 2722 | 2012-04-23 09:59 | 9.7 | 35.06 | 35.06 | 9.7 | 1834.75 | 1759.27 | 664 | 14.39 | 1767.56 | 0.96 | 1 | 0.97 | 0.64 | 1056.63 | 0 | 0 | 519.21 | 0.20683 | 0.056448 | 0.065 | 9.79 | System Off | 1 | 0
2723 | 2723 | 2012-04-23 10:59 | 10.5 | 28.08 | 28.08 | 10.5 | 1242.04 | 1181.52 | 442 | 14.64 | 1209.48 | 0.97 | 0.98 | 0.95 | 0.43 | 676.1 | 0 | 0 | 345.05 | 0.19666 | 0.056448 | 0.044 | 9.95 | System Off | 1 | 0
2724 | 2724 | 2012-04-23 11:59 | 11.31 | 37.19 | 37.19 | 11.31 | 1750.97 | 1677.71 | 640 | 14.25 | 1688.99 | 0.95 | 0.99 | 0.97 | 0.61 | 946.37 | 0 | 0 | 501.17 | 0.20805 | 0.056448 | 0.063 | 9.84 | System Off | 1 | 0
2725 | 2725 | 2012-04-23 12:59 | 11.49 | 28.48 | 28.48 | 11.49 | 1196.01 | 1136.58 | 427 | 14.59 | 1166.07 | 0.96 | 0.97 | 0.95 | 0.41 | 710.13 | 0 | 0 | 333.58 | 0.19735 | 0.056448 | 0.042 | 9.84 | System Off | 1 | 0
2726 | 2726 | 2012-04-23 13:59 | 11.67 | 16.89 | 16.89 | 11.67 | 376.15 | 334.09 | 133 | 14.73 | 381.3 | 0.9 | 0.88 | 0.86 | 0.12 | 235.95 | 0 | 0 | 103.98 | 0.18574 | 0.056448 | 0.013 | 9.77 | System Off | 1 | 0
2727 | 2727 | 2012-04-23 14:59 | 11.85 | 21.05 | 21.05 | 11.85 | 684.77 | 636.59 | 242 | 14.74 | 679.57 | 0.95 | 0.94 | 0.92 | 0.23 | 473.38 | 0 | 0 | 189.03 | 0.19156 | 0.056448 | 0.024 | 9.92 | System Off | 1 | 0
2728 | 2728 | 2012-04-23 15:59 | 10.76 | 17.55 | 17.55 | 10.76 | 492.78 | 448.46 | 173 | 14.84 | 494.53 | 0.92 | 0.91 | 0.89 | 0.16 | 340.23 | 0 | 0 | 135.02 | 0.18648 | 0.056448 | 0.017 | 9.83 | System Off | 1 | 0
2729 | 2729 | 2012-04-23 16:59 | 9.66 | 11.42 | 11.42 | 9.66 | 120.99 | 83.6 | 44 | 14.32 | 128.02 | 0.68 | 0.65 | 0.64 | 0.03 | 61.27 | 0 | 0 | 34.6 | 0.17844 | 0.056448 | 0.005 | 11.36 | System Off | 0 | 0
2730 | 2730 | 2012-04-23 17:59 | 8.57 | 8.85 | 8.85 | 8.57 | 17.31 | 0 | 6 | 15.03 | 19.88 | 0 | 0 | 0 | 0 | 0 | 0 | 0 | 4.68 | 0.18282 | 0.056448 | 0.001 | 16.67 | System Off | 0 | 0
2731 | 2731 | 2012-04-23 18:59 | 8.26 | 8.26 | 8.26 | 8.26 | 0 | 0 | 0 | 0 | 0 | 0 | 0 | 0 | 0 | 0 | 0 | 0 | 0 | 0 | 0 | 0 | 0 | System Off | 0 | 0
2732 | 2732 | 2012-04-23 19:59 | 7.95 | 7.95 | 7.95 | 7.95 | 0 | 0 | 0 | 0 | 0 | 0 | 0 | 0 | 0 | 0 | 0 | 0 | 0 | 0 | 0 | 0 | 0 | System Off | 0 | 0
2733 | 2733 | 2012-04-23 20:59 | 7.65 | 7.65 | 7.65 | 7.65 | 0 | 0 | 0 | 0 | 0 | 0 | 0 | 0 | 0 | 0 | 0 | 0 | 0 | 0 | 0 | 0 | 0 | System Off | 0 | 0
2734 | 2734 | 2012-04-23 21:59 | 7.8 | 7.8 | 7.8 | 7.8 | 0 | 0 | 0 | 0 | 0 | 0 | 0 | 0 | 0 | 0 | 0 | 0 | 0 | 0 | 0 | 0 | 0 | System Off | 0 | 0
2735 | 2735 | 2012-04-23 22:59 | 7.94 | 7.94 | 7.94 | 7.94 | 0 | 0 | 0 | 0 | 0 | 0 | 0 | 0 | 0 | 0 | 0 | 0 | 0 | 0 | 0 | 0 | 0 | System Off | 0 | 0
2736 | 2736 | 2012-04-23 23:59 | 8.09 | 8.09 | 8.09 | 8.09 | 0 | 0 | 0 | 0 | 0 | 0 | 0 | 0 | 0 | 0 | 0 | 0 | 0 | 0 | 0 | 0 | 0 | System Off | 0 | 0
2737 | 2737 | 2012-04-24 00:59 | 7.75 | 7.75 | 7.75 | 7.75 | 0 | 0 | 0 | 0 | 0 | 0 | 0 | 0 | 0 | 0 | 0 | 0 | 0 | 0 | 0 | 0 | 0 | System Off | 0 | 0
2738 | 2738 | 2012-04-24 01:59 | 7.41 | 7.41 | 7.41 | 7.41 | 0 | 0 | 0 | 0 | 0 | 0 | 0 | 0 | 0 | 0 | 0 | 0 | 0 | 0 | 0 | 0 | 0 | System Off | 0 | 0
2739 | 2739 | 2012-04-24 02:59 | 7.06 | 7.06 | 7.06 | 7.06 | 0 | 0 | 0 | 0 | 0 | 0 | 0 | 0 | 0 | 0 | 0 | 0 | 0 | 0 | 0 | 0 | 0 | System Off | 0 | 0
2740 | 2740 | 2012-04-24 03:59 | 7.22 | 7.22 | 7.22 | 7.22 | 0 | 0 | 0 | 0 | 0 | 0 | 0 | 0 | 0 | 0 | 0 | 0 | 0 | 0 | 0 | 0 | 0 | System Off | 0 | 0
2741 | 2741 | 2012-04-24 04:59 | 7.38 | 8.83 | 8.83 | 7.38 | 93.04 | 56.14 | 33 | 14.68 | 99.35 | 0.59 | 0.57 | 0.55 | 0.02 | 91.54 | 0 | 0 | 25.83 | 0.18254 | 0.056448 | 0.003 | 9.09 | System Off | 1 | 0
2742 | 2742 | 2012-04-24 05:59 | 7.54 | 11.98 | 11.98 | 7.54 | 291.26 | 250.79 | 102 | 14.87 | 297.61 | 0.88 | 0.84 | 0.82 | 0.09 | 321.63 | 0 | 0 | 79.61 | 0.17841 | 0.056448 | 0.01 | 9.8 | System Off | 1 | 0
2743 | 2743 | 2012-04-24 06:59 | 8.13 | 13.18 | 13.18 | 8.13 | 345.58 | 304.09 | 121 | 14.88 | 350.97 | 0.91 | 0.87 | 0.85 | 0.11 | 303.36 | 0 | 0 | 94.42 | 0.18018 | 0.056448 | 0.012 | 9.92 | System Off | 1 | 0
2744 | 2744 | 2012-04-24 07:59 | 8.73 | 13.41 | 13.41 | 8.73 | 329.07 | 287.89 | 116 | 14.78 | 334.86 | 0.86 | 0.86 | 0.84 | 0.1 | 225.81 | 0 | 0 | 90.64 | 0.18076 | 0.056448 | 0.012 | 10.34 | System Off | 1 | 0
2745 | 2745 | 2012-04-24 08:59 | 9.32 | 23.91 | 23.91 | 9.32 | 1065.1 | 1008.68 | 375 | 14.79 | 1041.75 | 0.96 | 0.97 | 0.95 | 0.36 | 659.98 | 0 | 0 | 292.36 | 0.19467 | 0.056448 | 0.037 | 9.87 | System Off | 1 | 0
2746 | 2746 | 2012-04-24 09:59 | 9.8 | 22.91 | 22.91 | 9.8 | 931.44 | 878 | 328 | 14.79 | 914.97 | 0.97 | 0.96 | 0.94 | 0.32 | 527.33 | 0 | 0 | 255.79 | 0.19298 | 0.056448 | 0.033 | 10.06 | System Off | 1 | 0
2747 | 2747 | 2012-04-24 10:59 | 10.28 | 15.35 | 15.35 | 10.28 | 348.73 | 307.18 | 123 | 14.77 | 354.35 | 0.89 | 0.87 | 0.85 | 0.11 | 175.78 | 0 | 0 | 96.11 | 0.18328 | 0.056448 | 0.012 | 9.76 | System Off | 1 | 0
2748 | 2748 | 2012-04-24 11:59 | 10.77 | 15.25 | 15.25 | 10.77 | 299.29 | 258.67 | 106 | 14.71 | 305.91 | 0.84 | 0.85 | 0.83 | 0.09 | 145.91 | 0 | 0 | 82.9 | 0.1831 | 0.056448 | 0.011 | 10.38 | System Off | 1 | 0
2749 | 2749 | 2012-04-24 12:59 | 10.69 | 18.01 | 18.01 | 10.69 | 490.82 | 446.54 | 173 | 14.78 | 492.7 | 0.92 | 0.91 | 0.89 | 0.16 | 279 | 0 | 0 | 135.1 | 0.18639 | 0.056448 | 0.017 | 9.83 | System Off | 1 | 0
2750 | 2750 | 2012-04-24 13:59 | 10.61 | 15.09 | 15.09 | 10.61 | 297.01 | 256.44 | 105 | 14.73 | 303.66 | 0.85 | 0.84 | 0.83 | 0.09 | 181.11 | 0 | 0 | 82.09 | 0.18283 | 0.056448 | 0.011 | 10.48 | System Off | 1 | 0
2751 | 2751 | 2012-04-24 14:59 | 10.54 | 12.27 | 12.27 | 10.54 | 110.86 | 73.65 | 40 | 14.43 | 117.81 | 0.74 | 0.63 | 0.61 | 0.03 | 54.77 | 0 | 0 | 31.41 | 0.17944 | 0.056448 | 0.004 | 10 | System Off | 0 | 0
2752 | 2752 | 2012-04-24 15:59 | 9.99 | 16.31 | 16.31 | 9.99 | 395.28 | 352.85 | 140 | 14.71 | 399.87 | 0.93 | 0.88 | 0.86 | 0.13 | 267.69 | 0 | 0 | 109.44 | 0.18374 | 0.056448 | 0.014 | 10 | System Off | 1 | 0
2753 | 2753 | 2012-04-24 16:59 | 9.43 | 13.66 | 13.66 | 9.43 | 240.65 | 201.11 | 85 | 14.75 | 247.93 | 0.81 | 0.81 | 0.79 | 0.07 | 147.39 | 0 | 0 | 66.44 | 0.18017 | 0.056448 | 0.009 | 10.59 | System Off | 1 | 0
2754 | 2754 | 2012-04-24 17:59 | 8.88 | 9.62 | 9.62 | 8.88 | 37.81 | 1.86 | 14 | 14.07 | 41.99 | 0 | 0.04 | 0.04 | 0 | 1.26 | 0 | 0 | 11.05 | 0.18368 | 0.056448 | 0.001 | 7.14 | System Off | 0 | 0
2755 | 2755 | 2012-04-24 18:59 | 8.61 | 8.61 | 8.61 | 8.61 | 0 | 0 | 0 | 0 | 0 | 0 | 0 | 0 | 0 | 0 | 0 | 0 | 0 | 0 | 0 | 0 | 0 | System Off | 0 | 0
2756 | 2756 | 2012-04-24 19:59 | 8.34 | 8.34 | 8.34 | 8.34 | 0 | 0 | 0 | 0 | 0 | 0 | 0 | 0 | 0 | 0 | 0 | 0 | 0 | 0 | 0 | 0 | 0 | System Off | 0 | 0
2757 | 2757 | 2012-04-24 20:59 | 8.07 | 8.07 | 8.07 | 8.07 | 0 | 0 | 0 | 0 | 0 | 0 | 0 | 0 | 0 | 0 | 0 | 0 | 0 | 0 | 0 | 0 | 0 | System Off | 0 | 0
2758 | 2758 | 2012-04-24 21:59 | 7.84 | 7.84 | 7.84 | 7.84 | 0 | 0 | 0 | 0 | 0 | 0 | 0 | 0 | 0 | 0 | 0 | 0 | 0 | 0 | 0 | 0 | 0 | System Off | 0 | 0
2759 | 2759 | 2012-04-24 22:59 | 7.61 | 7.61 | 7.61 | 7.61 | 0 | 0 | 0 | 0 | 0 | 0 | 0 | 0 | 0 | 0 | 0 | 0 | 0 | 0 | 0 | 0 | 0 | System Off | 0 | 0
2760 | 2760 | 2012-04-24 23:59 | 7.38 | 7.38 | 7.38 | 7.38 | 0 | 0 | 0 | 0 | 0 | 0 | 0 | 0 | 0 | 0 | 0 | 0 | 0 | 0 | 0 | 0 | 0 | System Off | 0 | 0
2761 | 2761 | 2012-04-25 00:59 | 6.9 | 6.9 | 6.9 | 6.9 | 0 | 0 | 0 | 0 | 0 | 0 | 0 | 0 | 0 | 0 | 0 | 0 | 0 | 0 | 0 | 0 | 0 | System Off | 0 | 0
2762 | 2762 | 2012-04-25 01:59 | 6.42 | 6.42 | 6.42 | 6.42 | 0 | 0 | 0 | 0 | 0 | 0 | 0 | 0 | 0 | 0 | 0 | 0 | 0 | 0 | 0 | 0 | 0 | System Off | 0 | 0
2763 | 2763 | 2012-04-25 02:59 | 5.93 | 5.93 | 5.93 | 5.93 | 0 | 0 | 0 | 0 | 0 | 0 | 0 | 0 | 0 | 0 | 0 | 0 | 0 | 0 | 0 | 0 | 0 | System Off | 0 | 0
2764 | 2764 | 2012-04-25 03:59 | 6.21 | 6.21 | 6.21 | 6.21 | 0 | 0 | 0 | 0 | 0 | 0 | 0 | 0 | 0 | 0 | 0 | 0 | 0 | 0 | 0 | 0 | 0 | System Off | 0 | 0
2765 | 2765 | 2012-04-25 04:59 | 6.5 | 8.13 | 8.13 | 6.5 | 102.24 | 65.18 | 36 | 14.79 | 108.69 | 0.54 | 0.6 | 0.59 | 0.02 | 106.28 | 0 | 0 | 28.14 | 0.18404 | 0.056448 | 0.004 | 11.11 | System Off | 1 | 0
2766 | 2766 | 2012-04-25 05:59 | 6.78 | 11.06 | 11.06 | 6.78 | 268.75 | 228.7 | 94 | 14.89 | 275.35 | 0.85 | 0.83 | 0.81 | 0.08 | 293.29 | 0 | 0 | 73.35 | 0.17696 | 0.056448 | 0.01 | 10.64 | System Off | 1 | 0
2767 | 2767 | 2012-04-25 06:59 | 8.08 | 16.41 | 16.41 | 8.08 | 595.75 | 549.39 | 207 | 14.99 | 593.57 | 0.96 | 0.93 | 0.91 | 0.2 | 548.06 | 0 | 0 | 161.18 | 0.18441 | 0.056448 | 0.021 | 10.14 | System Off | 1 | 0
2768 | 2768 | 2012-04-25 07:59 | 9.37 | 23.28 | 23.28 | 9.37 | 1079.99 | 1023.23 | 379 | 14.84 | 1055.77 | 0.98 | 0.97 | 0.95 | 0.37 | 802.58 | 0 | 0 | 295.38 | 0.19494 | 0.056448 | 0.038 | 10.03 | System Off | 1 | 0
2769 | 2769 | 2012-04-25 08:59 | 10.67 | 26.77 | 26.77 | 10.67 | 1315.96 | 1253.67 | 465 | 14.74 | 1279.08 | 0.97 | 0.98 | 0.96 | 0.45 | 820.27 | 0 | 0 | 362.78 | 0.19806 | 0.056448 | 0.046 | 9.89 | System Off | 1 | 0
2770 | 2770 | 2012-04-25 09:59 | 11.29 | 16.64 | 16.64 | 11.29 | 438.65 | 395.39 | 154 | 14.84 | 442.05 | 0.9 | 0.89 | 0.88 | 0.14 | 237.47 | 0 | 0 | 120.24 | 0.18627 | 0.056448 | 0.016 | 10.39 | System Off | 1 | 0
2771 | 2771 | 2012-04-25 10:59 | 11.91 | 23.37 | 23.37 | 11.91 | 956.04 | 902.06 | 337 | 14.78 | 938.32 | 0.98 | 0.96 | 0.94 | 0.33 | 516.19 | 0 | 0 | 263.04 | 0.1965 | 0.056448 | 0.034 | 10.09 | System Off | 1 | 0
2772 | 2772 | 2012-04-25 11:59 | 12.53 | 20.54 | 20.54 | 12.53 | 675 | 627.02 | 238 | 14.77 | 670.16 | 0.96 | 0.94 | 0.92 | 0.23 | 353.69 | 0 | 0 | 185.9 | 0.19233 | 0.056448 | 0.024 | 10.08 | System Off | 1 | 0
2773 | 2773 | 2012-04-25 12:59 | 11.91 | 17.59 | 17.59 | 11.91 | 474.24 | 430.29 | 167 | 14.79 | 476.61 | 0.95 | 0.9 | 0.88 | 0.16 | 268.84 | 0 | 0 | 130.47 | 0.18781 | 0.056448 | 0.017 | 10.18 | System Off | 1 | 0
2774 | 2774 | 2012-04-25 13:59 | 11.29 | 17.24 | 17.24 | 11.29 | 494.86 | 450.51 | 174 | 14.81 | 496.5 | 0.92 | 0.91 | 0.89 | 0.16 | 318.18 | 0 | 0 | 135.89 | 0.18729 | 0.056448 | 0.018 | 10.34 | System Off | 1 | 0
2775 | 2775 | 2012-04-25 14:59 | 10.67 | 15.38 | 15.38 | 10.67 | 388.49 | 346.19 | 137 | 14.77 | 393.12 | 0.95 | 0.88 | 0.86 | 0.13 | 257.44 | 0 | 0 | 107.08 | 0.18454 | 0.056448 | 0.014 | 10.22 | System Off | 1 | 0
2776 | 2776 | 2012-04-25 15:59 | 10.33 | 11.6 | 11.6 | 10.33 | 99.14 | 62.13 | 36 | 14.34 | 105.79 | 0.55 | 0.59 | 0.57 | 0.02 | 47.13 | 0 | 0 | 28.31 | 0.17895 | 0.056448 | 0.004 | 11.11 | System Off | 0 | 0
2777 | 2777 | 2012-04-25 16:59 | 9.98 | 11.34 | 11.34 | 9.98 | 104.08 | 66.99 | 38 | 14.27 | 110.82 | 0.52 | 0.6 | 0.59 | 0.02 | 49.09 | 0 | 0 | 29.91 | 0.17857 | 0.056448 | 0.004 | 10.53 | System Off | 0 | 0
2778 | 2778 | 2012-04-25 17:59 | 9.64 | 9.95 | 9.95 | 9.64 | 21.74 | 0 | 8 | 14.15 | 24.75 | 0 | 0 | 0 | 0 | 0 | 0 | 0 | 6.31 | 0.17658 | 0.056448 | 0.001 | 12.5 | System Off | 0 | 0
2779 | 2779 | 2012-04-25 18:59 | 10.09 | 10.09 | 10.09 | 10.09 | 0 | 0 | 0 | 0 | 0 | 0 | 0 | 0 | 0 | 0 | 0 | 0 | 0 | 0 | 0 | 0 | 0 | System Off | 0 | 0
2780 | 2780 | 2012-04-25 19:59 | 10.53 | 10.53 | 10.53 | 10.53 | 0 | 0 | 0 | 0 | 0 | 0 | 0 | 0 | 0 | 0 | 0 | 0 | 0 | 0 | 0 | 0 | 0 | System Off | 0 | 0
2781 | 2781 | 2012-04-25 20:59 | 10.98 | 10.98 | 10.98 | 10.98 | 0 | 0 | 0 | 0 | 0 | 0 | 0 | 0 | 0 | 0 | 0 | 0 | 0 | 0 | 0 | 0 | 0 | System Off | 0 | 0
2782 | 2782 | 2012-04-25 21:59 | 11.15 | 11.15 | 11.15 | 11.15 | 0 | 0 | 0 | 0 | 0 | 0 | 0 | 0 | 0 | 0 | 0 | 0 | 0 | 0 | 0 | 0 | 0 | System Off | 0 | 0
2783 | 2783 | 2012-04-25 22:59 | 11.33 | 11.33 | 11.33 | 11.33 | 0 | 0 | 0 | 0 | 0 | 0 | 0 | 0 | 0 | 0 | 0 | 0 | 0 | 0 | 0 | 0 | 0 | System Off | 0 | 0
2784 | 2784 | 2012-04-25 23:59 | 11.5 | 11.5 | 11.5 | 11.5 | 0 | 0 | 0 | 0 | 0 | 0 | 0 | 0 | 0 | 0 | 0 | 0 | 0 | 0 | 0 | 0 | 0 | System Off | 0 | 0
2785 | 2785 | 2012-04-26 00:59 | 11.06 | 11.06 | 11.06 | 11.06 | 0 | 0 | 0 | 0 | 0 | 0 | 0 | 0 | 0 | 0 | 0 | 0 | 0 | 0 | 0 | 0 | 0 | System Off | 0 | 0
2786 | 2786 | 2012-04-26 01:59 | 10.62 | 10.62 | 10.62 | 10.62 | 0 | 0 | 0 | 0 | 0 | 0 | 0 | 0 | 0 | 0 | 0 | 0 | 0 | 0 | 0 | 0 | 0 | System Off | 0 | 0
2787 | 2787 | 2012-04-26 02:59 | 10.18 | 10.18 | 10.18 | 10.18 | 0 | 0 | 0 | 0 | 0 | 0 | 0 | 0 | 0 | 0 | 0 | 0 | 0 | 0 | 0 | 0 | 0 | System Off | 0 | 0
2788 | 2788 | 2012-04-26 03:59 | 10.29 | 10.29 | 10.29 | 10.29 | 0 | 0 | 0 | 0 | 0 | 0 | 0 | 0 | 0 | 0 | 0 | 0 | 0 | 0 | 0 | 0 | 0 | System Off | 0 | 0
2789 | 2789 | 2012-04-26 04:59 | 10.41 | 10.66 | 10.66 | 10.41 | 17.14 | 0 | 6 | 14.88 | 19.75 | 0 | 0 | 0 | 0 | 0 | 0 | 0 | 4.69 | 0.17753 | 0.056448 | 0.001 | 16.67 | System Off | 0 | 0
2790 | 2790 | 2012-04-26 05:59 | 10.52 | 11.2 | 11.2 | 10.52 | 49.31 | 13.17 | 18 | 14.27 | 54.2 | 0 | 0.24 | 0.24 | 0 | 16.89 | 0 | 0 | 14.17 | 0.1783 | 0.056448 | 0.002 | 11.11 | System Off | 0 | 0
2791 | 2791 | 2012-04-26 06:59 | 11.17 | 15.03 | 15.03 | 11.17 | 297.09 | 256.51 | 105 | 14.74 | 303.73 | 0.85 | 0.84 | 0.83 | 0.09 | 255.89 | 0 | 0 | 82.11 | 0.18361 | 0.056448 | 0.011 | 10.48 | System Off | 1 | 0
2792 | 2792 | 2012-04-26 07:59 | 11.83 | 17.59 | 17.59 | 11.83 | 446.3 | 402.9 | 158 | 14.71 | 449.56 | 0.95 | 0.9 | 0.88 | 0.15 | 316.02 | 0 | 0 | 123.55 | 0.18724 | 0.056448 | 0.016 | 10.13 | System Off | 1 | 0
2793 | 2793 | 2012-04-26 08:59 | 12.48 | 18.45 | 18.45 | 12.48 | 462.64 | 418.92 | 164 | 14.69 | 465.51 | 0.91 | 0.9 | 0.88 | 0.15 | 274.1 | 0 | 0 | 128.27 | 0.18847 | 0.056448 | 0.017 | 10.37 | System Off | 1 | 0
2794 | 2794 | 2012-04-26 09:59 | 13.07 | 18.74 | 18.74 | 13.07 | 459.59 | 415.93 | 163 | 14.69 | 462.6 | 0.92 | 0.9 | 0.88 | 0.15 | 249.81 | 0 | 0 | 127.51 | 0.18926 | 0.056448 | 0.016 | 9.82 | System Off | 1 | 0
2795 | 2795 | 2012-04-26 10:59 | 13.66 | 22.1 | 22.1 | 13.66 | 716.44 | 667.61 | 254 | 14.69 | 710.02 | 0.94 | 0.94 | 0.92 | 0.24 | 382.03 | 0 | 0 | 198.59 | 0.19479 | 0.056448 | 0.026 | 10.24 | System Off | 1 | 0
2796 | 2796 | 2012-04-26 11:59 | 14.26 | 24.25 | 24.25 | 14.26 | 884.77 | 832.35 | 314 | 14.68 | 870.74 | 0.96 | 0.96 | 0.93 | 0.3 | 469.51 | 0 | 0 | 245.5 | 0.1956 | 0.056448 | 0.031 | 9.87 | System Off | 1 | 0
2797 | 2797 | 2012-04-26 12:59 | 14.38 | 26.96 | 26.96 | 14.38 | 1091.02 | 1034.01 | 388 | 14.65 | 1066.63 | 0.95 | 0.97 | 0.95 | 0.37 | 646.05 | 0 | 0 | 303.32 | 0.19958 | 0.056448 | 0.039 | 10.05 | System Off | 1 | 0
2798 | 2798 | 2012-04-26 13:59 | 14.5 | 21.06 | 21.06 | 14.5 | 553.55 | 508.04 | 197 | 14.63 | 553.65 | 0.91 | 0.92 | 0.9 | 0.18 | 358.81 | 0 | 0 | 154.19 | 0.19307 | 0.056448 | 0.02 | 10.15 | System Off | 1 | 0
2799 | 2799 | 2012-04-26 14:59 | 14.63 | 20.14 | 20.14 | 14.63 | 452.74 | 409.21 | 162 | 14.56 | 456.17 | 0.93 | 0.9 | 0.88 | 0.15 | 304.3 | 0 | 0 | 126.94 | 0.19145 | 0.056448 | 0.016 | 9.88 | System Off | 1 | 0
2800 | 2800 | 2012-04-26 15:59 | 14.12 | 17.51 | 17.51 | 14.12 | 262.19 | 222.25 | 94 | 14.53 | 269.67 | 0.84 | 0.82 | 0.81 | 0.08 | 168.61 | 0 | 0 | 73.71 | 0.18721 | 0.056448 | 0.01 | 10.64 | System Off | 1 | 0
2801 | 2801 | 2012-04-26 16:59 | 13.62 | 14.29 | 14.29 | 13.62 | 46.27 | 10.18 | 17 | 14.18 | 51.16 | 0 | 0.2 | 0.19 | 0 | 7.46 | 0 | 0 | 13.4 | 0.18255 | 0.056448 | 0.002 | 11.76 | System Off | 0 | 0
2802 | 2802 | 2012-04-26 17:59 | 13.11 | 13.86 | 13.86 | 13.11 | 49.46 | 13.31 | 18 | 14.31 | 54.5 | 0 | 0.24 | 0.24 | 0 | 8.97 | 0 | 0 | 14.16 | 0.18189 | 0.056448 | 0.002 | 11.11 | System Off | 0 | 0
2803 | 2803 | 2012-04-26 18:59 | 12.73 | 12.73 | 12.73 | 12.73 | 0 | 0 | 0 | 0 | 0 | 0 | 0 | 0 | 0 | 0 | 0 | 0 | 0 | 0 | 0 | 0 | 0 | System Off | 0 | 0
2804 | 2804 | 2012-04-26 19:59 | 12.35 | 12.35 | 12.35 | 12.35 | 0 | 0 | 0 | 0 | 0 | 0 | 0 | 0 | 0 | 0 | 0 | 0 | 0 | 0 | 0 | 0 | 0 | System Off | 0 | 0
2805 | 2805 | 2012-04-26 20:59 | 11.97 | 11.97 | 11.97 | 11.97 | 0 | 0 | 0 | 0 | 0 | 0 | 0 | 0 | 0 | 0 | 0 | 0 | 0 | 0 | 0 | 0 | 0 | System Off | 0 | 0
2806 | 2806 | 2012-04-26 21:59 | 11.83 | 11.83 | 11.83 | 11.83 | 0 | 0 | 0 | 0 | 0 | 0 | 0 | 0 | 0 | 0 | 0 | 0 | 0 | 0 | 0 | 0 | 0 | System Off | 0 | 0
2807 | 2807 | 2012-04-26 22:59 | 11.69 | 11.69 | 11.69 | 11.69 | 0 | 0 | 0 | 0 | 0 | 0 | 0 | 0 | 0 | 0 | 0 | 0 | 0 | 0 | 0 | 0 | 0 | System Off | 0 | 0
2808 | 2808 | 2012-04-26 23:59 | 11.55 | 11.55 | 11.55 | 11.55 | 0 | 0 | 0 | 0 | 0 | 0 | 0 | 0 | 0 | 0 | 0 | 0 | 0 | 0 | 0 | 0 | 0 | System Off | 0 | 0
2809 | 2809 | 2012-04-27 00:59 | 11.02 | 11.02 | 11.02 | 11.02 | 0 | 0 | 0 | 0 | 0 | 0 | 0 | 0 | 0 | 0 | 0 | 0 | 0 | 0 | 0 | 0 | 0 | System Off | 0 | 0
2810 | 2810 | 2012-04-27 01:59 | 10.49 | 10.49 | 10.49 | 10.49 | 0 | 0 | 0 | 0 | 0 | 0 | 0 | 0 | 0 | 0 | 0 | 0 | 0 | 0 | 0 | 0 | 0 | System Off | 0 | 0
2811 | 2811 | 2012-04-27 02:59 | 9.95 | 9.95 | 9.95 | 9.95 | 0 | 0 | 0 | 0 | 0 | 0 | 0 | 0 | 0 | 0 | 0 | 0 | 0 | 0 | 0 | 0 | 0 | System Off | 0 | 0
2812 | 2812 | 2012-04-27 03:59 | 10.14 | 10.14 | 10.14 | 10.14 | 0 | 0 | 0 | 0 | 0 | 0 | 0 | 0 | 0 | 0 | 0 | 0 | 0 | 0 | 0 | 0 | 0 | System Off | 0 | 0
2813 | 2813 | 2012-04-27 04:59 | 10.33 | 10.98 | 10.98 | 10.33 | 40.02 | 4.03 | 15 | 13.9 | 44.38 | 0 | 0.09 | 0.09 | 0 | 6.58 | 0 | 0 | 11.86 | 0.17789 | 0.056448 | 0.002 | 13.33 | System Off | 0 | 0
2814 | 2814 | 2012-04-27 05:59 | 10.52 | 13.2 | 13.2 | 10.52 | 173.43 | 135.11 | 62 | 14.57 | 181.01 | 0.8 | 0.75 | 0.73 | 0.05 | 173.27 | 0 | 0 | 48.6 | 0.18053 | 0.056448 | 0.006 | 9.68 | System Off | 1 | 0
2815 | 2815 | 2012-04-27 06:59 | 12 | 20.86 | 20.86 | 12 | 596.24 | 549.87 | 211 | 14.72 | 594.67 | 0.94 | 0.92 | 0.9 | 0.2 | 548.54 | 0 | 0 | 164.84 | 0.19019 | 0.056448 | 0.021 | 9.95 | System Off | 1 | 0
2816 | 2816 | 2012-04-27 07:59 | 13.49 | 19.1 | 19.1 | 13.49 | 384.95 | 342.72 | 138 | 14.53 | 390.17 | 0.87 | 0.88 | 0.86 | 0.12 | 268.82 | 0 | 0 | 108.15 | 0.18859 | 0.056448 | 0.014 | 10.14 | System Off | 1 | 0
2817 | 2817 | 2012-04-27 08:59 | 14.97 | 23.5 | 23.5 | 14.97 | 599.35 | 552.91 | 215 | 14.52 | 598.06 | 0.93 | 0.92 | 0.9 | 0.2 | 361.77 | 0 | 0 | 168.42 | 0.19469 | 0.056448 | 0.022 | 10.23 | System Off | 1 | 0
2818 | 2818 | 2012-04-27 09:59 | 15.86 | 34.52 | 34.52 | 15.86 | 1256.33 | 1195.47 | 459 | 14.26 | 1223.65 | 0.94 | 0.98 | 0.95 | 0.43 | 718.01 | 0 | 0 | 359.96 | 0.20551 | 0.056448 | 0.046 | 10.02 | System Off | 1 | 0
2819 | 2819 | 2012-04-27 10:59 | 16.75 | 27.55 | 27.55 | 16.75 | 702.84 | 654.29 | 254 | 14.41 | 697.82 | 0.94 | 0.94 | 0.92 | 0.24 | 374.4 | 0 | 0 | 199.12 | 0.19614 | 0.056448 | 0.026 | 10.24 | System Off | 1 | 0
2820 | 2820 | 2012-04-27 11:59 | 17.65 | 34.77 | 34.77 | 17.65 | 1064.54 | 1008.13 | 391 | 14.18 | 1042.55 | 0.92 | 0.97 | 0.94 | 0.36 | 568.67 | 0 | 0 | 306.97 | 0.20463 | 0.056448 | 0.039 | 9.97 | System Off | 1 | 0
2821 | 2821 | 2012-04-27 12:59 | 17.62 | 28.47 | 28.47 | 17.62 | 680.8 | 632.71 | 248 | 14.3 | 676.89 | 0.93 | 0.93 | 0.91 | 0.23 | 395.31 | 0 | 0 | 194.69 | 0.19711 | 0.056448 | 0.025 | 10.08 | System Off | 1 | 0
2822 | 2822 | 2012-04-27 13:59 | 17.59 | 27.94 | 27.94 | 17.59 | 653.52 | 605.98 | 237 | 14.36 | 650.68 | 0.92 | 0.93 | 0.91 | 0.22 | 427.98 | 0 | 0 | 185.92 | 0.19648 | 0.056448 | 0.024 | 10.13 | System Off | 1 | 0
2823 | 2823 | 2012-04-27 14:59 | 17.56 | 27.27 | 27.27 | 17.56 | 616.07 | 569.29 | 224 | 14.32 | 614.67 | 0.94 | 0.93 | 0.91 | 0.21 | 423.34 | 0 | 0 | 175.84 | 0.19577 | 0.056448 | 0.023 | 10.27 | System Off | 1 | 0
2824 | 2824 | 2012-04-27 15:59 | 16.59 | 18.62 | 18.62 | 16.59 | 117.08 | 79.76 | 44 | 13.86 | 124.69 | 0.68 | 0.64 | 0.63 | 0.03 | 60.51 | 0 | 0 | 34.8 | 0.18814 | 0.056448 | 0.005 | 11.36 | System Off | 0 | 0
2825 | 2825 | 2012-04-27 16:59 | 15.62 | 17.17 | 17.17 | 15.62 | 82.57 | 45.85 | 31 | 13.87 | 89.2 | 0.64 | 0.51 | 0.5 | 0.02 | 33.6 | 0 | 0 | 24.52 | 0.18608 | 0.056448 | 0.003 | 9.68 | System Off | 0 | 0
2826 | 2826 | 2012-04-27 17:59 | 14.65 | 15.7 | 15.7 | 14.65 | 51.28 | 15.1 | 19 | 14.06 | 56.52 | 0.51 | 0.27 | 0.26 | 0.01 | 10.17 | 0 | 0 | 14.99 | 0.18409 | 0.056448 | 0.002 | 10.53 | System Off | 0 | 0
2827 | 2827 | 2012-04-27 18:59 | 13.81 | 13.81 | 13.81 | 13.81 | 0 | 0 | 0 | 0 | 0 | 0 | 0 | 0 | 0 | 0 | 0 | 0 | 0 | 0 | 0 | 0 | 0 | System Off | 0 | 0
2828 | 2828 | 2012-04-27 19:59 | 12.97 | 12.97 | 12.97 | 12.97 | 0 | 0 | 0 | 0 | 0 | 0 | 0 | 0 | 0 | 0 | 0 | 0 | 0 | 0 | 0 | 0 | 0 | System Off | 0 | 0
2829 | 2829 | 2012-04-27 20:59 | 12.14 | 12.14 | 12.14 | 12.14 | 0 | 0 | 0 | 0 | 0 | 0 | 0 | 0 | 0 | 0 | 0 | 0 | 0 | 0 | 0 | 0 | 0 | System Off | 0 | 0
2830 | 2830 | 2012-04-27 21:59 | 12.14 | 12.14 | 12.14 | 12.14 | 0 | 0 | 0 | 0 | 0 | 0 | 0 | 0 | 0 | 0 | 0 | 0 | 0 | 0 | 0 | 0 | 0 | System Off | 0 | 0
2831 | 2831 | 2012-04-27 22:59 | 12.13 | 12.13 | 12.13 | 12.13 | 0 | 0 | 0 | 0 | 0 | 0 | 0 | 0 | 0 | 0 | 0 | 0 | 0 | 0 | 0 | 0 | 0 | System Off | 0 | 0
2832 | 2832 | 2012-04-27 23:59 | 12.13 | 12.13 | 12.13 | 12.13 | 0 | 0 | 0 | 0 | 0 | 0 | 0 | 0 | 0 | 0 | 0 | 0 | 0 | 0 | 0 | 0 | 0 | System Off | 0 | 0
2833 | 2833 | 2012-04-28 00:59 | 12.33 | 12.33 | 12.33 | 12.33 | 0 | 0 | 0 | 0 | 0 | 0 | 0 | 0 | 0 | 0 | 0 | 0 | 0 | 0 | 0 | 0 | 0 | System Off | 0 | 0
2834 | 2834 | 2012-04-28 01:59 | 12.53 | 12.53 | 12.53 | 12.53 | 0 | 0 | 0 | 0 | 0 | 0 | 0 | 0 | 0 | 0 | 0 | 0 | 0 | 0 | 0 | 0 | 0 | System Off | 0 | 0
2835 | 2835 | 2012-04-28 02:59 | 12.73 | 12.73 | 12.73 | 12.73 | 0 | 0 | 0 | 0 | 0 | 0 | 0 | 0 | 0 | 0 | 0 | 0 | 0 | 0 | 0 | 0 | 0 | System Off | 0 | 0
2836 | 2836 | 2012-04-28 03:59 | 13.19 | 13.19 | 13.19 | 13.19 | 0 | 0 | 0 | 0 | 0 | 0 | 0 | 0 | 0 | 0 | 0 | 0 | 0 | 0 | 0 | 0 | 0 | System Off | 0 | 0
2837 | 2837 | 2012-04-28 04:59 | 13.66 | 13.99 | 13.99 | 13.66 | 19.07 | 0 | 7 | 14.19 | 21.95 | 0 | 0 | 0 | 0 | 0 | 0 | 0 | 5.52 | 0.18209 | 0.056448 | 0.001 | 14.29 | System Off | 0 | 0
2838 | 2838 | 2012-04-28 05:59 | 14.12 | 18.87 | 18.87 | 14.12 | 324.84 | 283.74 | 117 | 14.46 | 331.44 | 0.85 | 0.86 | 0.84 | 0.1 | 363.89 | 0 | 0 | 91.79 | 0.1884 | 0.056448 | 0.012 | 10.26 | System Off | 1 | 0
2839 | 2839 | 2012-04-28 06:59 | 16.57 | 21.26 | 21.26 | 16.57 | 321.83 | 280.79 | 117 | 14.33 | 328.82 | 0.85 | 0.85 | 0.84 | 0.1 | 280.11 | 0 | 0 | 91.95 | 0.19191 | 0.056448 | 0.012 | 10.26 | System Off | 1 | 0
2840 | 2840 | 2012-04-28 07:59 | 19.02 | 30.14 | 30.14 | 19.02 | 765.78 | 715.92 | 279 | 14.3 | 758.3 | 0.93 | 0.94 | 0.92 | 0.26 | 561.54 | 0 | 0 | 219.05 | 0.20078 | 0.056448 | 0.028 | 10.04 | System Off | 1 | 0
2841 | 2841 | 2012-04-28 08:59 | 21.47 | 44.17 | 44.17 | 21.47 | 1548.64 | 1480.61 | 584 | 13.81 | 1499.4 | 0.92 | 0.99 | 0.96 | 0.54 | 968.76 | 0 | 0 | 460.26 | 0.22075 | 0.056448 | 0.058 | 9.93 | System Off | 1 | 0
2842 | 2842 | 2012-04-28 09:59 | 22.43 | 50.27 | 50.27 | 22.43 | 1741.81 | 1668.8 | 672 | 13.5 | 1680.93 | 0.89 | 0.99 | 0.97 | 0.6 | 1002.3 | 0 | 0 | 530.99 | 0.22298 | 0.056448 | 0.067 | 9.97 | System Off | 1 | 0
2843 | 2843 | 2012-04-28 10:59 | 23.38 | 57.8 | 57.8 | 23.38 | 1964.78 | 1885.76 | 780 | 13.12 | 1890.04 | 0.87 | 1 | 0.97 | 0.68 | 1079.09 | 0 | 0 | 618.22 | 0.21776 | 0.056448 | 0.077 | 9.87 | System Off | 1 | 0
2844 | 2844 | 2012-04-28 11:59 | 24.34 | 55 | 55 | 24.34 | 1628.21 | 1558.15 | 642 | 13.21 | 1574.75 | 0.87 | 0.99 | 0.96 | 0.56 | 878.93 | 0 | 0 | 508.53 | 0.22442 | 0.056448 | 0.064 | 9.97 | System Off | 1 | 0
2845 | 2845 | 2012-04-28 12:59 | 24.67 | 59.13 | 59.13 | 24.67 | 1785.56 | 1711.39 | 715 | 13.01 | 1722.35 | 0.87 | 0.99 | 0.97 | 0.62 | 1069.27 | 0 | 0 | 567.27 | 0.21638 | 0.056448 | 0.071 | 9.93 | System Off | 1 | 0
2846 | 2846 | 2012-04-28 13:59 | 25 | 52.22 | 52.22 | 25 | 1410.77 | 1346.18 | 552 | 13.31 | 1370.65 | 0.89 | 0.98 | 0.96 | 0.49 | 950.76 | 0 | 0 | 436.97 | 0.22463 | 0.056448 | 0.055 | 9.96 | System Off | 1 | 0
2847 | 2847 | 2012-04-28 14:59 | 25.33 | 41.9 | 41.9 | 25.33 | 849.88 | 798.22 | 324 | 13.66 | 840.16 | 0.89 | 0.95 | 0.93 | 0.29 | 593.58 | 0 | 0 | 255.98 | 0.21268 | 0.056448 | 0.033 | 10.19 | System Off | 1 | 0
2848 | 2848 | 2012-04-28 15:59 | 24.02 | 33.87 | 33.87 | 24.02 | 521.15 | 476.28 | 196 | 13.85 | 524.43 | 0.87 | 0.91 | 0.89 | 0.17 | 361.33 | 0 | 0 | 154.75 | 0.2038 | 0.056448 | 0.02 | 10.2 | System Off | 1 | 0
2849 | 2849 | 2012-04-28 16:59 | 22.7 | 26.71 | 26.71 | 22.7 | 218.07 | 178.95 | 82 | 13.85 | 227.13 | 0.73 | 0.79 | 0.77 | 0.06 | 131.15 | 0 | 0 | 64.84 | 0.19577 | 0.056448 | 0.008 | 9.76 | System Off | 1 | 0
2850 | 2850 | 2012-04-28 17:59 | 21.39 | 22.19 | 22.19 | 21.39 | 42.5 | 6.47 | 17 | 13.02 | 47.58 | 0 | 0.14 | 0.13 | 0 | 4.36 | 0 | 0 | 13.59 | 0.19357 | 0.056448 | 0.002 | 11.76 | System Off | 0 | 0
2851 | 2851 | 2012-04-28 18:59 | 20.49 | 20.49 | 20.49 | 20.49 | 0 | 0 | 0 | 0 | 0 | 0 | 0 | 0 | 0 | 0 | 0 | 0 | 0 | 0 | 0 | 0 | 0 | System Off | 0 | 0
2852 | 2852 | 2012-04-28 19:59 | 19.58 | 19.58 | 19.58 | 19.58 | 0 | 0 | 0 | 0 | 0 | 0 | 0 | 0 | 0 | 0 | 0 | 0 | 0 | 0 | 0 | 0 | 0 | System Off | 0 | 0
2853 | 2853 | 2012-04-28 20:59 | 18.68 | 18.68 | 18.68 | 18.68 | 0 | 0 | 0 | 0 | 0 | 0 | 0 | 0 | 0 | 0 | 0 | 0 | 0 | 0 | 0 | 0 | 0 | System Off | 0 | 0
2854 | 2854 | 2012-04-28 21:59 | 17.7 | 17.7 | 17.7 | 17.7 | 0 | 0 | 0 | 0 | 0 | 0 | 0 | 0 | 0 | 0 | 0 | 0 | 0 | 0 | 0 | 0 | 0 | System Off | 0 | 0
2855 | 2855 | 2012-04-28 22:59 | 16.72 | 16.72 | 16.72 | 16.72 | 0 | 0 | 0 | 0 | 0 | 0 | 0 | 0 | 0 | 0 | 0 | 0 | 0 | 0 | 0 | 0 | 0 | System Off | 0 | 0
2856 | 2856 | 2012-04-28 23:59 | 15.74 | 15.74 | 15.74 | 15.74 | 0 | 0 | 0 | 0 | 0 | 0 | 0 | 0 | 0 | 0 | 0 | 0 | 0 | 0 | 0 | 0 | 0 | System Off | 0 | 0
2857 | 2857 | 2012-04-29 00:59 | 15.05 | 15.05 | 15.05 | 15.05 | 0 | 0 | 0 | 0 | 0 | 0 | 0 | 0 | 0 | 0 | 0 | 0 | 0 | 0 | 0 | 0 | 0 | System Off | 0 | 0
2858 | 2858 | 2012-04-29 01:59 | 14.36 | 14.36 | 14.36 | 14.36 | 0 | 0 | 0 | 0 | 0 | 0 | 0 | 0 | 0 | 0 | 0 | 0 | 0 | 0 | 0 | 0 | 0 | System Off | 0 | 0
2859 | 2859 | 2012-04-29 02:59 | 13.66 | 13.66 | 13.66 | 13.66 | 0 | 0 | 0 | 0 | 0 | 0 | 0 | 0 | 0 | 0 | 0 | 0 | 0 | 0 | 0 | 0 | 0 | System Off | 0 | 0
2860 | 2860 | 2012-04-29 03:59 | 14.58 | 14.58 | 14.58 | 14.58 | 0 | 0 | 0 | 0 | 0 | 0 | 0 | 0 | 0 | 0 | 0 | 0 | 0 | 0 | 0 | 0 | 0 | System Off | 0 | 0
2861 | 2861 | 2012-04-29 04:59 | 15.51 | 16.04 | 16.04 | 15.51 | 23.28 | 0 | 9 | 13.47 | 26.63 | 0 | 0 | 0 | 0 | 0 | 0 | 0 | 7.16 | 0.18478 | 0.056448 | 0.001 | 11.11 | System Off | 0 | 0
2862 | 2862 | 2012-04-29 05:59 | 16.43 | 18.38 | 18.38 | 16.43 | 89.08 | 52.25 | 33 | 14.06 | 96 | 0.59 | 0.54 | 0.53 | 0.02 | 67.01 | 0 | 0 | 26.04 | 0.18733 | 0.056448 | 0.003 | 9.09 | System Off | 1 | 0
2863 | 2863 | 2012-04-29 06:59 | 16.77 | 19.72 | 19.72 | 16.77 | 149.48 | 111.58 | 55 | 14.16 | 157.62 | 0.72 | 0.71 | 0.69 | 0.04 | 111.31 | 0 | 0 | 43.33 | 0.18896 | 0.056448 | 0.006 | 10.91 | System Off | 1 | 0
2864 | 2864 | 2012-04-29 07:59 | 17.1 | 20.69 | 20.69 | 17.1 | 198.63 | 159.85 | 73 | 14.17 | 207.02 | 0.81 | 0.77 | 0.76 | 0.06 | 125.38 | 0 | 0 | 57.49 | 0.19037 | 0.056448 | 0.007 | 9.59 | System Off | 1 | 0
2865 | 2865 | 2012-04-29 08:59 | 17.44 | 22.12 | 22.12 | 17.44 | 280.94 | 240.66 | 103 | 14.21 | 288.76 | 0.87 | 0.83 | 0.82 | 0.09 | 157.47 | 0 | 0 | 81.06 | 0.19243 | 0.056448 | 0.011 | 10.68 | System Off | 1 | 0
2866 | 2866 | 2012-04-29 09:59 | 18.08 | 33 | 33 | 18.08 | 993.61 | 938.8 | 363 | 14.26 | 975.18 | 0.93 | 0.96 | 0.94 | 0.34 | 563.85 | 0 | 0 | 284.89 | 0.2038 | 0.056448 | 0.036 | 9.92 | System Off | 1 | 0
2867 | 2867 | 2012-04-29 10:59 | 18.72 | 47.22 | 47.22 | 18.72 | 2037.81 | 1956.76 | 773 | 13.73 | 1958.22 | 0.92 | 1 | 0.97 | 0.71 | 1119.72 | 0 | 0 | 609.25 | 0.22251 | 0.056448 | 0.076 | 9.83 | System Off | 1 | 0
2868 | 2868 | 2012-04-29 11:59 | 19.36 | 32.62 | 32.62 | 19.36 | 1047.52 | 991.5 | 382 | 14.28 | 1026.16 | 0.94 | 0.97 | 0.94 | 0.36 | 559.29 | 0 | 0 | 299.93 | 0.2067 | 0.056448 | 0.038 | 9.95 | System Off | 1 | 0
2869 | 2869 | 2012-04-29 12:59 | 19.1 | 36.6 | 36.6 | 19.1 | 1268.28 | 1207.14 | 467 | 14.14 | 1235.05 | 0.94 | 0.98 | 0.95 | 0.44 | 754.21 | 0 | 0 | 366.93 | 0.21082 | 0.056448 | 0.047 | 10.06 | System Off | 1 | 0
2870 | 2870 | 2012-04-29 13:59 | 18.84 | 23.04 | 23.04 | 18.84 | 275.01 | 234.84 | 101 | 14.18 | 283.04 | 0.79 | 0.83 | 0.81 | 0.08 | 165.86 | 0 | 0 | 79.53 | 0.19434 | 0.056448 | 0.01 | 9.9 | System Off | 1 | 0
2871 | 2871 | 2012-04-29 14:59 | 18.58 | 21.29 | 21.29 | 18.58 | 157.83 | 119.79 | 59 | 13.93 | 166.2 | 0.67 | 0.72 | 0.7 | 0.04 | 89.08 | 0 | 0 | 46.62 | 0.19176 | 0.056448 | 0.006 | 10.17 | System Off | 1 | 0
2872 | 2872 | 2012-04-29 15:59 | 18.08 | 26.29 | 26.29 | 18.08 | 479.5 | 435.45 | 175 | 14.27 | 482.99 | 0.91 | 0.9 | 0.88 | 0.16 | 330.36 | 0 | 0 | 137.5 | 0.19397 | 0.056448 | 0.018 | 10.29 | System Off | 1 | 0
2873 | 2873 | 2012-04-29 16:59 | 17.57 | 21.59 | 21.59 | 17.57 | 212.18 | 173.16 | 78 | 14.17 | 220.62 | 0.76 | 0.78 | 0.77 | 0.06 | 126.91 | 0 | 0 | 61.42 | 0.19131 | 0.056448 | 0.008 | 10.26 | System Off | 1 | 0
2874 | 2874 | 2012-04-29 17:59 | 17.07 | 18.01 | 18.01 | 17.07 | 49.54 | 13.39 | 19 | 13.58 | 54.81 | 0 | 0.24 | 0.24 | 0 | 9.02 | 0 | 0 | 15.09 | 0.18751 | 0.056448 | 0.002 | 10.53 | System Off | 0 | 0
2875 | 2875 | 2012-04-29 18:59 | 15.93 | 15.93 | 15.93 | 15.93 | 0 | 0 | 0 | 0 | 0 | 0 | 0 | 0 | 0 | 0 | 0 | 0 | 0 | 0 | 0 | 0 | 0 | System Off | 0 | 0
2876 | 2876 | 2012-04-29 19:59 | 14.79 | 14.79 | 14.79 | 14.79 | 0 | 0 | 0 | 0 | 0 | 0 | 0 | 0 | 0 | 0 | 0 | 0 | 0 | 0 | 0 | 0 | 0 | System Off | 0 | 0
2877 | 2877 | 2012-04-29 20:59 | 13.65 | 13.65 | 13.65 | 13.65 | 0 | 0 | 0 | 0 | 0 | 0 | 0 | 0 | 0 | 0 | 0 | 0 | 0 | 0 | 0 | 0 | 0 | System Off | 0 | 0
2878 | 2878 | 2012-04-29 21:59 | 13.42 | 13.42 | 13.42 | 13.42 | 0 | 0 | 0 | 0 | 0 | 0 | 0 | 0 | 0 | 0 | 0 | 0 | 0 | 0 | 0 | 0 | 0 | System Off | 0 | 0
2879 | 2879 | 2012-04-29 22:59 | 13.2 | 13.2 | 13.2 | 13.2 | 0 | 0 | 0 | 0 | 0 | 0 | 0 | 0 | 0 | 0 | 0 | 0 | 0 | 0 | 0 | 0 | 0 | System Off | 0 | 0
2880 | 2880 | 2012-04-29 23:59 | 12.97 | 12.97 | 12.97 | 12.97 | 0 | 0 | 0 | 0 | 0 | 0 | 0 | 0 | 0 | 0 | 0 | 0 | 0 | 0 | 0 | 0 | 0 | System Off | 0 | 0
2881 | 2881 | 2012-04-30 00:59 | 11.92 | 11.92 | 11.92 | 11.92 | 0 | 0 | 0 | 0 | 0 | 0 | 0 | 0 | 0 | 0 | 0 | 0 | 0 | 0 | 0 | 0 | 0 | System Off | 0 | 0
2882 | 2882 | 2012-04-30 01:59 | 10.86 | 10.86 | 10.86 | 10.86 | 0 | 0 | 0 | 0 | 0 | 0 | 0 | 0 | 0 | 0 | 0 | 0 | 0 | 0 | 0 | 0 | 0 | System Off | 0 | 0
2883 | 2883 | 2012-04-30 02:59 | 9.8 | 9.8 | 9.8 | 9.8 | 0 | 0 | 0 | 0 | 0 | 0 | 0 | 0 | 0 | 0 | 0 | 0 | 0 | 0 | 0 | 0 | 0 | System Off | 0 | 0
2884 | 2884 | 2012-04-30 03:59 | 10.7 | 10.7 | 10.7 | 10.7 | 0 | 0 | 0 | 0 | 0 | 0 | 0 | 0 | 0 | 0 | 0 | 0 | 0 | 0 | 0 | 0 | 0 | System Off | 0 | 0
2885 | 2885 | 2012-04-30 04:59 | 11.61 | 12.93 | 12.93 | 11.61 | 72.36 | 35.82 | 27 | 13.96 | 78.35 | 0.37 | 0.46 | 0.45 | 0.01 | 58.41 | 0 | 0 | 21.33 | 0.18027 | 0.056448 | 0.003 | 11.11 | System Off | 1 | 0
2886 | 2886 | 2012-04-30 05:59 | 12.51 | 16.85 | 16.85 | 12.51 | 244.1 | 204.5 | 88 | 14.45 | 251.72 | 0.79 | 0.81 | 0.79 | 0.07 | 262.26 | 0 | 0 | 69.05 | 0.18464 | 0.056448 | 0.009 | 10.23 | System Off | 1 | 0
2887 | 2887 | 2012-04-30 06:59 | 14.71 | 26.43 | 26.43 | 14.71 | 635.11 | 587.95 | 230 | 14.38 | 632.8 | 0.91 | 0.93 | 0.91 | 0.21 | 586.52 | 0 | 0 | 180.28 | 0.1951 | 0.056448 | 0.023 | 10 | System Off | 1 | 0
2888 | 2888 | 2012-04-30 07:59 | 16.9 | 37.67 | 37.67 | 16.9 | 1095.23 | 1038.12 | 407 | 14.02 | 1071.91 | 0.93 | 0.97 | 0.95 | 0.38 | 814.26 | 0 | 0 | 319.79 | 0.20438 | 0.056448 | 0.041 | 10.07 | System Off | 1 | 0
2889 | 2889 | 2012-04-30 08:59 | 19.1 | 43.4 | 43.4 | 19.1 | 1210.9 | 1151.11 | 459 | 13.74 | 1181.8 | 0.91 | 0.97 | 0.95 | 0.42 | 753.17 | 0 | 0 | 361.56 | 0.21046 | 0.056448 | 0.046 | 10.02 | System Off | 1 | 0
2890 | 2890 | 2012-04-30 09:59 | 19.87 | 52.53 | 52.53 | 19.87 | 1708.55 | 1636.41 | 666 | 13.36 | 1649.98 | 0.89 | 0.99 | 0.97 | 0.59 | 982.84 | 0 | 0 | 526.21 | 0.22276 | 0.056448 | 0.066 | 9.91 | System Off | 1 | 0
2891 | 2891 | 2012-04-30 10:59 | 20.63 | 51.4 | 51.4 | 20.63 | 1716.27 | 1643.93 | 666 | 13.42 | 1657.09 | 0.89 | 0.99 | 0.97 | 0.59 | 940.71 | 0 | 0 | 526.18 | 0.22394 | 0.056448 | 0.066 | 9.91 | System Off | 1 | 0
2892 | 2892 | 2012-04-30 11:59 | 21.4 | 41.83 | 41.83 | 21.4 | 1233.2 | 1172.88 | 464 | 13.84 | 1202.58 | 0.9 | 0.98 | 0.95 | 0.42 | 661.6 | 0 | 0 | 365.56 | 0.21421 | 0.056448 | 0.046 | 9.91 | System Off | 1 | 0
2893 | 2893 | 2012-04-30 12:59 | 21.23 | 41.3 | 41.3 | 21.23 | 1225.48 | 1165.35 | 460 | 13.88 | 1195.24 | 0.91 | 0.97 | 0.95 | 0.42 | 728.11 | 0 | 0 | 362.3 | 0.21373 | 0.056448 | 0.046 | 10 | System Off | 1 | 0
2894 | 2894 | 2012-04-30 13:59 | 21.07 | 40.67 | 40.67 | 21.07 | 1214.93 | 1155.05 | 455 | 13.91 | 1185.22 | 0.92 | 0.97 | 0.95 | 0.42 | 815.77 | 0 | 0 | 358.27 | 0.21321 | 0.056448 | 0.046 | 10.11 | System Off | 1 | 0
2895 | 2895 | 2012-04-30 14:59 | 20.91 | 34.06 | 34.06 | 20.91 | 827.94 | 776.75 | 306 | 14.09 | 818.08 | 0.91 | 0.95 | 0.93 | 0.28 | 577.61 | 0 | 0 | 240.73 | 0.20502 | 0.056448 | 0.031 | 10.13 | System Off | 1 | 0
2896 | 2896 | 2012-04-30 15:59 | 20.26 | 28.83 | 28.83 | 20.26 | 534.26 | 489.13 | 196 | 14.2 | 536.24 | 0.91 | 0.91 | 0.89 | 0.18 | 371.08 | 0 | 0 | 154.14 | 0.19824 | 0.056448 | 0.02 | 10.2 | System Off | 1 | 0
2897 | 2897 | 2012-04-30 16:59 | 19.62 | 21.95 | 21.95 | 19.62 | 143.27 | 105.48 | 54 | 13.82 | 151.58 | 0.74 | 0.7 | 0.68 | 0.04 | 77.31 | 0 | 0 | 42.73 | 0.19299 | 0.056448 | 0.006 | 11.11 | System Off | 1 | 0
2898 | 2898 | 2012-04-30 17:59 | 18.97 | 19.3 | 19.3 | 18.97 | 18.54 | 0 | 7 | 13.79 | 21.53 | 0 | 0 | 0 | 0 | 0 | 0 | 0 | 5.54 | 0.18957 | 0.056448 | 0.001 | 14.29 | System Off | 0 | 0
2899 | 2899 | 2012-04-30 18:59 | 18.47 | 18.47 | 18.47 | 18.47 | 0 | 0 | 0 | 0 | 0 | 0 | 0 | 0 | 0 | 0 | 0 | 0 | 0 | 0 | 0 | 0 | 0 | System Off | 0 | 0
2900 | 2900 | 2012-04-30 19:59 | 17.97 | 17.97 | 17.97 | 17.97 | 0 | 0 | 0 | 0 | 0 | 0 | 0 | 0 | 0 | 0 | 0 | 0 | 0 | 0 | 0 | 0 | 0 | System Off | 0 | 0
2901 | 2901 | 2012-04-30 20:59 | 17.48 | 17.48 | 17.48 | 17.48 | 0 | 0 | 0 | 0 | 0 | 0 | 0 | 0 | 0 | 0 | 0 | 0 | 0 | 0 | 0 | 0 | 0 | System Off | 0 | 0
2902 | 2902 | 2012-04-30 21:59 | 16.72 | 16.72 | 16.72 | 16.72 | 0 | 0 | 0 | 0 | 0 | 0 | 0 | 0 | 0 | 0 | 0 | 0 | 0 | 0 | 0 | 0 | 0 | System Off | 0 | 0
2903 | 2903 | 2012-04-30 22:59 | 15.96 | 15.96 | 15.96 | 15.96 | 0 | 0 | 0 | 0 | 0 | 0 | 0 | 0 | 0 | 0 | 0 | 0 | 0 | 0 | 0 | 0 | 0 | System Off | 0 | 0
2904 | 2904 | 2012-04-30 23:59 | 15.2 | 15.2 | 15.2 | 15.2 | 0 | 0 | 0 | 0 | 0 | 0 | 0 | 0 | 0 | 0 | 0 | 0 | 0 | 0 | 0 | 0 | 0 | System Off | 0 | 0
2905 | 2905 | 2012-05-01 00:59 | 14.54 | 14.54 | 14.54 | 14.54 | 0 | 0 | 0 | 0 | 0 | 0 | 0 | 0 | 0 | 0 | 0 | 0 | 0 | 0 | 0 | 0 | 0 | System Off | 0 | 0
2906 | 2906 | 2012-05-01 01:59 | 13.87 | 13.87 | 13.87 | 13.87 | 0 | 0 | 0 | 0 | 0 | 0 | 0 | 0 | 0 | 0 | 0 | 0 | 0 | 0 | 0 | 0 | 0 | System Off | 0 | 0
2907 | 2907 | 2012-05-01 02:59 | 13.2 | 13.2 | 13.2 | 13.2 | 0 | 0 | 0 | 0 | 0 | 0 | 0 | 0 | 0 | 0 | 0 | 0 | 0 | 0 | 0 | 0 | 0 | System Off | 0 | 0
2908 | 2908 | 2012-05-01 03:59 | 13 | 13 | 13 | 13 | 0 | 0 | 0 | 0 | 0 | 0 | 0 | 0 | 0 | 0 | 0 | 0 | 0 | 0 | 0 | 0 | 0 | System Off | 0 | 0
2909 | 2909 | 2012-05-01 04:59 | 12.79 | 15.08 | 15.08 | 12.79 | 116.48 | 79.17 | 43 | 14.11 | 123.76 | 0.7 | 0.64 | 0.63 | 0.03 | 129.08 | 0 | 0 | 33.9 | 0.18273 | 0.056448 | 0.004 | 9.3 | System Off | 1 | 0
2910 | 2910 | 2012-05-01 05:59 | 12.59 | 17.77 | 17.77 | 12.59 | 263.65 | 223.69 | 95 | 14.45 | 271.15 | 0.84 | 0.82 | 0.81 | 0.08 | 286.88 | 0 | 0 | 74.51 | 0.18511 | 0.056448 | 0.01 | 10.53 | System Off | 1 | 0
2911 | 2911 | 2012-05-01 06:59 | 13.68 | 21.13 | 21.13 | 13.68 | 417.98 | 375.12 | 150 | 14.51 | 422.6 | 0.93 | 0.89 | 0.87 | 0.14 | 374.21 | 0 | 0 | 117.5 | 0.18947 | 0.056448 | 0.015 | 10 | System Off | 1 | 0
2912 | 2912 | 2012-05-01 07:59 | 14.78 | 23.55 | 23.55 | 14.78 | 535.25 | 490.1 | 192 | 14.52 | 536.4 | 0.93 | 0.91 | 0.89 | 0.18 | 384.42 | 0 | 0 | 150.36 | 0.19322 | 0.056448 | 0.019 | 9.9 | System Off | 1 | 0
2913 | 2913 | 2012-05-01 08:59 | 15.87 | 25.82 | 25.82 | 15.87 | 654.37 | 606.82 | 236 | 14.44 | 651.18 | 0.93 | 0.93 | 0.91 | 0.22 | 397.04 | 0 | 0 | 184.98 | 0.19709 | 0.056448 | 0.024 | 10.17 | System Off | 1 | 0
2914 | 2914 | 2012-05-01 09:59 | 16.66 | 26.86 | 26.86 | 16.66 | 649.85 | 602.39 | 235 | 14.4 | 647 | 0.93 | 0.93 | 0.91 | 0.22 | 361.8 | 0 | 0 | 184.27 | 0.19503 | 0.056448 | 0.024 | 10.21 | System Off | 1 | 0
2915 | 2915 | 2012-05-01 10:59 | 17.46 | 44.45 | 44.45 | 17.46 | 1631.18 | 1561.05 | 615 | 13.81 | 1576.87 | 0.91 | 0.99 | 0.97 | 0.56 | 893.28 | 0 | 0 | 483.99 | 0.2162 | 0.056448 | 0.061 | 9.92 | System Off | 1 | 0
2916 | 2916 | 2012-05-01 11:59 | 18.25 | 51.64 | 51.64 | 18.25 | 1926.76 | 1848.78 | 746 | 13.45 | 1854.19 | 0.9 | 1 | 0.97 | 0.67 | 1042.86 | 0 | 0 | 588.89 | 0.22448 | 0.056448 | 0.074 | 9.92 | System Off | 1 | 0
2917 | 2917 | 2012-05-01 12:59 | 18.68 | 48.72 | 48.72 | 18.68 | 1789.56 | 1715.28 | 685 | 13.61 | 1725.59 | 0.9 | 0.99 | 0.97 | 0.62 | 1071.7 | 0 | 0 | 540.13 | 0.22186 | 0.056448 | 0.068 | 9.93 | System Off | 1 | 0
2918 | 2918 | 2012-05-01 13:59 | 19.1 | 41.95 | 41.95 | 19.1 | 1413.64 | 1348.98 | 530 | 13.89 | 1372.48 | 0.92 | 0.98 | 0.96 | 0.49 | 952.73 | 0 | 0 | 417.1 | 0.2142 | 0.056448 | 0.053 | 10 | System Off | 1 | 0
2919 | 2919 | 2012-05-01 14:59 | 19.53 | 34.76 | 34.76 | 19.53 | 969.7 | 915.42 | 357 | 14.15 | 952.77 | 0.92 | 0.96 | 0.94 | 0.33 | 680.73 | 0 | 0 | 280.53 | 0.20565 | 0.056448 | 0.036 | 10.08 | System Off | 1 | 0
2920 | 2920 | 2012-05-01 15:59 | 18.75 | 27.52 | 27.52 | 18.75 | 536.75 | 491.57 | 196 | 14.26 | 538.44 | 0.92 | 0.91 | 0.89 | 0.18 | 372.93 | 0 | 0 | 154 | 0.19604 | 0.056448 | 0.02 | 10.2 | System Off | 1 | 0
2921 | 2921 | 2012-05-01 16:59 | 17.97 | 22.31 | 22.31 | 17.97 | 249.29 | 209.6 | 92 | 14.11 | 257.54 | 0.87 | 0.81 | 0.8 | 0.08 | 153.61 | 0 | 0 | 72.5 | 0.19262 | 0.056448 | 0.009 | 9.78 | System Off | 1 | 0
2922 | 2922 | 2012-05-01 17:59 | 17.19 | 18.29 | 18.29 | 17.19 | 61.1 | 24.75 | 23 | 13.84 | 66.97 | 0.42 | 0.37 | 0.36 | 0.01 | 16.67 | 0 | 0 | 18.2 | 0.18788 | 0.056448 | 0.002 | 8.7 | System Off | 0 | 0
2923 | 2923 | 2012-05-01 18:59 | 16.31 | 16.31 | 16.31 | 16.31 | 0 | 0 | 0 | 0 | 0 | 0 | 0 | 0 | 0 | 0 | 0 | 0 | 0 | 0 | 0 | 0 | 0 | System Off | 0 | 0
2924 | 2924 | 2012-05-01 19:59 | 15.43 | 15.43 | 15.43 | 15.43 | 0 | 0 | 0 | 0 | 0 | 0 | 0 | 0 | 0 | 0 | 0 | 0 | 0 | 0 | 0 | 0 | 0 | System Off | 0 | 0
2925 | 2925 | 2012-05-01 20:59 | 14.55 | 14.55 | 14.55 | 14.55 | 0 | 0 | 0 | 0 | 0 | 0 | 0 | 0 | 0 | 0 | 0 | 0 | 0 | 0 | 0 | 0 | 0 | System Off | 0 | 0
2926 | 2926 | 2012-05-01 21:59 | 14.2 | 14.2 | 14.2 | 14.2 | 0 | 0 | 0 | 0 | 0 | 0 | 0 | 0 | 0 | 0 | 0 | 0 | 0 | 0 | 0 | 0 | 0 | System Off | 0 | 0
2927 | 2927 | 2012-05-01 22:59 | 13.85 | 13.85 | 13.85 | 13.85 | 0 | 0 | 0 | 0 | 0 | 0 | 0 | 0 | 0 | 0 | 0 | 0 | 0 | 0 | 0 | 0 | 0 | System Off | 0 | 0
2928 | 2928 | 2012-05-01 23:59 | 13.5 | 13.5 | 13.5 | 13.5 | 0 | 0 | 0 | 0 | 0 | 0 | 0 | 0 | 0 | 0 | 0 | 0 | 0 | 0 | 0 | 0 | 0 | System Off | 0 | 0
2929 | 2929 | 2012-05-02 00:59 | 13.28 | 13.28 | 13.28 | 13.28 | 0 | 0 | 0 | 0 | 0 | 0 | 0 | 0 | 0 | 0 | 0 | 0 | 0 | 0 | 0 | 0 | 0 | System Off | 0 | 0
2930 | 2930 | 2012-05-02 01:59 | 13.07 | 13.07 | 13.07 | 13.07 | 0 | 0 | 0 | 0 | 0 | 0 | 0 | 0 | 0 | 0 | 0 | 0 | 0 | 0 | 0 | 0 | 0 | System Off | 0 | 0
2931 | 2931 | 2012-05-02 02:59 | 12.85 | 12.85 | 12.85 | 12.85 | 0 | 0 | 0 | 0 | 0 | 0 | 0 | 0 | 0 | 0 | 0 | 0 | 0 | 0 | 0 | 0 | 0 | System Off | 0 | 0
2932 | 2932 | 2012-05-02 03:59 | 13.08 | 13.08 | 13.08 | 13.08 | 0 | 0 | 0 | 0 | 0 | 0 | 0 | 0 | 0 | 0 | 0 | 0 | 0 | 0 | 0 | 0 | 0 | System Off | 0 | 0
2933 | 2933 | 2012-05-02 04:59 | 13.3 | 15.55 | 15.55 | 13.3 | 141.94 | 104.17 | 52 | 14.22 | 149.59 | 0.77 | 0.7 | 0.68 | 0.04 | 169.85 | 0 | 0 | 40.95 | 0.18391 | 0.056448 | 0.005 | 9.62 | System Off | 1 | 0
2934 | 2934 | 2012-05-02 05:59 | 13.53 | 18.98 | 18.98 | 13.53 | 346.04 | 304.55 | 124 | 14.53 | 352.2 | 0.88 | 0.86 | 0.85 | 0.11 | 390.57 | 0 | 0 | 97.17 | 0.18792 | 0.056448 | 0.013 | 10.48 | System Off | 1 | 0
2935 | 2935 | 2012-05-02 06:59 | 14.26 | 22.34 | 22.34 | 14.26 | 546.67 | 501.29 | 195 | 14.6 | 547.21 | 0.92 | 0.92 | 0.9 | 0.18 | 500.08 | 0 | 0 | 152.6 | 0.19262 | 0.056448 | 0.02 | 10.26 | System Off | 1 | 0
2936 | 2936 | 2012-05-02 07:59 | 14.99 | 21.37 | 21.37 | 14.99 | 444.16 | 400.79 | 159 | 14.55 | 448.05 | 0.88 | 0.89 | 0.87 | 0.14 | 314.37 | 0 | 0 | 124.56 | 0.19181 | 0.056448 | 0.016 | 10.06 | System Off | 1 | 0
2937 | 2937 | 2012-05-02 08:59 | 15.72 | 18.08 | 18.08 | 15.72 | 164.93 | 126.76 | 60 | 14.32 | 173 | 0.82 | 0.73 | 0.72 | 0.05 | 82.94 | 0 | 0 | 47.18 | 0.18773 | 0.056448 | 0.006 | 10 | System Off | 1 | 0
2938 | 2938 | 2012-05-02 09:59 | 16.35 | 24.04 | 24.04 | 16.35 | 510.15 | 465.49 | 184 | 14.44 | 512.26 | 0.92 | 0.91 | 0.89 | 0.17 | 279.58 | 0 | 0 | 144.29 | 0.19508 | 0.056448 | 0.019 | 10.33 | System Off | 1 | 0
2939 | 2939 | 2012-05-02 10:59 | 16.99 | 20.78 | 20.78 | 16.99 | 227.24 | 187.95 | 83 | 14.26 | 235.5 | 0.83 | 0.8 | 0.78 | 0.07 | 107.55 | 0 | 0 | 65.29 | 0.19073 | 0.056448 | 0.008 | 9.64 | System Off | 1 | 0
2940 | 2940 | 2012-05-02 11:59 | 17.62 | 23.09 | 23.09 | 17.62 | 301.31 | 260.66 | 110 | 14.27 | 308.93 | 0.81 | 0.84 | 0.83 | 0.09 | 147.03 | 0 | 0 | 86.48 | 0.19305 | 0.056448 | 0.011 | 10 | System Off | 1 | 0
2941 | 2941 | 2012-05-02 12:59 | 17.54 | 31.32 | 31.32 | 17.54 | 729.01 | 679.91 | 268 | 14.17 | 723.39 | 0.93 | 0.94 | 0.92 | 0.25 | 424.81 | 0 | 0 | 210.53 | 0.19805 | 0.056448 | 0.027 | 10.07 | System Off | 1 | 0
2942 | 2942 | 2012-05-02 13:59 | 17.46 | 20.19 | 20.19 | 17.46 | 135.01 | 97.37 | 50 | 14.06 | 143.04 | 0.79 | 0.68 | 0.67 | 0.04 | 68.77 | 0 | 0 | 39.44 | 0.18968 | 0.056448 | 0.005 | 10 | System Off | 0 | 0
2943 | 2943 | 2012-05-02 14:59 | 17.38 | 27.39 | 27.39 | 17.38 | 483.29 | 439.17 | 177 | 14.22 | 486.82 | 0.9 | 0.9 | 0.88 | 0.16 | 326.58 | 0 | 0 | 139.06 | 0.19622 | 0.056448 | 0.018 | 10.17 | System Off | 1 | 0
2944 | 2944 | 2012-05-02 15:59 | 16.86 | 19.99 | 19.99 | 16.86 | 154.03 | 116.05 | 57 | 14.07 | 162.24 | 0.69 | 0.72 | 0.7 | 0.04 | 88.04 | 0 | 0 | 44.95 | 0.18919 | 0.056448 | 0.006 | 10.53 | System Off | 1 | 0
2945 | 2945 | 2012-05-02 16:59 | 16.34 | 19.27 | 19.27 | 16.34 | 149.79 | 111.88 | 55 | 14.18 | 157.89 | 0.72 | 0.71 | 0.69 | 0.04 | 82 | 0 | 0 | 43.31 | 0.18835 | 0.056448 | 0.006 | 10.91 | System Off | 1 | 0
2946 | 2946 | 2012-05-02 17:59 | 15.82 | 16.81 | 16.81 | 15.82 | 50.28 | 14.12 | 19 | 13.78 | 55.52 | 0.51 | 0.25 | 0.25 | 0.01 | 9.51 | 0 | 0 | 15.05 | 0.18574 | 0.056448 | 0.002 | 10.53 | System Off | 0 | 0
2947 | 2947 | 2012-05-02 18:59 | 15.13 | 15.13 | 15.13 | 15.13 | 0 | 0 | 0 | 0 | 0 | 0 | 0 | 0 | 0 | 0 | 0 | 0 | 0 | 0 | 0 | 0 | 0 | System Off | 0 | 0
2948 | 2948 | 2012-05-02 19:59 | 14.45 | 14.45 | 14.45 | 14.45 | 0 | 0 | 0 | 0 | 0 | 0 | 0 | 0 | 0 | 0 | 0 | 0 | 0 | 0 | 0 | 0 | 0 | System Off | 0 | 0
2949 | 2949 | 2012-05-02 20:59 | 13.76 | 13.76 | 13.76 | 13.76 | 0 | 0 | 0 | 0 | 0 | 0 | 0 | 0 | 0 | 0 | 0 | 0 | 0 | 0 | 0 | 0 | 0 | System Off | 0 | 0
2950 | 2950 | 2012-05-02 21:59 | 13.49 | 13.49 | 13.49 | 13.49 | 0 | 0 | 0 | 0 | 0 | 0 | 0 | 0 | 0 | 0 | 0 | 0 | 0 | 0 | 0 | 0 | 0 | System Off | 0 | 0
2951 | 2951 | 2012-05-02 22:59 | 13.22 | 13.22 | 13.22 | 13.22 | 0 | 0 | 0 | 0 | 0 | 0 | 0 | 0 | 0 | 0 | 0 | 0 | 0 | 0 | 0 | 0 | 0 | System Off | 0 | 0
2952 | 2952 | 2012-05-02 23:59 | 12.95 | 12.95 | 12.95 | 12.95 | 0 | 0 | 0 | 0 | 0 | 0 | 0 | 0 | 0 | 0 | 0 | 0 | 0 | 0 | 0 | 0 | 0 | System Off | 0 | 0
2953 | 2953 | 2012-05-03 00:59 | 11.99 | 11.99 | 11.99 | 11.99 | 0 | 0 | 0 | 0 | 0 | 0 | 0 | 0 | 0 | 0 | 0 | 0 | 0 | 0 | 0 | 0 | 0 | System Off | 0 | 0
2954 | 2954 | 2012-05-03 01:59 | 11.03 | 11.03 | 11.03 | 11.03 | 0 | 0 | 0 | 0 | 0 | 0 | 0 | 0 | 0 | 0 | 0 | 0 | 0 | 0 | 0 | 0 | 0 | System Off | 0 | 0
2955 | 2955 | 2012-05-03 02:59 | 10.07 | 10.07 | 10.07 | 10.07 | 0 | 0 | 0 | 0 | 0 | 0 | 0 | 0 | 0 | 0 | 0 | 0 | 0 | 0 | 0 | 0 | 0 | System Off | 0 | 0
2956 | 2956 | 2012-05-03 03:59 | 10.36 | 10.36 | 10.36 | 10.36 | 0 | 0 | 0 | 0 | 0 | 0 | 0 | 0 | 0 | 0 | 0 | 0 | 0 | 0 | 0 | 0 | 0 | System Off | 0 | 0
2957 | 2957 | 2012-05-03 04:59 | 10.65 | 13.2 | 13.2 | 10.65 | 147.19 | 109.33 | 53 | 14.46 | 154.66 | 0.75 | 0.71 | 0.69 | 0.04 | 178.26 | 0 | 0 | 41.6 | 0.18026 | 0.056448 | 0.005 | 9.43 | System Off | 1 | 0
2958 | 2958 | 2012-05-03 05:59 | 10.94 | 16.87 | 16.87 | 10.94 | 348.03 | 306.5 | 124 | 14.62 | 353.86 | 0.89 | 0.87 | 0.85 | 0.11 | 393.08 | 0 | 0 | 97.05 | 0.18426 | 0.056448 | 0.013 | 10.48 | System Off | 1 | 0
2959 | 2959 | 2012-05-03 06:59 | 11.97 | 19.73 | 19.73 | 11.97 | 474.43 | 430.48 | 169 | 14.62 | 477.11 | 0.95 | 0.9 | 0.88 | 0.16 | 429.44 | 0 | 0 | 132.21 | 0.18801 | 0.056448 | 0.017 | 10.06 | System Off | 1 | 0
2960 | 2960 | 2012-05-03 07:59 | 13.01 | 24.86 | 24.86 | 13.01 | 744.94 | 695.51 | 266 | 14.59 | 737.64 | 0.94 | 0.94 | 0.92 | 0.25 | 545.53 | 0 | 0 | 207.99 | 0.19447 | 0.056448 | 0.027 | 10.15 | System Off | 1 | 0
2961 | 2961 | 2012-05-03 08:59 | 14.04 | 20.32 | 20.32 | 14.04 | 402.54 | 359.98 | 144 | 14.56 | 407.47 | 0.9 | 0.88 | 0.86 | 0.13 | 235.53 | 0 | 0 | 112.78 | 0.18967 | 0.056448 | 0.015 | 10.42 | System Off | 1 | 0
2962 | 2962 | 2012-05-03 09:59 | 14.85 | 22.07 | 22.07 | 14.85 | 450.76 | 407.27 | 162 | 14.49 | 454.53 | 0.92 | 0.9 | 0.88 | 0.15 | 244.61 | 0 | 0 | 126.96 | 0.19177 | 0.056448 | 0.016 | 9.88 | System Off | 1 | 0
2963 | 2963 | 2012-05-03 10:59 | 15.67 | 26.66 | 26.66 | 15.67 | 667.78 | 619.95 | 241 | 14.43 | 664.14 | 0.91 | 0.93 | 0.91 | 0.22 | 354.76 | 0 | 0 | 188.85 | 0.19706 | 0.056448 | 0.024 | 9.96 | System Off | 1 | 0
2964 | 2964 | 2012-05-03 11:59 | 16.48 | 23.98 | 23.98 | 16.48 | 442.25 | 398.93 | 160 | 14.4 | 446.57 | 0.87 | 0.89 | 0.87 | 0.14 | 225.03 | 0 | 0 | 125.53 | 0.19401 | 0.056448 | 0.016 | 10 | System Off | 1 | 0
2965 | 2965 | 2012-05-03 12:59 | 16.29 | 30.77 | 30.77 | 16.29 | 859.76 | 807.89 | 313 | 14.31 | 847.87 | 0.92 | 0.95 | 0.93 | 0.29 | 504.76 | 0 | 0 | 245.45 | 0.19854 | 0.056448 | 0.031 | 9.9 | System Off | 1 | 0
2966 | 2966 | 2012-05-03 13:59 | 16.1 | 19.18 | 19.18 | 16.1 | 180.82 | 142.37 | 66 | 14.27 | 189.05 | 0.75 | 0.75 | 0.74 | 0.05 | 100.55 | 0 | 0 | 51.92 | 0.18858 | 0.056448 | 0.007 | 10.61 | System Off | 1 | 0
2967 | 2967 | 2012-05-03 14:59 | 15.92 | 21.64 | 21.64 | 15.92 | 344.36 | 302.9 | 125 | 14.35 | 350.93 | 0.88 | 0.86 | 0.84 | 0.11 | 225.25 | 0 | 0 | 98.18 | 0.19139 | 0.056448 | 0.013 | 10.4 | System Off | 1 | 0
2968 | 2968 | 2012-05-03 15:59 | 15.51 | 18.89 | 18.89 | 15.51 | 190.64 | 152.01 | 70 | 14.18 | 198.84 | 0.71 | 0.76 | 0.75 | 0.05 | 115.32 | 0 | 0 | 55.12 | 0.18795 | 0.056448 | 0.007 | 10 | System Off | 1 | 0
2969 | 2969 | 2012-05-03 16:59 | 15.11 | 17.81 | 17.81 | 15.11 | 143.63 | 105.84 | 53 | 14.11 | 151.52 | 0.75 | 0.7 | 0.68 | 0.04 | 77.57 | 0 | 0 | 41.78 | 0.18651 | 0.056448 | 0.005 | 9.43 | System Off | 1 | 0
2970 | 2970 | 2012-05-03 17:59 | 14.71 | 15.62 | 15.62 | 14.71 | 43.68 | 7.64 | 16 | 14.22 | 48.49 | 0 | 0.16 | 0.15 | 0 | 5.14 | 0 | 0 | 12.6 | 0.18402 | 0.056448 | 0.002 | 12.5 | System Off | 0 | 0
2971 | 2971 | 2012-05-03 18:59 | 13.61 | 13.61 | 13.61 | 13.61 | 0 | 0 | 0 | 0 | 0 | 0 | 0 | 0 | 0 | 0 | 0 | 0 | 0 | 0 | 0 | 0 | 0 | System Off | 0 | 0
2972 | 2972 | 2012-05-03 19:59 | 12.51 | 12.51 | 12.51 | 12.51 | 0 | 0 | 0 | 0 | 0 | 0 | 0 | 0 | 0 | 0 | 0 | 0 | 0 | 0 | 0 | 0 | 0 | System Off | 0 | 0
2973 | 2973 | 2012-05-03 20:59 | 11.41 | 11.41 | 11.41 | 11.41 | 0 | 0 | 0 | 0 | 0 | 0 | 0 | 0 | 0 | 0 | 0 | 0 | 0 | 0 | 0 | 0 | 0 | System Off | 0 | 0
2974 | 2974 | 2012-05-03 21:59 | 11.12 | 11.12 | 11.12 | 11.12 | 0 | 0 | 0 | 0 | 0 | 0 | 0 | 0 | 0 | 0 | 0 | 0 | 0 | 0 | 0 | 0 | 0 | System Off | 0 | 0
2975 | 2975 | 2012-05-03 22:59 | 10.82 | 10.82 | 10.82 | 10.82 | 0 | 0 | 0 | 0 | 0 | 0 | 0 | 0 | 0 | 0 | 0 | 0 | 0 | 0 | 0 | 0 | 0 | System Off | 0 | 0
2976 | 2976 | 2012-05-03 23:59 | 10.53 | 10.53 | 10.53 | 10.53 | 0 | 0 | 0 | 0 | 0 | 0 | 0 | 0 | 0 | 0 | 0 | 0 | 0 | 0 | 0 | 0 | 0 | System Off | 0 | 0
2977 | 2977 | 2012-05-04 00:59 | 9.97 | 9.97 | 9.97 | 9.97 | 0 | 0 | 0 | 0 | 0 | 0 | 0 | 0 | 0 | 0 | 0 | 0 | 0 | 0 | 0 | 0 | 0 | System Off | 0 | 0
2978 | 2978 | 2012-05-04 01:59 | 9.41 | 9.41 | 9.41 | 9.41 | 0 | 0 | 0 | 0 | 0 | 0 | 0 | 0 | 0 | 0 | 0 | 0 | 0 | 0 | 0 | 0 | 0 | System Off | 0 | 0
2979 | 2979 | 2012-05-04 02:59 | 8.85 | 8.85 | 8.85 | 8.85 | 0 | 0 | 0 | 0 | 0 | 0 | 0 | 0 | 0 | 0 | 0 | 0 | 0 | 0 | 0 | 0 | 0 | System Off | 0 | 0
2980 | 2980 | 2012-05-04 03:59 | 9.91 | 9.91 | 9.91 | 9.91 | 0 | 0 | 0 | 0 | 0 | 0 | 0 | 0 | 0 | 0 | 0 | 0 | 0 | 0 | 0 | 0 | 0 | System Off | 0 | 0
2981 | 2981 | 2012-05-04 04:59 | 10.97 | 13.61 | 13.61 | 10.97 | 152.52 | 114.57 | 55 | 14.44 | 160.08 | 0.72 | 0.72 | 0.7 | 0.04 | 186.81 | 0 | 0 | 43.18 | 0.1808 | 0.056448 | 0.006 | 10.91 | System Off | 1 | 0
2982 | 2982 | 2012-05-04 05:59 | 12.03 | 17.26 | 17.26 | 12.03 | 289.91 | 249.47 | 104 | 14.52 | 296.95 | 0.86 | 0.84 | 0.82 | 0.09 | 319.94 | 0 | 0 | 81.51 | 0.18478 | 0.056448 | 0.011 | 10.58 | System Off | 1 | 0
2983 | 2983 | 2012-05-04 06:59 | 14.09 | 24.89 | 24.89 | 14.09 | 646.99 | 599.59 | 232 | 14.52 | 644.01 | 0.94 | 0.93 | 0.91 | 0.22 | 598.14 | 0 | 0 | 181.58 | 0.19429 | 0.056448 | 0.023 | 9.91 | System Off | 1 | 0
2984 | 2984 | 2012-05-04 07:59 | 16.14 | 34.34 | 34.34 | 16.14 | 1115.68 | 1058.1 | 409 | 14.21 | 1090.84 | 0.93 | 0.97 | 0.95 | 0.38 | 829.94 | 0 | 0 | 320.9 | 0.20333 | 0.056448 | 0.041 | 10.02 | System Off | 1 | 0
2985 | 2985 | 2012-05-04 08:59 | 18.2 | 43.51 | 43.51 | 18.2 | 1541.85 | 1473.99 | 580 | 13.85 | 1492.96 | 0.91 | 0.99 | 0.96 | 0.53 | 964.43 | 0 | 0 | 456.45 | 0.21548 | 0.056448 | 0.058 | 10 | System Off | 1 | 0
2986 | 2986 | 2012-05-04 09:59 | 18.44 | 37.08 | 37.08 | 18.44 | 1201.03 | 1141.47 | 444 | 14.09 | 1171.7 | 0.92 | 0.97 | 0.95 | 0.41 | 685.58 | 0 | 0 | 348.91 | 0.20862 | 0.056448 | 0.044 | 9.91 | System Off | 1 | 0
2987 | 2987 | 2012-05-04 10:59 | 18.68 | 23.66 | 23.66 | 18.68 | 336.55 | 295.24 | 123 | 14.25 | 343.58 | 0.89 | 0.86 | 0.84 | 0.11 | 168.95 | 0 | 0 | 96.75 | 0.19527 | 0.056448 | 0.013 | 10.57 | System Off | 1 | 0
2988 | 2988 | 2012-05-04 11:59 | 18.92 | 21.36 | 21.36 | 18.92 | 169.59 | 131.33 | 63 | 14.02 | 178.02 | 0.79 | 0.74 | 0.72 | 0.05 | 74.08 | 0 | 0 | 49.73 | 0.19246 | 0.056448 | 0.006 | 9.52 | System Off | 0 | 0
2989 | 2989 | 2012-05-04 12:59 | 18.62 | 28.99 | 28.99 | 18.62 | 720.91 | 671.98 | 262 | 14.33 | 715.32 | 0.91 | 0.94 | 0.92 | 0.24 | 419.85 | 0 | 0 | 205.65 | 0.1993 | 0.056448 | 0.026 | 9.92 | System Off | 1 | 0
2990 | 2990 | 2012-05-04 13:59 | 18.32 | 20.39 | 20.39 | 18.32 | 134.89 | 97.25 | 50 | 14.05 | 142.94 | 0.79 | 0.68 | 0.67 | 0.04 | 68.69 | 0 | 0 | 39.46 | 0.19091 | 0.056448 | 0.005 | 10 | System Off | 0 | 0
2991 | 2991 | 2012-05-04 14:59 | 18.02 | 27.67 | 27.67 | 18.02 | 633.18 | 586.06 | 230 | 14.34 | 631.14 | 0.91 | 0.93 | 0.91 | 0.21 | 435.81 | 0 | 0 | 180.53 | 0.19675 | 0.056448 | 0.023 | 10 | System Off | 1 | 0
2992 | 2992 | 2012-05-04 15:59 | 17.07 | 25.43 | 25.43 | 17.07 | 523.17 | 478.25 | 190 | 14.34 | 525.06 | 0.89 | 0.91 | 0.89 | 0.17 | 362.83 | 0 | 0 | 149.16 | 0.19644 | 0.056448 | 0.019 | 10 | System Off | 1 | 0
2993 | 2993 | 2012-05-04 16:59 | 16.12 | 18.84 | 18.84 | 16.12 | 159.6 | 121.52 | 59 | 14.09 | 167.72 | 0.67 | 0.72 | 0.71 | 0.04 | 89.06 | 0 | 0 | 46.53 | 0.18825 | 0.056448 | 0.006 | 10.17 | System Off | 1 | 0
2994 | 2994 | 2012-05-04 17:59 | 15.17 | 15.37 | 15.37 | 15.17 | 10.21 | 0 | 4 | 13.29 | 12.13 | 0 | 0 | 0 | 0 | 0 | 0 | 0 | 3.19 | 0.18404 | 0.056448 | 0 | 0 | System Off | 0 | 0
2995 | 2995 | 2012-05-04 18:59 | 14.32 | 14.32 | 14.32 | 14.32 | 0 | 0 | 0 | 0 | 0 | 0 | 0 | 0 | 0 | 0 | 0 | 0 | 0 | 0 | 0 | 0 | 0 | System Off | 0 | 0
2996 | 2996 | 2012-05-04 19:59 | 13.47 | 13.47 | 13.47 | 13.47 | 0 | 0 | 0 | 0 | 0 | 0 | 0 | 0 | 0 | 0 | 0 | 0 | 0 | 0 | 0 | 0 | 0 | System Off | 0 | 0
2997 | 2997 | 2012-05-04 20:59 | 12.61 | 12.61 | 12.61 | 12.61 | 0 | 0 | 0 | 0 | 0 | 0 | 0 | 0 | 0 | 0 | 0 | 0 | 0 | 0 | 0 | 0 | 0 | System Off | 0 | 0
2998 | 2998 | 2012-05-04 21:59 | 11.74 | 11.74 | 11.74 | 11.74 | 0 | 0 | 0 | 0 | 0 | 0 | 0 | 0 | 0 | 0 | 0 | 0 | 0 | 0 | 0 | 0 | 0 | System Off | 0 | 0
2999 | 2999 | 2012-05-04 22:59 | 10.87 | 10.87 | 10.87 | 10.87 | 0 | 0 | 0 | 0 | 0 | 0 | 0 | 0 | 0 | 0 | 0 | 0 | 0 | 0 | 0 | 0 | 0 | System Off | 0 | 0
3000 | 3000 | 2012-05-04 23:59 | 10 | 10 | 10 | 10 | 0 | 0 | 0 | 0 | 0 | 0 | 0 | 0 | 0 | 0 | 0 | 0 | 0 | 0 | 0 | 0 | 0 | System Off | 0 | 0
3001 | 3001 | 2012-05-05 00:59 | 10.4 | 10.4 | 10.4 | 10.4 | 0 | 0 | 0 | 0 | 0 | 0 | 0 | 0 | 0 | 0 | 0 | 0 | 0 | 0 | 0 | 0 | 0 | System Off | 0 | 0
3002 | 3002 | 2012-05-05 01:59 | 10.79 | 10.79 | 10.79 | 10.79 | 0 | 0 | 0 | 0 | 0 | 0 | 0 | 0 | 0 | 0 | 0 | 0 | 0 | 0 | 0 | 0 | 0 | System Off | 0 | 0
3003 | 3003 | 2012-05-05 02:59 | 11.19 | 11.19 | 11.19 | 11.19 | 0 | 0 | 0 | 0 | 0 | 0 | 0 | 0 | 0 | 0 | 0 | 0 | 0 | 0 | 0 | 0 | 0 | System Off | 0 | 0
3004 | 3004 | 2012-05-05 03:59 | 11.17 | 11.17 | 11.17 | 11.17 | 0 | 0 | 0 | 0 | 0 | 0 | 0 | 0 | 0 | 0 | 0 | 0 | 0 | 0 | 0 | 0 | 0 | System Off | 0 | 0
3005 | 3005 | 2012-05-05 04:59 | 11.14 | 12.38 | 12.38 | 11.14 | 67.82 | 31.36 | 25 | 14.13 | 73.6 | 0.39 | 0.43 | 0.42 | 0.01 | 51.13 | 0 | 0 | 19.71 | 0.17951 | 0.056448 | 0.003 | 12 | System Off | 1 | 0
3006 | 3006 | 2012-05-05 05:59 | 11.12 | 12.66 | 12.66 | 11.12 | 86.71 | 49.91 | 32 | 14.11 | 93.13 | 0.62 | 0.54 | 0.52 | 0.02 | 64.01 | 0 | 0 | 25.23 | 0.17984 | 0.056448 | 0.003 | 9.38 | System Off | 1 | 0
3007 | 3007 | 2012-05-05 06:59 | 11.55 | 13.55 | 13.55 | 11.55 | 112.62 | 75.38 | 41 | 14.31 | 119.71 | 0.72 | 0.63 | 0.62 | 0.03 | 75.19 | 0 | 0 | 32.25 | 0.1809 | 0.056448 | 0.004 | 9.76 | System Off | 1 | 0
3008 | 3008 | 2012-05-05 07:59 | 11.97 | 15.65 | 15.65 | 11.97 | 210.42 | 171.43 | 76 | 14.42 | 218.19 | 0.79 | 0.79 | 0.77 | 0.06 | 134.47 | 0 | 0 | 59.66 | 0.18327 | 0.056448 | 0.008 | 10.53 | System Off | 1 | 0
3009 | 3009 | 2012-05-05 08:59 | 12.4 | 17.69 | 17.69 | 12.4 | 303.55 | 262.85 | 109 | 14.5 | 310.4 | 0.92 | 0.85 | 0.83 | 0.1 | 171.98 | 0 | 0 | 85.45 | 0.18556 | 0.056448 | 0.011 | 10.09 | System Off | 1 | 0
3010 | 3010 | 2012-05-05 09:59 | 12.73 | 17.35 | 17.35 | 12.73 | 274.59 | 234.42 | 99 | 14.45 | 281.88 | 0.81 | 0.83 | 0.81 | 0.08 | 140.8 | 0 | 0 | 77.68 | 0.18551 | 0.056448 | 0.01 | 10.1 | System Off | 1 | 0
3011 | 3011 | 2012-05-05 10:59 | 13.07 | 18.64 | 18.64 | 13.07 | 343.92 | 302.47 | 123 | 14.56 | 350.08 | 0.89 | 0.86 | 0.85 | 0.11 | 173.08 | 0 | 0 | 96.35 | 0.18722 | 0.056448 | 0.012 | 9.76 | System Off | 1 | 0
3012 | 3012 | 2012-05-05 11:59 | 13.41 | 18.53 | 18.53 | 13.41 | 326.92 | 285.78 | 117 | 14.55 | 333.43 | 0.85 | 0.86 | 0.84 | 0.1 | 161.21 | 0 | 0 | 91.67 | 0.18739 | 0.056448 | 0.012 | 10.26 | System Off | 1 | 0
3013 | 3013 | 2012-05-05 12:59 | 13 | 20.13 | 20.13 | 13 | 461.85 | 418.14 | 165 | 14.58 | 464.99 | 0.91 | 0.9 | 0.88 | 0.15 | 261.25 | 0 | 0 | 129.18 | 0.18927 | 0.056448 | 0.017 | 10.3 | System Off | 1 | 0
3014 | 3014 | 2012-05-05 13:59 | 12.58 | 16.4 | 16.4 | 12.58 | 246.3 | 206.66 | 88 | 14.58 | 253.86 | 0.79 | 0.81 | 0.8 | 0.07 | 145.95 | 0 | 0 | 68.95 | 0.18473 | 0.056448 | 0.009 | 10.23 | System Off | 1 | 0
3015 | 3015 | 2012-05-05 14:59 | 12.17 | 13.9 | 13.9 | 12.17 | 110.04 | 72.84 | 40 | 14.33 | 117.11 | 0.74 | 0.62 | 0.61 | 0.03 | 54.17 | 0 | 0 | 31.46 | 0.18171 | 0.056448 | 0.004 | 10 | System Off | 0 | 0
3016 | 3016 | 2012-05-05 15:59 | 11.59 | 12.94 | 12.94 | 11.59 | 84.21 | 47.46 | 31 | 14.15 | 90.59 | 0.64 | 0.52 | 0.51 | 0.02 | 36.01 | 0 | 0 | 24.44 | 0.18044 | 0.056448 | 0.003 | 9.68 | System Off | 0 | 0
3017 | 3017 | 2012-05-05 16:59 | 11.01 | 11.9 | 11.9 | 11.01 | 53.83 | 17.61 | 20 | 14.02 | 58.98 | 0.49 | 0.3 | 0.29 | 0.01 | 12.9 | 0 | 0 | 15.79 | 0.17908 | 0.056448 | 0.002 | 10 | System Off | 0 | 0
3018 | 3018 | 2012-05-05 17:59 | 10.44 | 10.7 | 10.7 | 10.44 | 14.9 | 0 | 5 | 15.52 | 17.28 | 0 | 0 | 0 | 0 | 0 | 0 | 0 | 3.87 | 0.17752 | 0.056448 | 0.001 | 20 | System Off | 0 | 0
3019 | 3019 | 2012-05-05 18:59 | 10.09 | 10.09 | 10.09 | 10.09 | 0 | 0 | 0 | 0 | 0 | 0 | 0 | 0 | 0 | 0 | 0 | 0 | 0 | 0 | 0 | 0 | 0 | System Off | 0 | 0
3020 | 3020 | 2012-05-05 19:59 | 9.74 | 9.74 | 9.74 | 9.74 | 0 | 0 | 0 | 0 | 0 | 0 | 0 | 0 | 0 | 0 | 0 | 0 | 0 | 0 | 0 | 0 | 0 | System Off | 0 | 0
3021 | 3021 | 2012-05-05 20:59 | 9.38 | 9.38 | 9.38 | 9.38 | 0 | 0 | 0 | 0 | 0 | 0 | 0 | 0 | 0 | 0 | 0 | 0 | 0 | 0 | 0 | 0 | 0 | System Off | 0 | 0
3022 | 3022 | 2012-05-05 21:59 | 9.19 | 9.19 | 9.19 | 9.19 | 0 | 0 | 0 | 0 | 0 | 0 | 0 | 0 | 0 | 0 | 0 | 0 | 0 | 0 | 0 | 0 | 0 | System Off | 0 | 0
3023 | 3023 | 2012-05-05 22:59 | 9 | 9 | 9 | 9 | 0 | 0 | 0 | 0 | 0 | 0 | 0 | 0 | 0 | 0 | 0 | 0 | 0 | 0 | 0 | 0 | 0 | System Off | 0 | 0
3024 | 3024 | 2012-05-05 23:59 | 8.81 | 8.81 | 8.81 | 8.81 | 0 | 0 | 0 | 0 | 0 | 0 | 0 | 0 | 0 | 0 | 0 | 0 | 0 | 0 | 0 | 0 | 0 | System Off | 0 | 0
3025 | 3025 | 2012-05-06 00:59 | 8.95 | 8.95 | 8.95 | 8.95 | 0 | 0 | 0 | 0 | 0 | 0 | 0 | 0 | 0 | 0 | 0 | 0 | 0 | 0 | 0 | 0 | 0 | System Off | 0 | 0
3026 | 3026 | 2012-05-06 01:59 | 9.09 | 9.09 | 9.09 | 9.09 | 0 | 0 | 0 | 0 | 0 | 0 | 0 | 0 | 0 | 0 | 0 | 0 | 0 | 0 | 0 | 0 | 0 | System Off | 0 | 0
3027 | 3027 | 2012-05-06 02:59 | 9.23 | 9.23 | 9.23 | 9.23 | 0 | 0 | 0 | 0 | 0 | 0 | 0 | 0 | 0 | 0 | 0 | 0 | 0 | 0 | 0 | 0 | 0 | System Off | 0 | 0
3028 | 3028 | 2012-05-06 03:59 | 9.27 | 9.27 | 9.27 | 9.27 | 0 | 0 | 0 | 0 | 0 | 0 | 0 | 0 | 0 | 0 | 0 | 0 | 0 | 0 | 0 | 0 | 0 | System Off | 0 | 0
3029 | 3029 | 2012-05-06 04:59 | 9.31 | 11.88 | 11.88 | 9.31 | 154.19 | 116.21 | 55 | 14.6 | 161.58 | 0.72 | 0.72 | 0.7 | 0.04 | 189.49 | 0 | 0 | 43.09 | 0.1785 | 0.056448 | 0.006 | 10.91 | System Off | 1 | 0
3030 | 3030 | 2012-05-06 05:59 | 9.35 | 10.94 | 10.94 | 9.35 | 94.61 | 57.68 | 34 | 14.49 | 101.11 | 0.58 | 0.57 | 0.56 | 0.02 | 73.98 | 0 | 0 | 26.68 | 0.1775 | 0.056448 | 0.003 | 8.82 | System Off | 1 | 0
3031 | 3031 | 2012-05-06 06:59 | 10.04 | 12.02 | 12.02 | 10.04 | 118.24 | 80.89 | 43 | 14.32 | 125.28 | 0.69 | 0.65 | 0.63 | 0.03 | 80.7 | 0 | 0 | 33.81 | 0.17891 | 0.056448 | 0.004 | 9.3 | System Off | 1 | 0
3032 | 3032 | 2012-05-06 07:59 | 10.72 | 17.24 | 17.24 | 10.72 | 397.88 | 355.4 | 141 | 14.7 | 402.5 | 0.92 | 0.88 | 0.86 | 0.13 | 278.76 | 0 | 0 | 110.23 | 0.18481 | 0.056448 | 0.014 | 9.93 | System Off | 1 | 0
3033 | 3033 | 2012-05-06 08:59 | 11.41 | 22.59 | 22.59 | 11.41 | 677.94 | 629.91 | 241 | 14.65 | 673.27 | 0.95 | 0.94 | 0.91 | 0.23 | 412.15 | 0 | 0 | 188.31 | 0.19088 | 0.056448 | 0.024 | 9.96 | System Off | 1 | 0
3034 | 3034 | 2012-05-06 09:59 | 11.83 | 16.91 | 16.91 | 11.83 | 297.19 | 256.61 | 106 | 14.6 | 304.06 | 0.84 | 0.84 | 0.83 | 0.09 | 154.12 | 0 | 0 | 82.99 | 0.18459 | 0.056448 | 0.011 | 10.38 | System Off | 1 | 0
3035 | 3035 | 2012-05-06 10:59 | 12.25 | 24.41 | 24.41 | 12.25 | 693.63 | 645.26 | 248 | 14.57 | 688.58 | 0.93 | 0.94 | 0.92 | 0.23 | 369.24 | 0 | 0 | 193.92 | 0.19245 | 0.056448 | 0.025 | 10.08 | System Off | 1 | 0
3036 | 3036 | 2012-05-06 11:59 | 12.67 | 21.04 | 21.04 | 12.67 | 462.54 | 418.82 | 165 | 14.6 | 465.8 | 0.9 | 0.9 | 0.88 | 0.15 | 236.25 | 0 | 0 | 129.08 | 0.1888 | 0.056448 | 0.017 | 10.3 | System Off | 1 | 0
3037 | 3037 | 2012-05-06 12:59 | 12.37 | 18.3 | 18.3 | 12.37 | 351.79 | 310.19 | 126 | 14.54 | 357.72 | 0.87 | 0.87 | 0.85 | 0.11 | 193.81 | 0 | 0 | 98.71 | 0.18638 | 0.056448 | 0.013 | 10.32 | System Off | 1 | 0
3038 | 3038 | 2012-05-06 13:59 | 12.06 | 17.68 | 17.68 | 12.06 | 357.64 | 315.93 | 127 | 14.67 | 363.35 | 0.86 | 0.87 | 0.85 | 0.11 | 223.13 | 0 | 0 | 99.35 | 0.18599 | 0.056448 | 0.013 | 10.24 | System Off | 1 | 0
3039 | 3039 | 2012-05-06 14:59 | 11.76 | 14 | 14 | 11.76 | 148.53 | 110.65 | 54 | 14.33 | 156.1 | 0.74 | 0.71 | 0.69 | 0.04 | 82.28 | 0 | 0 | 42.46 | 0.18185 | 0.056448 | 0.006 | 11.11 | System Off | 1 | 0
3040 | 3040 | 2012-05-06 15:59 | 11.38 | 13.68 | 13.68 | 11.38 | 151.17 | 113.24 | 55 | 14.32 | 158.72 | 0.73 | 0.71 | 0.7 | 0.04 | 85.91 | 0 | 0 | 43.25 | 0.18138 | 0.056448 | 0.006 | 10.91 | System Off | 1 | 0
3041 | 3041 | 2012-05-06 16:59 | 11.01 | 12.55 | 12.55 | 11.01 | 98.71 | 61.71 | 36 | 14.28 | 105.43 | 0.55 | 0.59 | 0.57 | 0.02 | 45.22 | 0 | 0 | 28.33 | 0.17989 | 0.056448 | 0.004 | 11.11 | System Off | 0 | 0
3042 | 3042 | 2012-05-06 17:59 | 10.64 | 11.47 | 11.47 | 10.64 | 51.59 | 15.41 | 19 | 14.14 | 56.61 | 0.51 | 0.27 | 0.27 | 0.01 | 10.38 | 0 | 0 | 14.98 | 0.17852 | 0.056448 | 0.002 | 10.53 | System Off | 0 | 0
3043 | 3043 | 2012-05-06 18:59 | 10.19 | 10.19 | 10.19 | 10.19 | 0 | 0 | 0 | 0 | 0 | 0 | 0 | 0 | 0 | 0 | 0 | 0 | 0 | 0 | 0 | 0 | 0 | System Off | 0 | 0
3044 | 3044 | 2012-05-06 19:59 | 9.74 | 9.74 | 9.74 | 9.74 | 0 | 0 | 0 | 0 | 0 | 0 | 0 | 0 | 0 | 0 | 0 | 0 | 0 | 0 | 0 | 0 | 0 | System Off | 0 | 0
3045 | 3045 | 2012-05-06 20:59 | 9.28 | 9.28 | 9.28 | 9.28 | 0 | 0 | 0 | 0 | 0 | 0 | 0 | 0 | 0 | 0 | 0 | 0 | 0 | 0 | 0 | 0 | 0 | System Off | 0 | 0
3046 | 3046 | 2012-05-06 21:59 | 9.09 | 9.09 | 9.09 | 9.09 | 0 | 0 | 0 | 0 | 0 | 0 | 0 | 0 | 0 | 0 | 0 | 0 | 0 | 0 | 0 | 0 | 0 | System Off | 0 | 0
3047 | 3047 | 2012-05-06 22:59 | 8.89 | 8.89 | 8.89 | 8.89 | 0 | 0 | 0 | 0 | 0 | 0 | 0 | 0 | 0 | 0 | 0 | 0 | 0 | 0 | 0 | 0 | 0 | System Off | 0 | 0
3048 | 3048 | 2012-05-06 23:59 | 8.7 | 8.7 | 8.7 | 8.7 | 0 | 0 | 0 | 0 | 0 | 0 | 0 | 0 | 0 | 0 | 0 | 0 | 0 | 0 | 0 | 0 | 0 | System Off | 0 | 0
3049 | 3049 | 2012-05-07 00:59 | 8.4 | 8.4 | 8.4 | 8.4 | 0 | 0 | 0 | 0 | 0 | 0 | 0 | 0 | 0 | 0 | 0 | 0 | 0 | 0 | 0 | 0 | 0 | System Off | 0 | 0
3050 | 3050 | 2012-05-07 01:59 | 8.11 | 8.11 | 8.11 | 8.11 | 0 | 0 | 0 | 0 | 0 | 0 | 0 | 0 | 0 | 0 | 0 | 0 | 0 | 0 | 0 | 0 | 0 | System Off | 0 | 0
3051 | 3051 | 2012-05-07 02:59 | 7.81 | 7.81 | 7.81 | 7.81 | 0 | 0 | 0 | 0 | 0 | 0 | 0 | 0 | 0 | 0 | 0 | 0 | 0 | 0 | 0 | 0 | 0 | System Off | 0 | 0
3052 | 3052 | 2012-05-07 03:59 | 7.97 | 7.97 | 7.97 | 7.97 | 0 | 0 | 0 | 0 | 0 | 0 | 0 | 0 | 0 | 0 | 0 | 0 | 0 | 0 | 0 | 0 | 0 | System Off | 0 | 0
3053 | 3053 | 2012-05-07 04:59 | 8.14 | 8.62 | 8.62 | 8.14 | 24.18 | 0 | 9 | 13.99 | 27.35 | 0 | 0 | 0 | 0 | 0 | 0 | 0 | 7.11 | 0.18237 | 0.056448 | 0.001 | 11.11 | System Off | 0 | 0
3054 | 3054 | 2012-05-07 05:59 | 8.3 | 10.35 | 10.35 | 8.3 | 106.97 | 69.83 | 38 | 14.66 | 113.69 | 0.77 | 0.61 | 0.6 | 0.03 | 89.55 | 0 | 0 | 29.75 | 0.17625 | 0.056448 | 0.004 | 10.53 | System Off | 1 | 0
3055 | 3055 | 2012-05-07 06:59 | 9.2 | 12.52 | 12.52 | 9.2 | 176.4 | 138.02 | 63 | 14.58 | 183.91 | 0.79 | 0.75 | 0.73 | 0.05 | 137.69 | 0 | 0 | 49.36 | 0.17875 | 0.056448 | 0.006 | 9.52 | System Off | 1 | 0
3056 | 3056 | 2012-05-07 07:59 | 10.11 | 14.78 | 14.78 | 10.11 | 250.49 | 210.77 | 89 | 14.66 | 257.8 | 0.89 | 0.82 | 0.8 | 0.08 | 165.32 | 0 | 0 | 69.64 | 0.18132 | 0.056448 | 0.009 | 10.11 | System Off | 1 | 0
3057 | 3057 | 2012-05-07 08:59 | 11.01 | 16.81 | 16.81 | 11.01 | 312.07 | 271.22 | 111 | 14.64 | 318.66 | 0.89 | 0.85 | 0.83 | 0.1 | 177.46 | 0 | 0 | 86.84 | 0.1837 | 0.056448 | 0.011 | 9.91 | System Off | 1 | 0
3058 | 3058 | 2012-05-07 09:59 | 11.88 | 22.58 | 22.58 | 11.88 | 557.45 | 511.86 | 199 | 14.59 | 557.63 | 0.95 | 0.92 | 0.9 | 0.19 | 307.43 | 0 | 0 | 155.59 | 0.18941 | 0.056448 | 0.02 | 10.05 | System Off | 1 | 0
3059 | 3059 | 2012-05-07 10:59 | 12.76 | 32.7 | 32.7 | 12.76 | 987.8 | 933.12 | 361 | 14.25 | 969.64 | 0.94 | 0.96 | 0.94 | 0.34 | 533.96 | 0 | 0 | 282.8 | 0.19588 | 0.056448 | 0.036 | 9.97 | System Off | 1 | 0
3060 | 3060 | 2012-05-07 11:59 | 13.64 | 38.2 | 38.2 | 13.64 | 1160.25 | 1101.65 | 431 | 14.02 | 1133.37 | 0.93 | 0.97 | 0.95 | 0.4 | 621.42 | 0 | 0 | 338.2 | 0.20079 | 0.056448 | 0.043 | 9.98 | System Off | 1 | 0
3061 | 3061 | 2012-05-07 12:59 | 13.82 | 43.51 | 43.51 | 13.82 | 1384.75 | 1320.8 | 523 | 13.79 | 1345.36 | 0.92 | 0.98 | 0.96 | 0.48 | 825.23 | 0 | 0 | 411.06 | 0.20586 | 0.056448 | 0.052 | 9.94 | System Off | 1 | 0
3062 | 3062 | 2012-05-07 13:59 | 14 | 44.14 | 44.14 | 14 | 1408.87 | 1344.33 | 533 | 13.77 | 1368.09 | 0.92 | 0.98 | 0.96 | 0.49 | 949.44 | 0 | 0 | 419 | 0.20665 | 0.056448 | 0.053 | 9.94 | System Off | 1 | 0
3063 | 3063 | 2012-05-07 14:59 | 14.18 | 33.59 | 33.59 | 14.18 | 918.98 | 865.81 | 338 | 14.16 | 904.5 | 0.92 | 0.96 | 0.94 | 0.31 | 643.84 | 0 | 0 | 265.1 | 0.19677 | 0.056448 | 0.034 | 10.06 | System Off | 1 | 0
3064 | 3064 | 2012-05-07 15:59 | 13.91 | 25.59 | 25.59 | 13.91 | 566.36 | 520.59 | 205 | 14.39 | 566.7 | 0.92 | 0.92 | 0.9 | 0.19 | 394.95 | 0 | 0 | 160.64 | 0.19265 | 0.056448 | 0.021 | 10.24 | System Off | 1 | 0
3065 | 3065 | 2012-05-07 16:59 | 13.65 | 18.96 | 18.96 | 13.65 | 250.97 | 211.25 | 91 | 14.36 | 258.78 | 0.87 | 0.82 | 0.8 | 0.08 | 154.82 | 0 | 0 | 71.45 | 0.1864 | 0.056448 | 0.009 | 9.89 | System Off | 1 | 0
3066 | 3066 | 2012-05-07 17:59 | 13.39 | 15.15 | 15.15 | 13.39 | 87.65 | 50.85 | 32 | 14.27 | 94.29 | 0.61 | 0.54 | 0.53 | 0.02 | 34.25 | 0 | 0 | 25.18 | 0.183 | 0.056448 | 0.003 | 9.38 | System Off | 0 | 0
3067 | 3067 | 2012-05-07 18:59 | 11.94 | 11.94 | 11.94 | 11.94 | 0 | 0 | 0 | 0 | 0 | 0 | 0 | 0 | 0 | 0 | 0 | 0 | 0 | 0 | 0 | 0 | 0 | System Off | 0 | 0
3068 | 3068 | 2012-05-07 19:59 | 10.5 | 10.5 | 10.5 | 10.5 | 0 | 0 | 0 | 0 | 0 | 0 | 0 | 0 | 0 | 0 | 0 | 0 | 0 | 0 | 0 | 0 | 0 | System Off | 0 | 0
3069 | 3069 | 2012-05-07 20:59 | 9.05 | 9.05 | 9.05 | 9.05 | 0 | 0 | 0 | 0 | 0 | 0 | 0 | 0 | 0 | 0 | 0 | 0 | 0 | 0 | 0 | 0 | 0 | System Off | 0 | 0
3070 | 3070 | 2012-05-07 21:59 | 8.84 | 8.84 | 8.84 | 8.84 | 0 | 0 | 0 | 0 | 0 | 0 | 0 | 0 | 0 | 0 | 0 | 0 | 0 | 0 | 0 | 0 | 0 | System Off | 0 | 0
3071 | 3071 | 2012-05-07 22:59 | 8.62 | 8.62 | 8.62 | 8.62 | 0 | 0 | 0 | 0 | 0 | 0 | 0 | 0 | 0 | 0 | 0 | 0 | 0 | 0 | 0 | 0 | 0 | System Off | 0 | 0
3072 | 3072 | 2012-05-07 23:59 | 8.4 | 8.4 | 8.4 | 8.4 | 0 | 0 | 0 | 0 | 0 | 0 | 0 | 0 | 0 | 0 | 0 | 0 | 0 | 0 | 0 | 0 | 0 | System Off | 0 | 0
3073 | 3073 | 2012-05-08 00:59 | 8.67 | 8.67 | 8.67 | 8.67 | 0 | 0 | 0 | 0 | 0 | 0 | 0 | 0 | 0 | 0 | 0 | 0 | 0 | 0 | 0 | 0 | 0 | System Off | 0 | 0
3074 | 3074 | 2012-05-08 01:59 | 8.95 | 8.95 | 8.95 | 8.95 | 0 | 0 | 0 | 0 | 0 | 0 | 0 | 0 | 0 | 0 | 0 | 0 | 0 | 0 | 0 | 0 | 0 | System Off | 0 | 0
3075 | 3075 | 2012-05-08 02:59 | 9.22 | 9.22 | 9.22 | 9.22 | 0 | 0 | 0 | 0 | 0 | 0 | 0 | 0 | 0 | 0 | 0 | 0 | 0 | 0 | 0 | 0 | 0 | System Off | 0 | 0
3076 | 3076 | 2012-05-08 03:59 | 10.22 | 10.22 | 10.22 | 10.22 | 0 | 0 | 0 | 0 | 0 | 0 | 0 | 0 | 0 | 0 | 0 | 0 | 0 | 0 | 0 | 0 | 0 | System Off | 0 | 0
3077 | 3077 | 2012-05-08 04:59 | 11.22 | 13.19 | 13.19 | 11.22 | 126.12 | 88.64 | 46 | 14.28 | 133.39 | 0.65 | 0.66 | 0.65 | 0.03 | 144.53 | 0 | 0 | 36.19 | 0.1807 | 0.056448 | 0.005 | 10.87 | System Off | 1 | 0
3078 | 3078 | 2012-05-08 05:59 | 12.22 | 17.02 | 17.02 | 12.22 | 303.59 | 262.89 | 108 | 14.64 | 310.36 | 0.92 | 0.85 | 0.83 | 0.1 | 337.14 | 0 | 0 | 84.53 | 0.18524 | 0.056448 | 0.011 | 10.19 | System Off | 1 | 0
3079 | 3079 | 2012-05-08 06:59 | 14.04 | 23.63 | 23.63 | 14.04 | 666.56 | 618.76 | 238 | 14.59 | 662.55 | 0.92 | 0.93 | 0.91 | 0.22 | 617.26 | 0 | 0 | 186.22 | 0.19452 | 0.056448 | 0.024 | 10.08 | System Off | 1 | 0
3080 | 3080 | 2012-05-08 07:59 | 15.87 | 31.72 | 31.72 | 15.87 | 1147.72 | 1089.41 | 415 | 14.4 | 1120.78 | 0.94 | 0.97 | 0.95 | 0.39 | 854.49 | 0 | 0 | 325.09 | 0.20321 | 0.056448 | 0.041 | 9.88 | System Off | 1 | 0
3081 | 3081 | 2012-05-08 08:59 | 17.69 | 38.33 | 38.33 | 17.69 | 1514.18 | 1447.02 | 558 | 14.13 | 1466.59 | 0.93 | 0.99 | 0.96 | 0.52 | 946.78 | 0 | 0 | 438.23 | 0.21348 | 0.056448 | 0.055 | 9.86 | System Off | 1 | 0
3082 | 3082 | 2012-05-08 09:59 | 18.05 | 36.84 | 36.84 | 18.05 | 1341.06 | 1278.17 | 493 | 14.17 | 1303.63 | 0.93 | 0.98 | 0.96 | 0.46 | 767.68 | 0 | 0 | 387.12 | 0.2106 | 0.056448 | 0.049 | 9.94 | System Off | 1 | 0
3083 | 3083 | 2012-05-08 10:59 | 18.41 | 47.63 | 47.63 | 18.41 | 2004.33 | 1924.21 | 762 | 13.7 | 1926.84 | 0.92 | 1 | 0.97 | 0.7 | 1101.09 | 0 | 0 | 600.62 | 0.22145 | 0.056448 | 0.075 | 9.84 | System Off | 1 | 0
3084 | 3084 | 2012-05-08 11:59 | 18.77 | 45.39 | 45.39 | 18.77 | 1790.59 | 1716.28 | 676 | 13.8 | 1726.47 | 0.92 | 0.99 | 0.97 | 0.62 | 968.13 | 0 | 0 | 532.4 | 0.22147 | 0.056448 | 0.067 | 9.91 | System Off | 1 | 0
3085 | 3085 | 2012-05-08 12:59 | 18.77 | 40.55 | 40.55 | 18.77 | 1488.91 | 1422.39 | 554 | 14 | 1443.07 | 0.92 | 0.99 | 0.96 | 0.51 | 888.7 | 0 | 0 | 435.64 | 0.21495 | 0.056448 | 0.055 | 9.93 | System Off | 1 | 0
3086 | 3086 | 2012-05-08 13:59 | 18.77 | 30.59 | 30.59 | 18.77 | 821.01 | 769.97 | 299 | 14.3 | 810.98 | 0.93 | 0.95 | 0.93 | 0.28 | 543.8 | 0 | 0 | 234.71 | 0.20146 | 0.056448 | 0.03 | 10.03 | System Off | 1 | 0
3087 | 3087 | 2012-05-08 14:59 | 18.78 | 23.94 | 23.94 | 18.78 | 357.77 | 316.06 | 131 | 14.22 | 364.36 | 0.84 | 0.87 | 0.85 | 0.11 | 235.03 | 0 | 0 | 103.08 | 0.19584 | 0.056448 | 0.013 | 9.92 | System Off | 1 | 0
3088 | 3088 | 2012-05-08 15:59 | 17.68 | 23.71 | 23.71 | 17.68 | 409.43 | 366.73 | 149 | 14.31 | 414.66 | 0.87 | 0.88 | 0.86 | 0.13 | 278.23 | 0 | 0 | 117.09 | 0.19518 | 0.056448 | 0.015 | 10.07 | System Off | 1 | 0
3089 | 3089 | 2012-05-08 16:59 | 16.58 | 20.25 | 20.25 | 16.58 | 240.24 | 200.71 | 88 | 14.22 | 248.32 | 0.79 | 0.81 | 0.79 | 0.07 | 147.09 | 0 | 0 | 69.27 | 0.19041 | 0.056448 | 0.009 | 10.23 | System Off | 1 | 0
3090 | 3090 | 2012-05-08 17:59 | 15.48 | 15.73 | 15.73 | 15.48 | 14.51 | 0 | 5 | 15.11 | 16.97 | 0 | 0 | 0 | 0 | 0 | 0 | 0 | 3.89 | 0.18452 | 0.056448 | 0.001 | 20 | System Off | 0 | 0
3091 | 3091 | 2012-05-08 18:59 | 15.04 | 15.04 | 15.04 | 15.04 | 0 | 0 | 0 | 0 | 0 | 0 | 0 | 0 | 0 | 0 | 0 | 0 | 0 | 0 | 0 | 0 | 0 | System Off | 0 | 0
3092 | 3092 | 2012-05-08 19:59 | 14.61 | 14.61 | 14.61 | 14.61 | 0 | 0 | 0 | 0 | 0 | 0 | 0 | 0 | 0 | 0 | 0 | 0 | 0 | 0 | 0 | 0 | 0 | System Off | 0 | 0
3093 | 3093 | 2012-05-08 20:59 | 14.17 | 14.17 | 14.17 | 14.17 | 0 | 0 | 0 | 0 | 0 | 0 | 0 | 0 | 0 | 0 | 0 | 0 | 0 | 0 | 0 | 0 | 0 | System Off | 0 | 0
3094 | 3094 | 2012-05-08 21:59 | 14.03 | 14.03 | 14.03 | 14.03 | 0 | 0 | 0 | 0 | 0 | 0 | 0 | 0 | 0 | 0 | 0 | 0 | 0 | 0 | 0 | 0 | 0 | System Off | 0 | 0
3095 | 3095 | 2012-05-08 22:59 | 13.89 | 13.89 | 13.89 | 13.89 | 0 | 0 | 0 | 0 | 0 | 0 | 0 | 0 | 0 | 0 | 0 | 0 | 0 | 0 | 0 | 0 | 0 | System Off | 0 | 0
3096 | 3096 | 2012-05-08 23:59 | 13.75 | 13.75 | 13.75 | 13.75 | 0 | 0 | 0 | 0 | 0 | 0 | 0 | 0 | 0 | 0 | 0 | 0 | 0 | 0 | 0 | 0 | 0 | System Off | 0 | 0
3097 | 3097 | 2012-05-09 00:59 | 13.8 | 13.8 | 13.8 | 13.8 | 0 | 0 | 0 | 0 | 0 | 0 | 0 | 0 | 0 | 0 | 0 | 0 | 0 | 0 | 0 | 0 | 0 | System Off | 0 | 0
3098 | 3098 | 2012-05-09 01:59 | 13.86 | 13.86 | 13.86 | 13.86 | 0 | 0 | 0 | 0 | 0 | 0 | 0 | 0 | 0 | 0 | 0 | 0 | 0 | 0 | 0 | 0 | 0 | System Off | 0 | 0
3099 | 3099 | 2012-05-09 02:59 | 13.91 | 13.91 | 13.91 | 13.91 | 0 | 0 | 0 | 0 | 0 | 0 | 0 | 0 | 0 | 0 | 0 | 0 | 0 | 0 | 0 | 0 | 0 | System Off | 0 | 0
3100 | 3100 | 2012-05-09 03:59 | 14.23 | 14.23 | 14.23 | 14.23 | 0 | 0 | 0 | 0 | 0 | 0 | 0 | 0 | 0 | 0 | 0 | 0 | 0 | 0 | 0 | 0 | 0 | System Off | 0 | 0
3101 | 3101 | 2012-05-09 04:59 | 14.56 | 15.2 | 15.2 | 14.56 | 39.2 | 3.23 | 15 | 13.61 | 43.71 | 0 | 0.07 | 0.07 | 0 | 5.26 | 0 | 0 | 11.91 | 0.18376 | 0.056448 | 0.002 | 13.33 | System Off | 0 | 0
3102 | 3102 | 2012-05-09 05:59 | 14.88 | 18.05 | 18.05 | 14.88 | 208.23 | 169.28 | 76 | 14.27 | 216.27 | 0.79 | 0.78 | 0.77 | 0.06 | 217.09 | 0 | 0 | 59.79 | 0.18737 | 0.056448 | 0.008 | 10.53 | System Off | 1 | 0
3103 | 3103 | 2012-05-09 06:59 | 15.25 | 21.3 | 21.3 | 15.25 | 409.27 | 366.57 | 147 | 14.5 | 414.16 | 0.88 | 0.89 | 0.87 | 0.13 | 365.69 | 0 | 0 | 115.23 | 0.19156 | 0.056448 | 0.015 | 10.2 | System Off | 1 | 0
3104 | 3104 | 2012-05-09 07:59 | 15.61 | 25.83 | 25.83 | 15.61 | 705.25 | 656.65 | 253 | 14.52 | 699.86 | 0.95 | 0.94 | 0.92 | 0.24 | 515.05 | 0 | 0 | 198.11 | 0.19443 | 0.056448 | 0.025 | 9.88 | System Off | 1 | 0
3105 | 3105 | 2012-05-09 08:59 | 15.98 | 23 | 23 | 15.98 | 490.42 | 446.15 | 176 | 14.51 | 493.04 | 0.9 | 0.9 | 0.88 | 0.16 | 291.91 | 0 | 0 | 137.92 | 0.19412 | 0.056448 | 0.018 | 10.23 | System Off | 1 | 0
3106 | 3106 | 2012-05-09 09:59 | 16.39 | 27.59 | 27.59 | 16.39 | 779.36 | 729.2 | 281 | 14.45 | 770.86 | 0.92 | 0.95 | 0.92 | 0.26 | 437.96 | 0 | 0 | 220.2 | 0.19702 | 0.056448 | 0.028 | 9.96 | System Off | 1 | 0
3107 | 3107 | 2012-05-09 10:59 | 16.8 | 26.64 | 26.64 | 16.8 | 682.37 | 634.24 | 246 | 14.45 | 678.1 | 0.93 | 0.94 | 0.91 | 0.23 | 362.93 | 0 | 0 | 192.82 | 0.1958 | 0.056448 | 0.025 | 10.16 | System Off | 1 | 0
3108 | 3108 | 2012-05-09 11:59 | 17.21 | 21.85 | 21.85 | 17.21 | 317.44 | 276.49 | 116 | 14.25 | 324.6 | 0.86 | 0.85 | 0.83 | 0.1 | 155.96 | 0 | 0 | 91.25 | 0.19278 | 0.056448 | 0.012 | 10.34 | System Off | 1 | 0
3109 | 3109 | 2012-05-09 12:59 | 17.35 | 29.28 | 29.28 | 17.35 | 829.99 | 778.76 | 301 | 14.36 | 819.33 | 0.93 | 0.95 | 0.93 | 0.28 | 486.57 | 0 | 0 | 236.09 | 0.19947 | 0.056448 | 0.03 | 9.97 | System Off | 1 | 0
3110 | 3110 | 2012-05-09 13:59 | 17.49 | 24.49 | 24.49 | 17.49 | 489.75 | 445.49 | 177 | 14.41 | 492.63 | 0.9 | 0.9 | 0.88 | 0.16 | 314.63 | 0 | 0 | 138.89 | 0.19637 | 0.056448 | 0.018 | 10.17 | System Off | 1 | 0
3111 | 3111 | 2012-05-09 14:59 | 17.63 | 27.3 | 27.3 | 17.63 | 684.52 | 636.34 | 248 | 14.38 | 680.25 | 0.93 | 0.94 | 0.91 | 0.23 | 473.2 | 0 | 0 | 194.58 | 0.19712 | 0.056448 | 0.025 | 10.08 | System Off | 1 | 0
3112 | 3112 | 2012-05-09 15:59 | 17.35 | 23.95 | 23.95 | 17.35 | 440.12 | 396.83 | 160 | 14.33 | 444.5 | 0.87 | 0.89 | 0.87 | 0.14 | 301.06 | 0 | 0 | 125.69 | 0.19528 | 0.056448 | 0.016 | 10 | System Off | 1 | 0
3113 | 3113 | 2012-05-09 16:59 | 17.08 | 19 | 19 | 17.08 | 116.88 | 79.56 | 44 | 13.84 | 124.52 | 0.68 | 0.64 | 0.63 | 0.03 | 58.31 | 0 | 0 | 34.82 | 0.18883 | 0.056448 | 0.005 | 11.36 | System Off | 0 | 0
3114 | 3114 | 2012-05-09 17:59 | 16.81 | 18.41 | 18.41 | 16.81 | 91.31 | 54.44 | 34 | 13.99 | 98.3 | 0.58 | 0.55 | 0.54 | 0.02 | 36.67 | 0 | 0 | 26.85 | 0.18792 | 0.056448 | 0.004 | 11.76 | System Off | 0 | 0
3115 | 3115 | 2012-05-09 18:59 | 16.08 | 16.08 | 16.08 | 16.08 | 0 | 0 | 0 | 0 | 0 | 0 | 0 | 0 | 0 | 0 | 0 | 0 | 0 | 0 | 0 | 0 | 0 | System Off | 0 | 0
3116 | 3116 | 2012-05-09 19:59 | 15.35 | 15.35 | 15.35 | 15.35 | 0 | 0 | 0 | 0 | 0 | 0 | 0 | 0 | 0 | 0 | 0 | 0 | 0 | 0 | 0 | 0 | 0 | System Off | 0 | 0
3117 | 3117 | 2012-05-09 20:59 | 14.61 | 14.61 | 14.61 | 14.61 | 0 | 0 | 0 | 0 | 0 | 0 | 0 | 0 | 0 | 0 | 0 | 0 | 0 | 0 | 0 | 0 | 0 | System Off | 0 | 0
3118 | 3118 | 2012-05-09 21:59 | 14.51 | 14.51 | 14.51 | 14.51 | 0 | 0 | 0 | 0 | 0 | 0 | 0 | 0 | 0 | 0 | 0 | 0 | 0 | 0 | 0 | 0 | 0 | System Off | 0 | 0
3119 | 3119 | 2012-05-09 22:59 | 14.4 | 14.4 | 14.4 | 14.4 | 0 | 0 | 0 | 0 | 0 | 0 | 0 | 0 | 0 | 0 | 0 | 0 | 0 | 0 | 0 | 0 | 0 | System Off | 0 | 0
3120 | 3120 | 2012-05-09 23:59 | 14.3 | 14.3 | 14.3 | 14.3 | 0 | 0 | 0 | 0 | 0 | 0 | 0 | 0 | 0 | 0 | 0 | 0 | 0 | 0 | 0 | 0 | 0 | System Off | 0 | 0
3121 | 3121 | 2012-05-10 00:59 | 14.47 | 14.47 | 14.47 | 14.47 | 0 | 0 | 0 | 0 | 0 | 0 | 0 | 0 | 0 | 0 | 0 | 0 | 0 | 0 | 0 | 0 | 0 | System Off | 0 | 0
3122 | 3122 | 2012-05-10 01:59 | 14.65 | 14.65 | 14.65 | 14.65 | 0 | 0 | 0 | 0 | 0 | 0 | 0 | 0 | 0 | 0 | 0 | 0 | 0 | 0 | 0 | 0 | 0 | System Off | 0 | 0
3123 | 3123 | 2012-05-10 02:59 | 14.82 | 14.82 | 14.82 | 14.82 | 0 | 0 | 0 | 0 | 0 | 0 | 0 | 0 | 0 | 0 | 0 | 0 | 0 | 0 | 0 | 0 | 0 | System Off | 0 | 0
3124 | 3124 | 2012-05-10 03:59 | 15.42 | 15.42 | 15.42 | 15.42 | 0 | 0 | 0 | 0 | 0 | 0 | 0 | 0 | 0 | 0 | 0 | 0 | 0 | 0 | 0 | 0 | 0 | System Off | 0 | 0
3125 | 3125 | 2012-05-10 04:59 | 16.01 | 16.42 | 16.42 | 16.01 | 25.46 | 0 | 10 | 13.26 | 29.01 | 0 | 0 | 0 | 0 | 0 | 0 | 0 | 7.97 | 0.18554 | 0.056448 | 0.001 | 10 | System Off | 0 | 0
3126 | 3126 | 2012-05-10 05:59 | 16.61 | 18.38 | 18.38 | 16.61 | 119.57 | 82.21 | 44 | 14.15 | 127.2 | 0.67 | 0.65 | 0.63 | 0.03 | 105.43 | 0 | 0 | 34.68 | 0.18816 | 0.056448 | 0.005 | 11.36 | System Off | 1 | 0
3127 | 3127 | 2012-05-10 06:59 | 18.28 | 19.95 | 19.95 | 18.28 | 111.69 | 74.46 | 42 | 13.85 | 119.31 | 0.71 | 0.62 | 0.61 | 0.03 | 74.28 | 0 | 0 | 33.23 | 0.19044 | 0.056448 | 0.004 | 9.52 | System Off | 1 | 0
3128 | 3128 | 2012-05-10 07:59 | 19.96 | 28.49 | 28.49 | 19.96 | 591.48 | 545.21 | 216 | 14.26 | 591.25 | 0.92 | 0.92 | 0.9 | 0.2 | 427.64 | 0 | 0 | 169.76 | 0.19885 | 0.056448 | 0.022 | 10.19 | System Off | 1 | 0
3129 | 3129 | 2012-05-10 08:59 | 21.63 | 40.57 | 40.57 | 21.63 | 1304.28 | 1242.28 | 487 | 13.95 | 1269.38 | 0.92 | 0.98 | 0.96 | 0.45 | 812.82 | 0 | 0 | 383.44 | 0.21577 | 0.056448 | 0.049 | 10.06 | System Off | 1 | 0
3130 | 3130 | 2012-05-10 09:59 | 22.49 | 28.72 | 28.72 | 22.49 | 438.03 | 394.78 | 162 | 14.08 | 443.19 | 0.86 | 0.89 | 0.87 | 0.14 | 237.11 | 0 | 0 | 127.67 | 0.19971 | 0.056448 | 0.017 | 10.49 | System Off | 1 | 0
3131 | 3131 | 2012-05-10 10:59 | 23.36 | 42.7 | 42.7 | 23.36 | 1385.7 | 1321.72 | 521 | 13.85 | 1346.19 | 0.92 | 0.98 | 0.96 | 0.48 | 756.33 | 0 | 0 | 410.74 | 0.22029 | 0.056448 | 0.052 | 9.98 | System Off | 1 | 0
3132 | 3132 | 2012-05-10 11:59 | 24.23 | 28.04 | 28.04 | 24.23 | 275.97 | 235.78 | 104 | 13.82 | 284.67 | 0.86 | 0.83 | 0.81 | 0.09 | 133 | 0 | 0 | 82.28 | 0.19918 | 0.056448 | 0.011 | 10.58 | System Off | 1 | 0
3133 | 3133 | 2012-05-10 12:59 | 24.32 | 31.96 | 31.96 | 24.32 | 549.72 | 504.29 | 204 | 14.03 | 551.64 | 0.88 | 0.91 | 0.89 | 0.18 | 315.08 | 0 | 0 | 160.83 | 0.20466 | 0.056448 | 0.021 | 10.29 | System Off | 1 | 0
3134 | 3134 | 2012-05-10 13:59 | 24.41 | 28.67 | 28.67 | 24.41 | 296.28 | 255.71 | 111 | 13.9 | 304.76 | 0.81 | 0.84 | 0.82 | 0.09 | 180.6 | 0 | 0 | 87.72 | 0.19981 | 0.056448 | 0.011 | 9.91 | System Off | 1 | 0
3135 | 3135 | 2012-05-10 14:59 | 24.5 | 30.16 | 30.16 | 24.5 | 388.05 | 345.77 | 145 | 13.94 | 394.83 | 0.89 | 0.88 | 0.86 | 0.13 | 257.12 | 0 | 0 | 114.5 | 0.20177 | 0.056448 | 0.015 | 10.34 | System Off | 1 | 0
3136 | 3136 | 2012-05-10 15:59 | 24.06 | 31.51 | 31.51 | 24.06 | 503.18 | 458.67 | 187 | 14.01 | 506.69 | 0.9 | 0.91 | 0.88 | 0.17 | 347.97 | 0 | 0 | 147.46 | 0.20336 | 0.056448 | 0.019 | 10.16 | System Off | 1 | 0
3137 | 3137 | 2012-05-10 16:59 | 23.63 | 28.01 | 28.01 | 23.63 | 277.23 | 237.02 | 104 | 13.88 | 285.9 | 0.86 | 0.83 | 0.81 | 0.09 | 173.71 | 0 | 0 | 82.2 | 0.1983 | 0.056448 | 0.011 | 10.58 | System Off | 1 | 0
3138 | 3138 | 2012-05-10 17:59 | 23.2 | 24.76 | 24.76 | 23.2 | 97.07 | 60.1 | 37 | 13.66 | 104.75 | 0.53 | 0.57 | 0.56 | 0.02 | 40.48 | 0 | 0 | 29.34 | 0.1941 | 0.056448 | 0.004 | 10.81 | System Off | 0 | 0
3139 | 3139 | 2012-05-10 18:59 | 22.79 | 22.79 | 22.79 | 22.79 | 0 | 0 | 0 | 0 | 0 | 0 | 0 | 0 | 0 | 0 | 0 | 0 | 0 | 0 | 0 | 0 | 0 | System Off | 0 | 0
3140 | 3140 | 2012-05-10 19:59 | 22.38 | 22.38 | 22.38 | 22.38 | 0 | 0 | 0 | 0 | 0 | 0 | 0 | 0 | 0 | 0 | 0 | 0 | 0 | 0 | 0 | 0 | 0 | System Off | 0 | 0
3141 | 3141 | 2012-05-10 20:59 | 21.96 | 21.96 | 21.96 | 21.96 | 0 | 0 | 0 | 0 | 0 | 0 | 0 | 0 | 0 | 0 | 0 | 0 | 0 | 0 | 0 | 0 | 0 | System Off | 0 | 0
3142 | 3142 | 2012-05-10 21:59 | 21.66 | 21.66 | 21.66 | 21.66 | 0 | 0 | 0 | 0 | 0 | 0 | 0 | 0 | 0 | 0 | 0 | 0 | 0 | 0 | 0 | 0 | 0 | System Off | 0 | 0
3143 | 3143 | 2012-05-10 22:59 | 21.36 | 21.36 | 21.36 | 21.36 | 0 | 0 | 0 | 0 | 0 | 0 | 0 | 0 | 0 | 0 | 0 | 0 | 0 | 0 | 0 | 0 | 0 | System Off | 0 | 0
3144 | 3144 | 2012-05-10 23:59 | 21.06 | 21.06 | 21.06 | 21.06 | 0 | 0 | 0 | 0 | 0 | 0 | 0 | 0 | 0 | 0 | 0 | 0 | 0 | 0 | 0 | 0 | 0 | System Off | 0 | 0
3145 | 3145 | 2012-05-11 00:59 | 20.47 | 20.47 | 20.47 | 20.47 | 0 | 0 | 0 | 0 | 0 | 0 | 0 | 0 | 0 | 0 | 0 | 0 | 0 | 0 | 0 | 0 | 0 | System Off | 0 | 0
3146 | 3146 | 2012-05-11 01:59 | 19.89 | 19.89 | 19.89 | 19.89 | 0 | 0 | 0 | 0 | 0 | 0 | 0 | 0 | 0 | 0 | 0 | 0 | 0 | 0 | 0 | 0 | 0 | System Off | 0 | 0
3147 | 3147 | 2012-05-11 02:59 | 19.3 | 19.3 | 19.3 | 19.3 | 0 | 0 | 0 | 0 | 0 | 0 | 0 | 0 | 0 | 0 | 0 | 0 | 0 | 0 | 0 | 0 | 0 | System Off | 0 | 0
3148 | 3148 | 2012-05-11 03:59 | 19.56 | 19.6 | 19.6 | 19.56 | 1.82 | 0 | 0 | 0 | 0 | 0 | 0 | 0 | 0 | 0 | 0 | 0 | -0.09 | 0.19003 | 0.056448 | 0 |  | System Off | 0 | 0
3149 | 3149 | 2012-05-11 04:59 | 19.83 | 22.78 | 22.78 | 19.83 | 174.24 | 135.9 | 65 | 13.96 | 182.85 | 0.76 | 0.74 | 0.73 | 0.05 | 221.59 | 0 | 0 | 51.34 | 0.19387 | 0.056448 | 0.007 | 10.77 | System Off | 1 | 0
3150 | 3150 | 2012-05-11 05:59 | 20.09 | 25.98 | 25.98 | 20.09 | 349.88 | 308.31 | 129 | 14.13 | 356.96 | 0.85 | 0.86 | 0.84 | 0.11 | 395.4 | 0 | 0 | 101.6 | 0.19447 | 0.056448 | 0.013 | 10.08 | System Off | 1 | 0
3151 | 3151 | 2012-05-11 06:59 | 21.05 | 27.04 | 27.04 | 21.05 | 365.99 | 324.12 | 135 | 14.12 | 372.83 | 0.88 | 0.87 | 0.85 | 0.12 | 323.33 | 0 | 0 | 106.34 | 0.19618 | 0.056448 | 0.014 | 10.37 | System Off | 1 | 0
3152 | 3152 | 2012-05-11 07:59 | 22.01 | 32.94 | 32.94 | 22.01 | 684.74 | 636.56 | 254 | 14.04 | 681.36 | 0.91 | 0.93 | 0.91 | 0.23 | 499.3 | 0 | 0 | 200.05 | 0.2039 | 0.056448 | 0.026 | 10.24 | System Off | 1 | 0
3153 | 3153 | 2012-05-11 08:59 | 22.97 | 27.36 | 27.36 | 22.97 | 276.82 | 236.62 | 104 | 13.86 | 285.41 | 0.86 | 0.83 | 0.81 | 0.09 | 154.82 | 0 | 0 | 82.22 | 0.19734 | 0.056448 | 0.011 | 10.58 | System Off | 1 | 0
3154 | 3154 | 2012-05-11 09:59 | 22.9 | 25.51 | 25.51 | 22.9 | 164.05 | 125.9 | 62 | 13.78 | 172.92 | 0.8 | 0.73 | 0.71 | 0.05 | 75.61 | 0 | 0 | 49.09 | 0.195 | 0.056448 | 0.006 | 9.68 | System Off | 0 | 0
3155 | 3155 | 2012-05-11 10:59 | 22.84 | 26.05 | 26.05 | 22.84 | 205.53 | 166.63 | 77 | 13.9 | 214.54 | 0.77 | 0.78 | 0.76 | 0.06 | 95.35 | 0 | 0 | 60.86 | 0.19571 | 0.056448 | 0.008 | 10.39 | System Off | 1 | 0
3156 | 3156 | 2012-05-11 11:59 | 22.78 | 26.37 | 26.37 | 22.78 | 233.31 | 193.91 | 88 | 13.81 | 242.23 | 0.79 | 0.8 | 0.78 | 0.07 | 109.38 | 0 | 0 | 69.63 | 0.19621 | 0.056448 | 0.009 | 10.23 | System Off | 1 | 0
3157 | 3157 | 2012-05-11 12:59 | 22.28 | 26.67 | 26.67 | 22.28 | 294.21 | 253.69 | 110 | 13.93 | 302.45 | 0.82 | 0.84 | 0.82 | 0.09 | 158.5 | 0 | 0 | 86.89 | 0.19665 | 0.056448 | 0.011 | 10 | System Off | 1 | 0
3158 | 3158 | 2012-05-11 13:59 | 21.78 | 24.88 | 24.88 | 21.78 | 211.32 | 172.32 | 79 | 13.93 | 220.18 | 0.75 | 0.78 | 0.77 | 0.06 | 121.7 | 0 | 0 | 62.42 | 0.19428 | 0.056448 | 0.008 | 10.13 | System Off | 1 | 0
3159 | 3159 | 2012-05-11 14:59 | 21.29 | 23.13 | 23.13 | 21.29 | 126.21 | 88.72 | 48 | 13.69 | 134.4 | 0.62 | 0.66 | 0.65 | 0.03 | 65.98 | 0 | 0 | 38.05 | 0.19508 | 0.056448 | 0.005 | 10.42 | System Off | 0 | 0
3160 | 3160 | 2012-05-11 15:59 | 19.83 | 20.99 | 20.99 | 19.83 | 78.78 | 42.13 | 30 | 13.68 | 85.57 | 0.66 | 0.49 | 0.48 | 0.02 | 31.96 | 0 | 0 | 23.79 | 0.19202 | 0.056448 | 0.003 | 10 | System Off | 0 | 0
3161 | 3161 | 2012-05-11 16:59 | 18.37 | 19.25 | 19.25 | 18.37 | 58.77 | 22.46 | 22 | 13.91 | 64.6 | 0.44 | 0.35 | 0.34 | 0.01 | 16.46 | 0 | 0 | 17.4 | 0.18951 | 0.056448 | 0.002 | 9.09 | System Off | 0 | 0
3162 | 3162 | 2012-05-11 17:59 | 16.91 | 17.33 | 17.33 | 16.91 | 27.56 | 0 | 11 | 13.05 | 31.32 | 0 | 0 | 0 | 0 | 0 | 0 | 0 | 8.79 | 0.18686 | 0.056448 | 0.001 | 9.09 | System Off | 0 | 0
3163 | 3163 | 2012-05-11 18:59 | 15.85 | 15.85 | 15.85 | 15.85 | 0 | 0 | 0 | 0 | 0 | 0 | 0 | 0 | 0 | 0 | 0 | 0 | 0 | 0 | 0 | 0 | 0 | System Off | 0 | 0
3164 | 3164 | 2012-05-11 19:59 | 14.8 | 14.8 | 14.8 | 14.8 | 0 | 0 | 0 | 0 | 0 | 0 | 0 | 0 | 0 | 0 | 0 | 0 | 0 | 0 | 0 | 0 | 0 | System Off | 0 | 0
3165 | 3165 | 2012-05-11 20:59 | 13.74 | 13.74 | 13.74 | 13.74 | 0 | 0 | 0 | 0 | 0 | 0 | 0 | 0 | 0 | 0 | 0 | 0 | 0 | 0 | 0 | 0 | 0 | System Off | 0 | 0
3166 | 3166 | 2012-05-11 21:59 | 13.24 | 13.24 | 13.24 | 13.24 | 0 | 0 | 0 | 0 | 0 | 0 | 0 | 0 | 0 | 0 | 0 | 0 | 0 | 0 | 0 | 0 | 0 | System Off | 0 | 0
3167 | 3167 | 2012-05-11 22:59 | 12.74 | 12.74 | 12.74 | 12.74 | 0 | 0 | 0 | 0 | 0 | 0 | 0 | 0 | 0 | 0 | 0 | 0 | 0 | 0 | 0 | 0 | 0 | System Off | 0 | 0
3168 | 3168 | 2012-05-11 23:59 | 12.24 | 12.24 | 12.24 | 12.24 | 0 | 0 | 0 | 0 | 0 | 0 | 0 | 0 | 0 | 0 | 0 | 0 | 0 | 0 | 0 | 0 | 0 | System Off | 0 | 0
3169 | 3169 | 2012-05-12 00:59 | 11.42 | 11.42 | 11.42 | 11.42 | 0 | 0 | 0 | 0 | 0 | 0 | 0 | 0 | 0 | 0 | 0 | 0 | 0 | 0 | 0 | 0 | 0 | System Off | 0 | 0
3170 | 3170 | 2012-05-12 01:59 | 10.61 | 10.61 | 10.61 | 10.61 | 0 | 0 | 0 | 0 | 0 | 0 | 0 | 0 | 0 | 0 | 0 | 0 | 0 | 0 | 0 | 0 | 0 | System Off | 0 | 0
3171 | 3171 | 2012-05-12 02:59 | 9.79 | 9.79 | 9.79 | 9.79 | 0 | 0 | 0 | 0 | 0 | 0 | 0 | 0 | 0 | 0 | 0 | 0 | 0 | 0 | 0 | 0 | 0 | System Off | 0 | 0
3172 | 3172 | 2012-05-12 03:59 | 9.47 | 9.86 | 9.86 | 9.47 | 25 | 0 | 9 | 14.47 | 28.28 | 0 | 0 | 0 | 0 | 0 | 0 | 0 | 7.07 | 0.1764 | 0.056448 | 0.001 | 11.11 | System Off | 0 | 0
3173 | 3173 | 2012-05-12 04:59 | 9.16 | 11.63 | 11.63 | 9.16 | 169.11 | 130.87 | 60 | 14.68 | 176.53 | 0.82 | 0.74 | 0.73 | 0.05 | 213.38 | 0 | 0 | 46.96 | 0.17854 | 0.056448 | 0.006 | 10 | System Off | 1 | 0
3174 | 3174 | 2012-05-12 05:59 | 8.84 | 14.24 | 14.24 | 8.84 | 370.78 | 328.82 | 130 | 14.85 | 375.71 | 0.92 | 0.88 | 0.86 | 0.12 | 421.7 | 0 | 0 | 101.46 | 0.18162 | 0.056448 | 0.013 | 10 | System Off | 1 | 0
3175 | 3175 | 2012-05-12 06:59 | 9.73 | 19.52 | 19.52 | 9.73 | 682.08 | 633.96 | 239 | 14.86 | 676.81 | 0.96 | 0.94 | 0.92 | 0.23 | 632.43 | 0 | 0 | 186.33 | 0.18836 | 0.056448 | 0.024 | 10.04 | System Off | 1 | 0
3176 | 3176 | 2012-05-12 07:59 | 10.62 | 19.87 | 19.87 | 10.62 | 650.7 | 603.22 | 229 | 14.8 | 646.8 | 0.96 | 0.93 | 0.91 | 0.22 | 473.14 | 0 | 0 | 178.71 | 0.18913 | 0.056448 | 0.023 | 10.04 | System Off | 1 | 0
3177 | 3177 | 2012-05-12 08:59 | 11.51 | 16.55 | 16.55 | 11.51 | 354.37 | 312.72 | 126 | 14.65 | 360.03 | 0.87 | 0.87 | 0.85 | 0.11 | 204.61 | 0 | 0 | 98.61 | 0.18516 | 0.056448 | 0.013 | 10.32 | System Off | 1 | 0
3178 | 3178 | 2012-05-12 09:59 | 12.15 | 21.03 | 21.03 | 12.15 | 625.7 | 578.73 | 221 | 14.75 | 622.98 | 0.95 | 0.93 | 0.91 | 0.21 | 347.59 | 0 | 0 | 172.6 | 0.19091 | 0.056448 | 0.022 | 9.95 | System Off | 1 | 0
3179 | 3179 | 2012-05-12 10:59 | 12.8 | 19.82 | 19.82 | 12.8 | 492.06 | 447.76 | 175 | 14.64 | 494.17 | 0.91 | 0.91 | 0.89 | 0.16 | 256.22 | 0 | 0 | 136.91 | 0.1895 | 0.056448 | 0.018 | 10.29 | System Off | 1 | 0
3180 | 3180 | 2012-05-12 11:59 | 13.44 | 29.49 | 29.49 | 13.44 | 1118.64 | 1061 | 402 | 14.49 | 1093.08 | 0.94 | 0.97 | 0.95 | 0.38 | 598.49 | 0 | 0 | 314.49 | 0.19894 | 0.056448 | 0.04 | 9.95 | System Off | 1 | 0
3181 | 3181 | 2012-05-12 12:59 | 13.58 | 36.43 | 36.43 | 13.58 | 1603.74 | 1534.31 | 586 | 14.25 | 1550.62 | 0.94 | 0.99 | 0.97 | 0.55 | 958.63 | 0 | 0 | 459.22 | 0.20869 | 0.056448 | 0.058 | 9.9 | System Off | 1 | 0
3182 | 3182 | 2012-05-12 13:59 | 13.72 | 27.73 | 27.73 | 13.72 | 1005.95 | 950.86 | 360 | 14.55 | 986.18 | 0.94 | 0.96 | 0.94 | 0.34 | 671.55 | 0 | 0 | 281.56 | 0.19719 | 0.056448 | 0.036 | 10 | System Off | 1 | 0
3183 | 3183 | 2012-05-12 14:59 | 13.87 | 27.56 | 27.56 | 13.87 | 999.83 | 944.88 | 358 | 14.55 | 980.36 | 0.95 | 0.96 | 0.94 | 0.34 | 702.64 | 0 | 0 | 280.05 | 0.1973 | 0.056448 | 0.036 | 10.06 | System Off | 1 | 0
3184 | 3184 | 2012-05-12 15:59 | 13.05 | 21.2 | 21.2 | 13.05 | 582.27 | 536.18 | 207 | 14.65 | 581.3 | 0.92 | 0.92 | 0.9 | 0.19 | 406.78 | 0 | 0 | 161.89 | 0.1915 | 0.056448 | 0.021 | 10.14 | System Off | 1 | 0
3185 | 3185 | 2012-05-12 16:59 | 12.23 | 16.49 | 16.49 | 12.23 | 296.04 | 255.49 | 106 | 14.55 | 302.9 | 0.85 | 0.84 | 0.83 | 0.09 | 187.24 | 0 | 0 | 83.08 | 0.18516 | 0.056448 | 0.011 | 10.38 | System Off | 1 | 0
3186 | 3186 | 2012-05-12 17:59 | 11.41 | 13.11 | 13.11 | 11.41 | 114.84 | 77.56 | 42 | 14.24 | 121.93 | 0.71 | 0.64 | 0.62 | 0.03 | 52.24 | 0 | 0 | 33.07 | 0.18076 | 0.056448 | 0.004 | 9.52 | System Off | 0 | 0
3187 | 3187 | 2012-05-12 18:59 | 10.49 | 10.49 | 10.49 | 10.49 | 0 | 0 | 0 | 0 | 0 | 0 | 0 | 0 | 0 | 0 | 0 | 0 | 0 | 0 | 0 | 0 | 0 | System Off | 0 | 0
3188 | 3188 | 2012-05-12 19:59 | 9.57 | 9.57 | 9.57 | 9.57 | 0 | 0 | 0 | 0 | 0 | 0 | 0 | 0 | 0 | 0 | 0 | 0 | 0 | 0 | 0 | 0 | 0 | System Off | 0 | 0
3189 | 3189 | 2012-05-12 20:59 | 8.65 | 8.65 | 8.65 | 8.65 | 0 | 0 | 0 | 0 | 0 | 0 | 0 | 0 | 0 | 0 | 0 | 0 | 0 | 0 | 0 | 0 | 0 | System Off | 0 | 0
3190 | 3190 | 2012-05-12 21:59 | 7.99 | 7.99 | 7.99 | 7.99 | 0 | 0 | 0 | 0 | 0 | 0 | 0 | 0 | 0 | 0 | 0 | 0 | 0 | 0 | 0 | 0 | 0 | System Off | 0 | 0
3191 | 3191 | 2012-05-12 22:59 | 7.32 | 7.32 | 7.32 | 7.32 | 0 | 0 | 0 | 0 | 0 | 0 | 0 | 0 | 0 | 0 | 0 | 0 | 0 | 0 | 0 | 0 | 0 | System Off | 0 | 0
3192 | 3192 | 2012-05-12 23:59 | 6.65 | 6.65 | 6.65 | 6.65 | 0 | 0 | 0 | 0 | 0 | 0 | 0 | 0 | 0 | 0 | 0 | 0 | 0 | 0 | 0 | 0 | 0 | System Off | 0 | 0
3193 | 3193 | 2012-05-13 00:59 | 6.03 | 6.03 | 6.03 | 6.03 | 0 | 0 | 0 | 0 | 0 | 0 | 0 | 0 | 0 | 0 | 0 | 0 | 0 | 0 | 0 | 0 | 0 | System Off | 0 | 0
3194 | 3194 | 2012-05-13 01:59 | 5.42 | 5.42 | 5.42 | 5.42 | 0 | 0 | 0 | 0 | 0 | 0 | 0 | 0 | 0 | 0 | 0 | 0 | 0 | 0 | 0 | 0 | 0 | System Off | 0 | 0
3195 | 3195 | 2012-05-13 02:59 | 4.8 | 4.8 | 4.8 | 4.8 | 0 | 0 | 0 | 0 | 0 | 0 | 0 | 0 | 0 | 0 | 0 | 0 | 0 | 0 | 0 | 0 | 0 | System Off | 0 | 0
3196 | 3196 | 2012-05-13 03:59 | 5.48 | 5.61 | 5.61 | 5.48 | 6.3 | 0 | 2 | 16.41 | 7.54 | 0 | 0 | 0 | 0 | 0 | 0 | 0 | 1.53 | 0.18083 | 0.056448 | 0 | 0 | System Off | 0 | 0
3197 | 3197 | 2012-05-13 04:59 | 6.15 | 9.2 | 9.2 | 6.15 | 161.34 | 123.23 | 57 | 14.74 | 168.51 | 0.7 | 0.73 | 0.72 | 0.04 | 200.93 | 0 | 0 | 44.57 | 0.18463 | 0.056448 | 0.006 | 10.53 | System Off | 1 | 0
3198 | 3198 | 2012-05-13 05:59 | 6.83 | 13.68 | 13.68 | 6.83 | 328.57 | 287.41 | 115 | 14.88 | 334.41 | 0.86 | 0.86 | 0.84 | 0.1 | 368.59 | 0 | 0 | 89.66 | 0.17808 | 0.056448 | 0.012 | 10.43 | System Off | 1 | 0
3199 | 3199 | 2012-05-13 06:59 | 8.01 | 21.39 | 21.39 | 8.01 | 712.36 | 663.61 | 251 | 14.78 | 706.01 | 0.95 | 0.94 | 0.92 | 0.24 | 662 | 0 | 0 | 195.64 | 0.18653 | 0.056448 | 0.025 | 9.96 | System Off | 1 | 0
3200 | 3200 | 2012-05-13 07:59 | 9.18 | 25.83 | 25.83 | 9.18 | 920.77 | 867.57 | 328 | 14.62 | 905.14 | 0.94 | 0.96 | 0.94 | 0.31 | 680.49 | 0 | 0 | 256 | 0.19211 | 0.056448 | 0.033 | 10.06 | System Off | 1 | 0
3201 | 3201 | 2012-05-13 08:59 | 10.36 | 29.08 | 29.08 | 10.36 | 1067.61 | 1011.13 | 383 | 14.52 | 1044.75 | 0.96 | 0.97 | 0.95 | 0.37 | 661.58 | 0 | 0 | 299.19 | 0.19663 | 0.056448 | 0.038 | 9.92 | System Off | 1 | 0
3202 | 3202 | 2012-05-13 09:59 | 11.13 | 37.76 | 37.76 | 11.13 | 1466.09 | 1400.14 | 540 | 14.14 | 1421.34 | 0.94 | 0.99 | 0.96 | 0.51 | 840.94 | 0 | 0 | 423.06 | 0.20267 | 0.056448 | 0.054 | 10 | System Off | 1 | 0
3203 | 3203 | 2012-05-13 10:59 | 11.91 | 46.76 | 46.76 | 11.91 | 1842.98 | 1767.27 | 699 | 13.73 | 1775.59 | 0.91 | 1 | 0.97 | 0.64 | 1011.29 | 0 | 0 | 549.37 | 0.21212 | 0.056448 | 0.069 | 9.87 | System Off | 1 | 0
3204 | 3204 | 2012-05-13 11:59 | 12.68 | 44.43 | 44.43 | 12.68 | 1655.39 | 1584.64 | 624 | 13.82 | 1599.58 | 0.91 | 0.99 | 0.97 | 0.57 | 893.87 | 0 | 0 | 490.22 | 0.20938 | 0.056448 | 0.062 | 9.94 | System Off | 1 | 0
3205 | 3205 | 2012-05-13 12:59 | 12.98 | 49.69 | 49.69 | 12.98 | 1908.84 | 1831.35 | 733 | 13.56 | 1837.46 | 0.9 | 1 | 0.97 | 0.66 | 1144.22 | 0 | 0 | 577.05 | 0.21557 | 0.056448 | 0.072 | 9.82 | System Off | 1 | 0
3206 | 3206 | 2012-05-13 13:59 | 13.28 | 41.84 | 41.84 | 13.28 | 1525.55 | 1458.11 | 570 | 13.94 | 1477.53 | 0.93 | 0.99 | 0.96 | 0.53 | 1029.8 | 0 | 0 | 447.47 | 0.20746 | 0.056448 | 0.057 | 10 | System Off | 1 | 0
3207 | 3207 | 2012-05-13 14:59 | 13.58 | 32.91 | 32.91 | 13.58 | 1055.56 | 999.36 | 385 | 14.28 | 1033.81 | 0.93 | 0.97 | 0.94 | 0.36 | 743.15 | 0 | 0 | 301.61 | 0.1983 | 0.056448 | 0.038 | 9.87 | System Off | 1 | 0
3208 | 3208 | 2012-05-13 15:59 | 13.07 | 24.38 | 24.38 | 13.07 | 596.06 | 549.69 | 214 | 14.51 | 595.04 | 0.93 | 0.92 | 0.9 | 0.2 | 417.03 | 0 | 0 | 167.48 | 0.19189 | 0.056448 | 0.022 | 10.28 | System Off | 1 | 0
3209 | 3209 | 2012-05-13 16:59 | 12.57 | 18.02 | 18.02 | 12.57 | 264.59 | 224.61 | 95 | 14.51 | 272.11 | 0.83 | 0.83 | 0.81 | 0.08 | 164.62 | 0 | 0 | 74.46 | 0.18508 | 0.056448 | 0.01 | 10.53 | System Off | 1 | 0
3210 | 3210 | 2012-05-13 17:59 | 12.07 | 14.18 | 14.18 | 12.07 | 104.03 | 66.94 | 38 | 14.26 | 111 | 0.52 | 0.6 | 0.59 | 0.02 | 45.09 | 0 | 0 | 29.9 | 0.18147 | 0.056448 | 0.004 | 10.53 | System Off | 0 | 0
3211 | 3211 | 2012-05-13 18:59 | 10.21 | 10.21 | 10.21 | 10.21 | 0 | 0 | 0 | 0 | 0 | 0 | 0 | 0 | 0 | 0 | 0 | 0 | 0 | 0 | 0 | 0 | 0 | System Off | 0 | 0
3212 | 3212 | 2012-05-13 19:59 | 8.35 | 8.35 | 8.35 | 8.35 | 0 | 0 | 0 | 0 | 0 | 0 | 0 | 0 | 0 | 0 | 0 | 0 | 0 | 0 | 0 | 0 | 0 | System Off | 0 | 0
3213 | 3213 | 2012-05-13 20:59 | 6.49 | 6.49 | 6.49 | 6.49 | 0 | 0 | 0 | 0 | 0 | 0 | 0 | 0 | 0 | 0 | 0 | 0 | 0 | 0 | 0 | 0 | 0 | System Off | 0 | 0
3214 | 3214 | 2012-05-13 21:59 | 5.87 | 5.87 | 5.87 | 5.87 | 0 | 0 | 0 | 0 | 0 | 0 | 0 | 0 | 0 | 0 | 0 | 0 | 0 | 0 | 0 | 0 | 0 | System Off | 0 | 0
3215 | 3215 | 2012-05-13 22:59 | 5.24 | 5.24 | 5.24 | 5.24 | 0 | 0 | 0 | 0 | 0 | 0 | 0 | 0 | 0 | 0 | 0 | 0 | 0 | 0 | 0 | 0 | 0 | System Off | 0 | 0
3216 | 3216 | 2012-05-13 23:59 | 4.62 | 4.62 | 4.62 | 4.62 | 0 | 0 | 0 | 0 | 0 | 0 | 0 | 0 | 0 | 0 | 0 | 0 | 0 | 0 | 0 | 0 | 0 | System Off | 0 | 0
3217 | 3217 | 2012-05-14 00:59 | 4.42 | 4.42 | 4.42 | 4.42 | 0 | 0 | 0 | 0 | 0 | 0 | 0 | 0 | 0 | 0 | 0 | 0 | 0 | 0 | 0 | 0 | 0 | System Off | 0 | 0
3218 | 3218 | 2012-05-14 01:59 | 4.21 | 4.21 | 4.21 | 4.21 | 0 | 0 | 0 | 0 | 0 | 0 | 0 | 0 | 0 | 0 | 0 | 0 | 0 | 0 | 0 | 0 | 0 | System Off | 0 | 0
3219 | 3219 | 2012-05-14 02:59 | 4.01 | 4.01 | 4.01 | 4.01 | 0 | 0 | 0 | 0 | 0 | 0 | 0 | 0 | 0 | 0 | 0 | 0 | 0 | 0 | 0 | 0 | 0 | System Off | 0 | 0
3220 | 3220 | 2012-05-14 03:59 | 5.51 | 5.96 | 5.96 | 5.51 | 24.5 | 0 | 9 | 14.18 | 27.61 | 0 | 0 | 0 | 0 | 0 | 0 | 0 | 7.09 | 0.18124 | 0.056448 | 0.001 | 11.11 | System Off | 0 | 0
3221 | 3221 | 2012-05-14 04:59 | 7 | 9.5 | 9.5 | 7 | 148.59 | 110.71 | 53 | 14.6 | 155.72 | 0.75 | 0.71 | 0.7 | 0.04 | 180.51 | 0 | 0 | 41.52 | 0.18304 | 0.056448 | 0.005 | 9.43 | System Off | 1 | 0
3222 | 3222 | 2012-05-14 05:59 | 8.5 | 14.19 | 14.19 | 8.5 | 328.09 | 286.94 | 116 | 14.73 | 334.01 | 0.86 | 0.86 | 0.84 | 0.1 | 367.98 | 0 | 0 | 90.66 | 0.18045 | 0.056448 | 0.012 | 10.34 | System Off | 1 | 0
3223 | 3223 | 2012-05-14 06:59 | 10.43 | 21.6 | 21.6 | 10.43 | 703.63 | 655.06 | 249 | 14.72 | 697.7 | 0.96 | 0.94 | 0.92 | 0.24 | 653.48 | 0 | 0 | 194.4 | 0.18988 | 0.056448 | 0.025 | 10.04 | System Off | 1 | 0
3224 | 3224 | 2012-05-14 07:59 | 12.35 | 29.96 | 29.96 | 12.35 | 1143.07 | 1084.87 | 411 | 14.49 | 1116.26 | 0.95 | 0.97 | 0.95 | 0.39 | 850.93 | 0 | 0 | 321.39 | 0.19781 | 0.056448 | 0.041 | 9.98 | System Off | 1 | 0
3225 | 3225 | 2012-05-14 08:59 | 14.28 | 38.01 | 38.01 | 14.28 | 1554.06 | 1485.9 | 572 | 14.15 | 1504.05 | 0.94 | 0.99 | 0.96 | 0.54 | 972.22 | 0 | 0 | 448.66 | 0.20904 | 0.056448 | 0.057 | 9.97 | System Off | 1 | 0
3226 | 3226 | 2012-05-14 09:59 | 15.01 | 46.15 | 46.15 | 15.01 | 1950.53 | 1871.9 | 737 | 13.78 | 1876.38 | 0.92 | 1 | 0.97 | 0.68 | 1124.28 | 0 | 0 | 579.78 | 0.21886 | 0.056448 | 0.073 | 9.91 | System Off | 1 | 0
3227 | 3227 | 2012-05-14 10:59 | 15.75 | 51.39 | 51.39 | 15.75 | 2141.93 | 2057.94 | 826 | 13.51 | 2055.77 | 0.9 | 1 | 0.98 | 0.74 | 1177.62 | 0 | 0 | 651.39 | 0.22073 | 0.056448 | 0.081 | 9.81 | System Off | 1 | 0
3228 | 3228 | 2012-05-14 11:59 | 16.48 | 52.54 | 52.54 | 16.48 | 2103.62 | 2020.72 | 815 | 13.44 | 2019.83 | 0.89 | 1 | 0.98 | 0.73 | 1139.85 | 0 | 0 | 643.08 | 0.2213 | 0.056448 | 0.08 | 9.82 | System Off | 1 | 0
3229 | 3229 | 2012-05-14 12:59 | 16.79 | 48.92 | 48.92 | 16.79 | 1930.86 | 1852.77 | 739 | 13.61 | 1858.04 | 0.91 | 1 | 0.97 | 0.67 | 1157.61 | 0 | 0 | 582.45 | 0.22178 | 0.056448 | 0.073 | 9.88 | System Off | 1 | 0
3230 | 3230 | 2012-05-14 13:59 | 17.1 | 41.67 | 41.67 | 17.1 | 1530.2 | 1462.64 | 572 | 13.93 | 1481.89 | 0.93 | 0.99 | 0.96 | 0.53 | 1033.01 | 0 | 0 | 449.76 | 0.21336 | 0.056448 | 0.057 | 9.97 | System Off | 1 | 0
3231 | 3231 | 2012-05-14 14:59 | 17.42 | 33.87 | 33.87 | 17.42 | 1052.9 | 996.76 | 386 | 14.21 | 1031.41 | 0.93 | 0.97 | 0.94 | 0.36 | 741.21 | 0 | 0 | 303.01 | 0.20403 | 0.056448 | 0.039 | 10.1 | System Off | 1 | 0
3232 | 3232 | 2012-05-14 15:59 | 16.74 | 26.93 | 26.93 | 16.74 | 606.16 | 559.59 | 220 | 14.35 | 605.11 | 0.91 | 0.92 | 0.9 | 0.2 | 424.54 | 0 | 0 | 172.6 | 0.19437 | 0.056448 | 0.022 | 10 | System Off | 1 | 0
3233 | 3233 | 2012-05-14 16:59 | 16.06 | 21.44 | 21.44 | 16.06 | 297.74 | 257.15 | 108 | 14.36 | 305.21 | 0.83 | 0.84 | 0.82 | 0.09 | 188.47 | 0 | 0 | 84.81 | 0.1907 | 0.056448 | 0.011 | 10.19 | System Off | 1 | 0
3234 | 3234 | 2012-05-14 17:59 | 15.38 | 17.57 | 17.57 | 15.38 | 111.86 | 74.63 | 41 | 14.21 | 119.28 | 0.71 | 0.63 | 0.61 | 0.03 | 50.27 | 0 | 0 | 32.28 | 0.18626 | 0.056448 | 0.004 | 9.76 | System Off | 0 | 0
3235 | 3235 | 2012-05-14 18:59 | 13.67 | 13.67 | 13.67 | 13.67 | 0 | 0 | 0 | 0 | 0 | 0 | 0 | 0 | 0 | 0 | 0 | 0 | 0 | 0 | 0 | 0 | 0 | System Off | 0 | 0
3236 | 3236 | 2012-05-14 19:59 | 11.96 | 11.96 | 11.96 | 11.96 | 0 | 0 | 0 | 0 | 0 | 0 | 0 | 0 | 0 | 0 | 0 | 0 | 0 | 0 | 0 | 0 | 0 | System Off | 0 | 0
3237 | 3237 | 2012-05-14 20:59 | 10.25 | 10.25 | 10.25 | 10.25 | 0 | 0 | 0 | 0 | 0 | 0 | 0 | 0 | 0 | 0 | 0 | 0 | 0 | 0 | 0 | 0 | 0 | System Off | 0 | 0
3238 | 3238 | 2012-05-14 21:59 | 9.89 | 9.89 | 9.89 | 9.89 | 0 | 0 | 0 | 0 | 0 | 0 | 0 | 0 | 0 | 0 | 0 | 0 | 0 | 0 | 0 | 0 | 0 | System Off | 0 | 0
3239 | 3239 | 2012-05-14 22:59 | 9.53 | 9.53 | 9.53 | 9.53 | 0 | 0 | 0 | 0 | 0 | 0 | 0 | 0 | 0 | 0 | 0 | 0 | 0 | 0 | 0 | 0 | 0 | System Off | 0 | 0
3240 | 3240 | 2012-05-14 23:59 | 9.17 | 9.17 | 9.17 | 9.17 | 0 | 0 | 0 | 0 | 0 | 0 | 0 | 0 | 0 | 0 | 0 | 0 | 0 | 0 | 0 | 0 | 0 | System Off | 0 | 0
3241 | 3241 | 2012-05-15 00:59 | 8.4 | 8.4 | 8.4 | 8.4 | 0 | 0 | 0 | 0 | 0 | 0 | 0 | 0 | 0 | 0 | 0 | 0 | 0 | 0 | 0 | 0 | 0 | System Off | 0 | 0
3242 | 3242 | 2012-05-15 01:59 | 7.62 | 7.62 | 7.62 | 7.62 | 0 | 0 | 0 | 0 | 0 | 0 | 0 | 0 | 0 | 0 | 0 | 0 | 0 | 0 | 0 | 0 | 0 | System Off | 0 | 0
3243 | 3243 | 2012-05-15 02:59 | 6.85 | 6.85 | 6.85 | 6.85 | 0 | 0 | 0 | 0 | 0 | 0 | 0 | 0 | 0 | 0 | 0 | 0 | 0 | 0 | 0 | 0 | 0 | System Off | 0 | 0
3244 | 3244 | 2012-05-15 03:59 | 7.64 | 8.22 | 8.22 | 7.64 | 33.05 | 0 | 12 | 14.34 | 36.86 | 0 | 0 | 0 | 0 | 0 | 0 | 0 | 9.44 | 0.18182 | 0.056448 | 0.001 | 8.33 | System Off | 0 | 0
3245 | 3245 | 2012-05-15 04:59 | 8.43 | 9.09 | 9.09 | 8.43 | 38.04 | 2.09 | 14 | 14.15 | 42.2 | 0 | 0.05 | 0.05 | 0 | 3.41 | 0 | 0 | 11.04 | 0.18304 | 0.056448 | 0.001 | 7.14 | System Off | 0 | 0
3246 | 3246 | 2012-05-15 05:59 | 9.22 | 11.48 | 11.48 | 9.22 | 137.98 | 100.29 | 49 | 14.67 | 145.22 | 0.8 | 0.69 | 0.68 | 0.04 | 128.62 | 0 | 0 | 38.36 | 0.17807 | 0.056448 | 0.005 | 10.2 | System Off | 1 | 0
3247 | 3247 | 2012-05-15 06:59 | 10.04 | 21.37 | 21.37 | 10.04 | 725.01 | 676 | 256 | 14.75 | 718.1 | 0.94 | 0.94 | 0.92 | 0.24 | 674.36 | 0 | 0 | 199.78 | 0.18968 | 0.056448 | 0.026 | 10.16 | System Off | 1 | 0
3248 | 3248 | 2012-05-15 07:59 | 10.86 | 22.72 | 22.72 | 10.86 | 785.88 | 735.59 | 278 | 14.72 | 776.41 | 0.97 | 0.95 | 0.93 | 0.27 | 576.97 | 0 | 0 | 217.01 | 0.19197 | 0.056448 | 0.028 | 10.07 | System Off | 1 | 0
3249 | 3249 | 2012-05-15 08:59 | 11.68 | 26.53 | 26.53 | 11.68 | 1006.75 | 951.65 | 359 | 14.61 | 986.82 | 0.95 | 0.96 | 0.94 | 0.34 | 622.66 | 0 | 0 | 280.5 | 0.19732 | 0.056448 | 0.036 | 10.03 | System Off | 1 | 0
3250 | 3250 | 2012-05-15 09:59 | 11.74 | 41.86 | 41.86 | 11.74 | 2074.44 | 1992.37 | 769 | 14.05 | 1992.58 | 0.94 | 1 | 0.98 | 0.72 | 1196.63 | 0 | 0 | 603.27 | 0.21542 | 0.056448 | 0.075 | 9.75 | System Off | 1 | 0
3251 | 3251 | 2012-05-15 10:59 | 11.81 | 34.65 | 34.65 | 11.81 | 1637.47 | 1567.17 | 594 | 14.36 | 1582.25 | 0.96 | 0.99 | 0.97 | 0.57 | 896.79 | 0 | 0 | 464.9 | 0.20642 | 0.056448 | 0.059 | 9.93 | System Off | 1 | 0
3252 | 3252 | 2012-05-15 11:59 | 11.88 | 15.56 | 15.56 | 11.88 | 271.77 | 231.66 | 97 | 14.59 | 278.89 | 0.82 | 0.83 | 0.81 | 0.08 | 130.67 | 0 | 0 | 75.99 | 0.18421 | 0.056448 | 0.01 | 10.31 | System Off | 1 | 0
3253 | 3253 | 2012-05-15 12:59 | 11.05 | 13.36 | 13.36 | 11.05 | 168.42 | 130.19 | 60 | 14.62 | 176.01 | 0.82 | 0.74 | 0.72 | 0.05 | 81.34 | 0 | 0 | 47 | 0.18116 | 0.056448 | 0.006 | 10 | System Off | 1 | 0
3254 | 3254 | 2012-05-15 13:59 | 10.22 | 28.25 | 28.25 | 10.22 | 1349.7 | 1286.6 | 480 | 14.65 | 1311.1 | 0.98 | 0.98 | 0.96 | 0.47 | 908.68 | 0 | 0 | 374.69 | 0.19818 | 0.056448 | 0.048 | 10 | System Off | 1 | 0
3255 | 3255 | 2012-05-15 14:59 | 9.39 | 14.6 | 14.6 | 9.39 | 387.27 | 345 | 136 | 14.83 | 391.82 | 0.88 | 0.88 | 0.86 | 0.12 | 256.55 | 0 | 0 | 106.19 | 0.18269 | 0.056448 | 0.014 | 10.29 | System Off | 1 | 0
3256 | 3256 | 2012-05-15 15:59 | 8.97 | 16.05 | 16.05 | 8.97 | 525.27 | 480.32 | 183 | 14.95 | 525.72 | 0.92 | 0.91 | 0.89 | 0.17 | 364.4 | 0 | 0 | 142.61 | 0.18446 | 0.056448 | 0.018 | 9.84 | System Off | 1 | 0
3257 | 3257 | 2012-05-15 16:59 | 8.55 | 12.02 | 12.02 | 8.55 | 252.85 | 213.09 | 89 | 14.8 | 259.79 | 0.89 | 0.82 | 0.8 | 0.08 | 156.17 | 0 | 0 | 69.55 | 0.17916 | 0.056448 | 0.009 | 10.11 | System Off | 1 | 0
3258 | 3258 | 2012-05-15 17:59 | 8.14 | 9.91 | 9.91 | 8.14 | 125.77 | 88.3 | 45 | 14.56 | 132.74 | 0.66 | 0.67 | 0.65 | 0.03 | 59.48 | 0 | 0 | 35.28 | 0.17639 | 0.056448 | 0.005 | 11.11 | System Off | 0 | 0
3259 | 3259 | 2012-05-15 18:59 | 7.83 | 7.83 | 7.83 | 7.83 | 0 | 0 | 0 | 0 | 0 | 0 | 0 | 0 | 0 | 0 | 0 | 0 | 0 | 0 | 0 | 0 | 0 | System Off | 0 | 0
3260 | 3260 | 2012-05-15 19:59 | 7.52 | 7.52 | 7.52 | 7.52 | 0 | 0 | 0 | 0 | 0 | 0 | 0 | 0 | 0 | 0 | 0 | 0 | 0 | 0 | 0 | 0 | 0 | System Off | 0 | 0
3261 | 3261 | 2012-05-15 20:59 | 7.2 | 7.2 | 7.2 | 7.2 | 0 | 0 | 0 | 0 | 0 | 0 | 0 | 0 | 0 | 0 | 0 | 0 | 0 | 0 | 0 | 0 | 0 | System Off | 0 | 0
3262 | 3262 | 2012-05-15 21:59 | 6.88 | 6.88 | 6.88 | 6.88 | 0 | 0 | 0 | 0 | 0 | 0 | 0 | 0 | 0 | 0 | 0 | 0 | 0 | 0 | 0 | 0 | 0 | System Off | 0 | 0
3263 | 3263 | 2012-05-15 22:59 | 6.55 | 6.55 | 6.55 | 6.55 | 0 | 0 | 0 | 0 | 0 | 0 | 0 | 0 | 0 | 0 | 0 | 0 | 0 | 0 | 0 | 0 | 0 | System Off | 0 | 0
3264 | 3264 | 2012-05-15 23:59 | 6.23 | 6.23 | 6.23 | 6.23 | 0 | 0 | 0 | 0 | 0 | 0 | 0 | 0 | 0 | 0 | 0 | 0 | 0 | 0 | 0 | 0 | 0 | System Off | 0 | 0
3265 | 3265 | 2012-05-16 00:59 | 6.11 | 6.11 | 6.11 | 6.11 | 0 | 0 | 0 | 0 | 0 | 0 | 0 | 0 | 0 | 0 | 0 | 0 | 0 | 0 | 0 | 0 | 0 | System Off | 0 | 0
3266 | 3266 | 2012-05-16 01:59 | 6 | 6 | 6 | 6 | 0 | 0 | 0 | 0 | 0 | 0 | 0 | 0 | 0 | 0 | 0 | 0 | 0 | 0 | 0 | 0 | 0 | System Off | 0 | 0
3267 | 3267 | 2012-05-16 02:59 | 5.88 | 5.88 | 5.88 | 5.88 | 0 | 0 | 0 | 0 | 0 | 0 | 0 | 0 | 0 | 0 | 0 | 0 | 0 | 0 | 0 | 0 | 0 | System Off | 0 | 0
3268 | 3268 | 2012-05-16 03:59 | 5.94 | 6.22 | 6.22 | 5.94 | 19.84 | 0 | 7 | 14.76 | 22.57 | 0 | 0 | 0 | 0 | 0 | 0 | 0 | 5.48 | 0.18174 | 0.056448 | 0.001 | 14.29 | System Off | 0 | 0
3269 | 3269 | 2012-05-16 04:59 | 6 | 8.13 | 8.13 | 6 | 163.77 | 125.62 | 58 | 14.71 | 170.83 | 0.86 | 0.74 | 0.72 | 0.05 | 204.82 | 0 | 0 | 45.39 | 0.18447 | 0.056448 | 0.006 | 10.34 | System Off | 1 | 0
3270 | 3270 | 2012-05-16 05:59 | 6.06 | 11.49 | 11.49 | 6.06 | 423.05 | 380.09 | 146 | 15.09 | 426.18 | 0.95 | 0.89 | 0.87 | 0.14 | 487.46 | 0 | 0 | 113.62 | 0.17855 | 0.056448 | 0.015 | 10.27 | System Off | 1 | 0
3271 | 3271 | 2012-05-16 06:59 | 6.95 | 12.93 | 12.93 | 6.95 | 484.29 | 440.15 | 167 | 15.1 | 485.68 | 0.95 | 0.91 | 0.89 | 0.16 | 439.08 | 0 | 0 | 129.93 | 0.18082 | 0.056448 | 0.017 | 10.18 | System Off | 1 | 0
3272 | 3272 | 2012-05-16 07:59 | 7.84 | 20.59 | 20.59 | 7.84 | 1053.69 | 997.52 | 366 | 14.99 | 1030.6 | 0.98 | 0.97 | 0.95 | 0.36 | 782.42 | 0 | 0 | 284.78 | 0.19205 | 0.056448 | 0.036 | 9.84 | System Off | 1 | 0
3273 | 3273 | 2012-05-16 08:59 | 8.73 | 24.02 | 24.02 | 8.73 | 1277.41 | 1216.04 | 447 | 14.88 | 1242.48 | 0.98 | 0.98 | 0.96 | 0.44 | 795.65 | 0 | 0 | 348.15 | 0.19745 | 0.056448 | 0.044 | 9.84 | System Off | 1 | 0
3274 | 3274 | 2012-05-16 09:59 | 9.54 | 20.97 | 20.97 | 9.54 | 938.04 | 884.46 | 328 | 14.9 | 920.94 | 0.98 | 0.96 | 0.94 | 0.32 | 531.21 | 0 | 0 | 255.61 | 0.1926 | 0.056448 | 0.033 | 10.06 | System Off | 1 | 0
3275 | 3275 | 2012-05-16 10:59 | 10.36 | 39.37 | 39.37 | 10.36 | 2301.08 | 2212.49 | 843 | 14.22 | 2205.32 | 0.95 | 1 | 0.98 | 0.8 | 1266.06 | 0 | 0 | 660.49 | 0.21708 | 0.056448 | 0.082 | 9.73 | System Off | 1 | 0
3276 | 3276 | 2012-05-16 11:59 | 11.18 | 30.92 | 30.92 | 11.18 | 1558.44 | 1490.16 | 557 | 14.57 | 1507.79 | 0.97 | 0.99 | 0.97 | 0.54 | 840.57 | 0 | 0 | 435.15 | 0.20353 | 0.056448 | 0.055 | 9.87 | System Off | 1 | 0
3277 | 3277 | 2012-05-16 12:59 | 11.02 | 14.16 | 14.16 | 11.02 | 246.23 | 206.59 | 88 | 14.57 | 253.51 | 0.79 | 0.81 | 0.8 | 0.07 | 129.08 | 0 | 0 | 68.97 | 0.18255 | 0.056448 | 0.009 | 10.23 | System Off | 1 | 0
3278 | 3278 | 2012-05-16 13:59 | 10.86 | 28.94 | 28.94 | 10.86 | 1457.72 | 1391.97 | 518 | 14.66 | 1412.81 | 0.96 | 0.99 | 0.96 | 0.5 | 983.09 | 0 | 0 | 404.39 | 0.20105 | 0.056448 | 0.051 | 9.85 | System Off | 1 | 0
3279 | 3279 | 2012-05-16 14:59 | 10.7 | 18.38 | 18.38 | 10.7 | 620.59 | 573.73 | 217 | 14.9 | 617.7 | 0.96 | 0.93 | 0.91 | 0.21 | 426.64 | 0 | 0 | 169.23 | 0.18863 | 0.056448 | 0.022 | 10.14 | System Off | 1 | 0
3280 | 3280 | 2012-05-16 15:59 | 10.31 | 17.16 | 17.16 | 10.31 | 530.28 | 485.23 | 186 | 14.85 | 530.67 | 0.97 | 0.91 | 0.89 | 0.18 | 368.12 | 0 | 0 | 145.15 | 0.18651 | 0.056448 | 0.019 | 10.22 | System Off | 1 | 0
3281 | 3281 | 2012-05-16 16:59 | 9.92 | 14.47 | 14.47 | 9.92 | 330.27 | 289.07 | 116 | 14.83 | 336.17 | 0.86 | 0.86 | 0.84 | 0.1 | 211.86 | 0 | 0 | 90.59 | 0.18242 | 0.056448 | 0.012 | 10.34 | System Off | 1 | 0
3282 | 3282 | 2012-05-16 17:59 | 9.53 | 11.2 | 11.2 | 9.53 | 114.74 | 77.45 | 41 | 14.58 | 121.66 | 0.72 | 0.64 | 0.62 | 0.03 | 52.18 | 0 | 0 | 32.14 | 0.1781 | 0.056448 | 0.004 | 9.76 | System Off | 0 | 0
3283 | 3283 | 2012-05-16 18:59 | 8.3 | 8.3 | 8.3 | 8.3 | 0 | 0 | 0 | 0 | 0 | 0 | 0 | 0 | 0 | 0 | 0 | 0 | 0 | 0 | 0 | 0 | 0 | System Off | 0 | 0
3284 | 3284 | 2012-05-16 19:59 | 7.07 | 7.07 | 7.07 | 7.07 | 0 | 0 | 0 | 0 | 0 | 0 | 0 | 0 | 0 | 0 | 0 | 0 | 0 | 0 | 0 | 0 | 0 | System Off | 0 | 0
3285 | 3285 | 2012-05-16 20:59 | 5.84 | 5.84 | 5.84 | 5.84 | 0 | 0 | 0 | 0 | 0 | 0 | 0 | 0 | 0 | 0 | 0 | 0 | 0 | 0 | 0 | 0 | 0 | System Off | 0 | 0
3286 | 3286 | 2012-05-16 21:59 | 5.21 | 5.21 | 5.21 | 5.21 | 0 | 0 | 0 | 0 | 0 | 0 | 0 | 0 | 0 | 0 | 0 | 0 | 0 | 0 | 0 | 0 | 0 | System Off | 0 | 0
3287 | 3287 | 2012-05-16 22:59 | 4.57 | 4.57 | 4.57 | 4.57 | 0 | 0 | 0 | 0 | 0 | 0 | 0 | 0 | 0 | 0 | 0 | 0 | 0 | 0 | 0 | 0 | 0 | System Off | 0 | 0
3288 | 3288 | 2012-05-16 23:59 | 3.93 | 3.93 | 3.93 | 3.93 | 0 | 0 | 0 | 0 | 0 | 0 | 0 | 0 | 0 | 0 | 0 | 0 | 0 | 0 | 0 | 0 | 0 | System Off | 0 | 0
3289 | 3289 | 2012-05-17 00:59 | 4.02 | 4.02 | 4.02 | 4.02 | 0 | 0 | 0 | 0 | 0 | 0 | 0 | 0 | 0 | 0 | 0 | 0 | 0 | 0 | 0 | 0 | 0 | System Off | 0 | 0
3290 | 3290 | 2012-05-17 01:59 | 4.12 | 4.12 | 4.12 | 4.12 | 0 | 0 | 0 | 0 | 0 | 0 | 0 | 0 | 0 | 0 | 0 | 0 | 0 | 0 | 0 | 0 | 0 | System Off | 0 | 0
3291 | 3291 | 2012-05-17 02:59 | 4.21 | 4.21 | 4.21 | 4.21 | 0 | 0 | 0 | 0 | 0 | 0 | 0 | 0 | 0 | 0 | 0 | 0 | 0 | 0 | 0 | 0 | 0 | System Off | 0 | 0
3292 | 3292 | 2012-05-17 03:59 | 5.2 | 5.95 | 5.95 | 5.2 | 41.2 | 5.2 | 15 | 14.31 | 45.41 | 0 | 0.11 | 0.11 | 0 | 10.09 | 0 | 0 | 11.8 | 0.18111 | 0.056448 | 0.002 | 13.33 | System Off | 0 | 0
3293 | 3293 | 2012-05-17 04:59 | 6.19 | 8.99 | 8.99 | 6.19 | 155.5 | 117.49 | 55 | 14.73 | 162.63 | 0.72 | 0.72 | 0.71 | 0.04 | 191.58 | 0 | 0 | 43.02 | 0.18458 | 0.056448 | 0.006 | 10.91 | System Off | 1 | 0
3294 | 3294 | 2012-05-17 05:59 | 7.18 | 13.61 | 13.61 | 7.18 | 324.82 | 283.73 | 114 | 14.84 | 330.73 | 0.87 | 0.86 | 0.84 | 0.1 | 363.87 | 0 | 0 | 88.94 | 0.17851 | 0.056448 | 0.012 | 10.53 | System Off | 1 | 0
3295 | 3295 | 2012-05-17 06:59 | 8.8 | 21.96 | 21.96 | 8.8 | 709.96 | 661.26 | 251 | 14.73 | 703.8 | 0.95 | 0.94 | 0.92 | 0.24 | 659.66 | 0 | 0 | 195.78 | 0.18766 | 0.056448 | 0.025 | 9.96 | System Off | 1 | 0
3296 | 3296 | 2012-05-17 07:59 | 10.41 | 31.67 | 31.67 | 10.41 | 1147.26 | 1088.96 | 415 | 14.4 | 1120.34 | 0.94 | 0.97 | 0.95 | 0.39 | 854.14 | 0 | 0 | 324.45 | 0.19835 | 0.056448 | 0.041 | 9.88 | System Off | 1 | 0
3297 | 3297 | 2012-05-17 08:59 | 12.03 | 43.15 | 43.15 | 12.03 | 1639.86 | 1569.5 | 615 | 13.89 | 1584.95 | 0.93 | 0.99 | 0.97 | 0.57 | 1026.92 | 0 | 0 | 482.8 | 0.20792 | 0.056448 | 0.061 | 9.92 | System Off | 1 | 0
3298 | 3298 | 2012-05-17 09:59 | 12.86 | 40.86 | 40.86 | 12.86 | 1512.07 | 1444.96 | 563 | 13.99 | 1464.89 | 0.92 | 0.99 | 0.96 | 0.52 | 867.86 | 0 | 0 | 441.78 | 0.20646 | 0.056448 | 0.056 | 9.95 | System Off | 1 | 0
3299 | 3299 | 2012-05-17 10:59 | 13.7 | 53.92 | 53.92 | 13.7 | 2167.91 | 2083.18 | 844 | 13.38 | 2080.06 | 0.89 | 1 | 0.98 | 0.75 | 1192.06 | 0 | 0 | 665.62 | 0.22256 | 0.056448 | 0.083 | 9.83 | System Off | 1 | 0
3300 | 3300 | 2012-05-17 11:59 | 14.54 | 53.38 | 53.38 | 14.54 | 2156.48 | 2072.08 | 838 | 13.4 | 2069.34 | 0.89 | 1 | 0.98 | 0.75 | 1168.82 | 0 | 0 | 660.99 | 0.22356 | 0.056448 | 0.082 | 9.79 | System Off | 1 | 0
3301 | 3301 | 2012-05-17 12:59 | 15.02 | 49.01 | 49.01 | 15.02 | 1971.49 | 1892.29 | 754 | 13.62 | 1896.14 | 0.9 | 1 | 0.97 | 0.68 | 1182.3 | 0 | 0 | 593.85 | 0.21981 | 0.056448 | 0.074 | 9.81 | System Off | 1 | 0
3302 | 3302 | 2012-05-17 13:59 | 15.5 | 41.02 | 41.02 | 15.5 | 1554.47 | 1486.3 | 579 | 13.98 | 1504.65 | 0.93 | 0.99 | 0.96 | 0.54 | 1049.71 | 0 | 0 | 454.83 | 0.21128 | 0.056448 | 0.057 | 9.84 | System Off | 1 | 0
3303 | 3303 | 2012-05-17 14:59 | 15.99 | 32.93 | 32.93 | 15.99 | 1072.77 | 1016.17 | 391 | 14.29 | 1050.08 | 0.94 | 0.97 | 0.95 | 0.37 | 755.65 | 0 | 0 | 306.56 | 0.20216 | 0.056448 | 0.039 | 9.97 | System Off | 1 | 0
3304 | 3304 | 2012-05-17 15:59 | 15.32 | 23.31 | 23.31 | 15.32 | 506.2 | 461.63 | 182 | 14.49 | 508.34 | 0.93 | 0.91 | 0.89 | 0.17 | 350.22 | 0 | 0 | 142.62 | 0.19348 | 0.056448 | 0.018 | 9.89 | System Off | 1 | 0
3305 | 3305 | 2012-05-17 16:59 | 14.66 | 19.63 | 19.63 | 14.66 | 312.65 | 271.78 | 113 | 14.41 | 319.59 | 0.88 | 0.85 | 0.83 | 0.1 | 199.19 | 0 | 0 | 88.7 | 0.18897 | 0.056448 | 0.012 | 10.62 | System Off | 1 | 0
3306 | 3306 | 2012-05-17 17:59 | 14 | 15.75 | 15.75 | 14 | 109 | 71.82 | 40 | 14.19 | 116.2 | 0.74 | 0.62 | 0.6 | 0.03 | 48.38 | 0 | 0 | 31.51 | 0.18427 | 0.056448 | 0.004 | 10 | System Off | 0 | 0
3307 | 3307 | 2012-05-17 18:59 | 13.27 | 13.27 | 13.27 | 13.27 | 0 | 0 | 0 | 0 | 0 | 0 | 0 | 0 | 0 | 0 | 0 | 0 | 0 | 0 | 0 | 0 | 0 | System Off | 0 | 0
3308 | 3308 | 2012-05-17 19:59 | 12.54 | 12.54 | 12.54 | 12.54 | 0 | 0 | 0 | 0 | 0 | 0 | 0 | 0 | 0 | 0 | 0 | 0 | 0 | 0 | 0 | 0 | 0 | System Off | 0 | 0
3309 | 3309 | 2012-05-17 20:59 | 11.81 | 11.81 | 11.81 | 11.81 | 0 | 0 | 0 | 0 | 0 | 0 | 0 | 0 | 0 | 0 | 0 | 0 | 0 | 0 | 0 | 0 | 0 | System Off | 0 | 0
3310 | 3310 | 2012-05-17 21:59 | 11.51 | 11.51 | 11.51 | 11.51 | 0 | 0 | 0 | 0 | 0 | 0 | 0 | 0 | 0 | 0 | 0 | 0 | 0 | 0 | 0 | 0 | 0 | System Off | 0 | 0
3311 | 3311 | 2012-05-17 22:59 | 11.2 | 11.2 | 11.2 | 11.2 | 0 | 0 | 0 | 0 | 0 | 0 | 0 | 0 | 0 | 0 | 0 | 0 | 0 | 0 | 0 | 0 | 0 | System Off | 0 | 0
3312 | 3312 | 2012-05-17 23:59 | 10.89 | 10.89 | 10.89 | 10.89 | 0 | 0 | 0 | 0 | 0 | 0 | 0 | 0 | 0 | 0 | 0 | 0 | 0 | 0 | 0 | 0 | 0 | System Off | 0 | 0
3313 | 3313 | 2012-05-18 00:59 | 11.01 | 11.01 | 11.01 | 11.01 | 0 | 0 | 0 | 0 | 0 | 0 | 0 | 0 | 0 | 0 | 0 | 0 | 0 | 0 | 0 | 0 | 0 | System Off | 0 | 0
3314 | 3314 | 2012-05-18 01:59 | 11.14 | 11.14 | 11.14 | 11.14 | 0 | 0 | 0 | 0 | 0 | 0 | 0 | 0 | 0 | 0 | 0 | 0 | 0 | 0 | 0 | 0 | 0 | System Off | 0 | 0
3315 | 3315 | 2012-05-18 02:59 | 11.26 | 11.26 | 11.26 | 11.26 | 0 | 0 | 0 | 0 | 0 | 0 | 0 | 0 | 0 | 0 | 0 | 0 | 0 | 0 | 0 | 0 | 0 | System Off | 0 | 0
3316 | 3316 | 2012-05-18 03:59 | 11.05 | 11.14 | 11.14 | 11.05 | 6.11 | 0 | 2 | 15.91 | 7.39 | 0 | 0 | 0 | 0 | 0 | 0 | 0 | 1.54 | 0.17821 | 0.056448 | 0 | 0 | System Off | 0 | 0
3317 | 3317 | 2012-05-18 04:59 | 10.85 | 11.94 | 11.94 | 10.85 | 82.22 | 45.5 | 30 | 14.27 | 88.46 | 0.66 | 0.51 | 0.5 | 0.02 | 74.19 | 0 | 0 | 23.61 | 0.17937 | 0.056448 | 0.003 | 10 | System Off | 1 | 0
3318 | 3318 | 2012-05-18 05:59 | 10.64 | 12.36 | 12.36 | 10.64 | 132.59 | 94.99 | 48 | 14.39 | 139.85 | 0.62 | 0.68 | 0.66 | 0.03 | 121.82 | 0 | 0 | 37.72 | 0.17999 | 0.056448 | 0.005 | 10.42 | System Off | 1 | 0
3319 | 3319 | 2012-05-18 06:59 | 11.34 | 12.93 | 12.93 | 11.34 | 122.58 | 85.16 | 44 | 14.51 | 129.77 | 0.67 | 0.66 | 0.64 | 0.03 | 84.95 | 0 | 0 | 34.52 | 0.18075 | 0.056448 | 0.005 | 11.36 | System Off | 1 | 0
3320 | 3320 | 2012-05-18 07:59 | 12.05 | 21.22 | 21.22 | 12.05 | 741.24 | 691.88 | 261 | 14.79 | 733.58 | 0.96 | 0.94 | 0.92 | 0.25 | 542.69 | 0 | 0 | 203.75 | 0.19281 | 0.056448 | 0.026 | 9.96 | System Off | 1 | 0
3321 | 3321 | 2012-05-18 08:59 | 12.75 | 34.04 | 34.04 | 12.75 | 1733.76 | 1660.96 | 626 | 14.42 | 1672.72 | 0.96 | 0.99 | 0.97 | 0.6 | 1086.76 | 0 | 0 | 489.91 | 0.20947 | 0.056448 | 0.062 | 9.9 | System Off | 1 | 0
3322 | 3322 | 2012-05-18 09:59 | 13.92 | 24.11 | 24.11 | 13.92 | 789.6 | 739.23 | 281 | 14.64 | 780.19 | 0.96 | 0.95 | 0.93 | 0.27 | 443.99 | 0 | 0 | 219.75 | 0.19657 | 0.056448 | 0.028 | 9.96 | System Off | 1 | 0
3323 | 3323 | 2012-05-18 10:59 | 15.1 | 37.02 | 37.02 | 15.1 | 1604.01 | 1534.58 | 587 | 14.23 | 1550.92 | 0.95 | 0.99 | 0.97 | 0.56 | 878.13 | 0 | 0 | 460.3 | 0.21104 | 0.056448 | 0.058 | 9.88 | System Off | 1 | 0
3324 | 3324 | 2012-05-18 11:59 | 16.27 | 19.81 | 19.81 | 16.27 | 245.08 | 205.47 | 89 | 14.34 | 253.06 | 0.78 | 0.81 | 0.79 | 0.07 | 115.9 | 0 | 0 | 69.95 | 0.19002 | 0.056448 | 0.009 | 10.11 | System Off | 1 | 0
3325 | 3325 | 2012-05-18 12:59 | 17.09 | 21.83 | 21.83 | 17.09 | 329.56 | 288.37 | 120 | 14.3 | 336.47 | 0.83 | 0.86 | 0.84 | 0.1 | 180.18 | 0 | 0 | 94.34 | 0.19281 | 0.056448 | 0.012 | 10 | System Off | 1 | 0
3326 | 3326 | 2012-05-18 13:59 | 17.91 | 20.04 | 20.04 | 17.91 | 144.54 | 106.73 | 54 | 13.94 | 152.66 | 0.74 | 0.7 | 0.68 | 0.04 | 75.38 | 0 | 0 | 42.67 | 0.19054 | 0.056448 | 0.006 | 11.11 | System Off | 1 | 0
3327 | 3327 | 2012-05-18 14:59 | 18.74 | 22.57 | 22.57 | 18.74 | 263.61 | 223.65 | 97 | 14.15 | 271.73 | 0.82 | 0.82 | 0.8 | 0.08 | 166.31 | 0 | 0 | 76.41 | 0.19399 | 0.056448 | 0.01 | 10.31 | System Off | 1 | 0
3328 | 3328 | 2012-05-18 15:59 | 18.08 | 20.63 | 20.63 | 18.08 | 163.04 | 124.9 | 60 | 14.15 | 171.37 | 0.82 | 0.73 | 0.71 | 0.05 | 94.76 | 0 | 0 | 47.28 | 0.19109 | 0.056448 | 0.006 | 10 | System Off | 1 | 0
3329 | 3329 | 2012-05-18 16:59 | 17.43 | 18.3 | 18.3 | 17.43 | 49.91 | 13.75 | 19 | 13.68 | 55.22 | 0 | 0.25 | 0.24 | 0 | 10.08 | 0 | 0 | 15.07 | 0.18802 | 0.056448 | 0.002 | 10.53 | System Off | 0 | 0
3330 | 3330 | 2012-05-18 17:59 | 16.78 | 17.18 | 17.18 | 16.78 | 20.94 | 0 | 8 | 13.63 | 24.11 | 0 | 0 | 0 | 0 | 0 | 0 | 0 | 6.35 | 0.18652 | 0.056448 | 0.001 | 12.5 | System Off | 0 | 0
3331 | 3331 | 2012-05-18 18:59 | 15.56 | 15.56 | 15.56 | 15.56 | 0 | 0 | 0 | 0 | 0 | 0 | 0 | 0 | 0 | 0 | 0 | 0 | 0 | 0 | 0 | 0 | 0 | System Off | 0 | 0
3332 | 3332 | 2012-05-18 19:59 | 14.35 | 14.35 | 14.35 | 14.35 | 0 | 0 | 0 | 0 | 0 | 0 | 0 | 0 | 0 | 0 | 0 | 0 | 0 | 0 | 0 | 0 | 0 | System Off | 0 | 0
3333 | 3333 | 2012-05-18 20:59 | 13.13 | 13.13 | 13.13 | 13.13 | 0 | 0 | 0 | 0 | 0 | 0 | 0 | 0 | 0 | 0 | 0 | 0 | 0 | 0 | 0 | 0 | 0 | System Off | 0 | 0
3334 | 3334 | 2012-05-18 21:59 | 12.9 | 12.9 | 12.9 | 12.9 | 0 | 0 | 0 | 0 | 0 | 0 | 0 | 0 | 0 | 0 | 0 | 0 | 0 | 0 | 0 | 0 | 0 | System Off | 0 | 0
3335 | 3335 | 2012-05-18 22:59 | 12.66 | 12.66 | 12.66 | 12.66 | 0 | 0 | 0 | 0 | 0 | 0 | 0 | 0 | 0 | 0 | 0 | 0 | 0 | 0 | 0 | 0 | 0 | System Off | 0 | 0
3336 | 3336 | 2012-05-18 23:59 | 12.42 | 12.42 | 12.42 | 12.42 | 0 | 0 | 0 | 0 | 0 | 0 | 0 | 0 | 0 | 0 | 0 | 0 | 0 | 0 | 0 | 0 | 0 | System Off | 0 | 0
3337 | 3337 | 2012-05-19 00:59 | 12.21 | 12.21 | 12.21 | 12.21 | 0 | 0 | 0 | 0 | 0 | 0 | 0 | 0 | 0 | 0 | 0 | 0 | 0 | 0 | 0 | 0 | 0 | System Off | 0 | 0
3338 | 3338 | 2012-05-19 01:59 | 11.99 | 11.99 | 11.99 | 11.99 | 0 | 0 | 0 | 0 | 0 | 0 | 0 | 0 | 0 | 0 | 0 | 0 | 0 | 0 | 0 | 0 | 0 | System Off | 0 | 0
3339 | 3339 | 2012-05-19 02:59 | 11.78 | 11.78 | 11.78 | 11.78 | 0 | 0 | 0 | 0 | 0 | 0 | 0 | 0 | 0 | 0 | 0 | 0 | 0 | 0 | 0 | 0 | 0 | System Off | 0 | 0
3340 | 3340 | 2012-05-19 03:59 | 12.37 | 12.82 | 12.82 | 12.37 | 23.67 | 0 | 9 | 13.7 | 26.94 | 0 | 0 | 0 | 0 | 0 | 0 | 0 | 7.14 | 0.1804 | 0.056448 | 0.001 | 11.11 | System Off | 0 | 0
3341 | 3341 | 2012-05-19 04:59 | 12.96 | 16.59 | 16.59 | 12.96 | 206.92 | 168 | 75 | 14.37 | 214.81 | 0.8 | 0.78 | 0.77 | 0.06 | 273.92 | 0 | 0 | 58.92 | 0.18461 | 0.056448 | 0.008 | 10.67 | System Off | 1 | 0
3342 | 3342 | 2012-05-19 05:59 | 13.55 | 19.1 | 19.1 | 13.55 | 320.99 | 279.97 | 115 | 14.54 | 327.7 | 0.86 | 0.85 | 0.84 | 0.1 | 359.05 | 0 | 0 | 90.1 | 0.18748 | 0.056448 | 0.012 | 10.43 | System Off | 1 | 0
3343 | 3343 | 2012-05-19 06:59 | 14.71 | 24.15 | 24.15 | 14.71 | 552.59 | 507.1 | 199 | 14.46 | 553.2 | 0.9 | 0.92 | 0.9 | 0.18 | 505.87 | 0 | 0 | 155.92 | 0.19348 | 0.056448 | 0.02 | 10.05 | System Off | 1 | 0
3344 | 3344 | 2012-05-19 07:59 | 15.88 | 24.6 | 24.6 | 15.88 | 512.62 | 467.92 | 185 | 14.43 | 514.74 | 0.91 | 0.91 | 0.89 | 0.17 | 367.02 | 0 | 0 | 145.04 | 0.19445 | 0.056448 | 0.019 | 10.27 | System Off | 1 | 0
3345 | 3345 | 2012-05-19 08:59 | 17.04 | 34.44 | 34.44 | 17.04 | 1023.47 | 967.99 | 376 | 14.18 | 1003.64 | 0.93 | 0.96 | 0.94 | 0.35 | 633.35 | 0 | 0 | 295.14 | 0.20294 | 0.056448 | 0.038 | 10.11 | System Off | 1 | 0
3346 | 3346 | 2012-05-19 09:59 | 17.69 | 51.94 | 51.94 | 17.69 | 1920.23 | 1842.43 | 744 | 13.44 | 1848.09 | 0.9 | 1 | 0.97 | 0.67 | 1106.58 | 0 | 0 | 587.19 | 0.2235 | 0.056448 | 0.073 | 9.81 | System Off | 1 | 0
3347 | 3347 | 2012-05-19 10:59 | 18.35 | 55.91 | 55.91 | 18.35 | 2042.63 | 1961.45 | 804 | 13.23 | 1962.79 | 0.88 | 1 | 0.97 | 0.71 | 1122.4 | 0 | 0 | 635.7 | 0.22371 | 0.056448 | 0.079 | 9.83 | System Off | 1 | 0
3348 | 3348 | 2012-05-19 11:59 | 19.01 | 45.29 | 45.29 | 19.01 | 1437.16 | 1371.92 | 546 | 13.71 | 1394.8 | 0.91 | 0.98 | 0.96 | 0.5 | 773.87 | 0 | 0 | 430.19 | 0.21494 | 0.056448 | 0.054 | 9.89 | System Off | 1 | 0
3349 | 3349 | 2012-05-19 12:59 | 19.53 | 49.33 | 49.33 | 19.53 | 1614.43 | 1544.72 | 622 | 13.52 | 1561.46 | 0.9 | 0.99 | 0.97 | 0.56 | 965.14 | 0 | 0 | 490.86 | 0.21984 | 0.056448 | 0.062 | 9.97 | System Off | 1 | 0
3350 | 3350 | 2012-05-19 13:59 | 20.05 | 31.94 | 31.94 | 20.05 | 658.55 | 610.91 | 243 | 14.12 | 656.12 | 0.9 | 0.93 | 0.91 | 0.22 | 431.46 | 0 | 0 | 191.12 | 0.20042 | 0.056448 | 0.025 | 10.29 | System Off | 1 | 0
3351 | 3351 | 2012-05-19 14:59 | 20.58 | 36.12 | 36.12 | 20.58 | 856.71 | 804.9 | 319 | 13.99 | 845.75 | 0.91 | 0.95 | 0.93 | 0.29 | 598.55 | 0 | 0 | 251.09 | 0.20523 | 0.056448 | 0.032 | 10.03 | System Off | 1 | 0
3352 | 3352 | 2012-05-19 15:59 | 19.98 | 31.39 | 31.39 | 19.98 | 614.04 | 567.31 | 227 | 14.09 | 613.37 | 0.92 | 0.92 | 0.9 | 0.21 | 430.4 | 0 | 0 | 178.61 | 0.19947 | 0.056448 | 0.023 | 10.13 | System Off | 1 | 0
3353 | 3353 | 2012-05-19 16:59 | 19.38 | 25.49 | 25.49 | 19.38 | 311.74 | 270.89 | 115 | 14.12 | 319.53 | 0.86 | 0.85 | 0.83 | 0.1 | 198.54 | 0 | 0 | 90.56 | 0.19586 | 0.056448 | 0.012 | 10.43 | System Off | 1 | 0
3354 | 3354 | 2012-05-19 17:59 | 18.78 | 21.36 | 21.36 | 18.78 | 131.11 | 93.54 | 49 | 13.94 | 139.2 | 0.6 | 0.67 | 0.66 | 0.03 | 63.01 | 0 | 0 | 38.71 | 0.19152 | 0.056448 | 0.005 | 10.2 | System Off | 0 | 0
3355 | 3355 | 2012-05-19 18:59 | 17.5 | 17.5 | 17.5 | 17.5 | 0 | 0 | 0 | 0 | 0 | 0 | 0 | 0 | 0 | 0 | 0 | 0 | 0 | 0 | 0 | 0 | 0 | System Off | 0 | 0
3356 | 3356 | 2012-05-19 19:59 | 16.22 | 16.22 | 16.22 | 16.22 | 0 | 0 | 0 | 0 | 0 | 0 | 0 | 0 | 0 | 0 | 0 | 0 | 0 | 0 | 0 | 0 | 0 | System Off | 0 | 0
3357 | 3357 | 2012-05-19 20:59 | 14.94 | 14.94 | 14.94 | 14.94 | 0 | 0 | 0 | 0 | 0 | 0 | 0 | 0 | 0 | 0 | 0 | 0 | 0 | 0 | 0 | 0 | 0 | System Off | 0 | 0
3358 | 3358 | 2012-05-19 21:59 | 14.46 | 14.46 | 14.46 | 14.46 | 0 | 0 | 0 | 0 | 0 | 0 | 0 | 0 | 0 | 0 | 0 | 0 | 0 | 0 | 0 | 0 | 0 | System Off | 0 | 0
3359 | 3359 | 2012-05-19 22:59 | 13.97 | 13.97 | 13.97 | 13.97 | 0 | 0 | 0 | 0 | 0 | 0 | 0 | 0 | 0 | 0 | 0 | 0 | 0 | 0 | 0 | 0 | 0 | System Off | 0 | 0
3360 | 3360 | 2012-05-19 23:59 | 13.48 | 13.48 | 13.48 | 13.48 | 0 | 0 | 0 | 0 | 0 | 0 | 0 | 0 | 0 | 0 | 0 | 0 | 0 | 0 | 0 | 0 | 0 | System Off | 0 | 0
3361 | 3361 | 2012-05-20 00:59 | 13.22 | 13.22 | 13.22 | 13.22 | 0 | 0 | 0 | 0 | 0 | 0 | 0 | 0 | 0 | 0 | 0 | 0 | 0 | 0 | 0 | 0 | 0 | System Off | 0 | 0
3362 | 3362 | 2012-05-20 01:59 | 12.96 | 12.96 | 12.96 | 12.96 | 0 | 0 | 0 | 0 | 0 | 0 | 0 | 0 | 0 | 0 | 0 | 0 | 0 | 0 | 0 | 0 | 0 | System Off | 0 | 0
3363 | 3363 | 2012-05-20 02:59 | 12.7 | 12.7 | 12.7 | 12.7 | 0 | 0 | 0 | 0 | 0 | 0 | 0 | 0 | 0 | 0 | 0 | 0 | 0 | 0 | 0 | 0 | 0 | System Off | 0 | 0
3364 | 3364 | 2012-05-20 03:59 | 13.71 | 14.49 | 14.49 | 13.71 | 41.16 | 5.16 | 15 | 14.29 | 45.77 | 0 | 0.11 | 0.11 | 0 | 10.02 | 0 | 0 | 11.8 | 0.18257 | 0.056448 | 0.002 | 13.33 | System Off | 0 | 0
3365 | 3365 | 2012-05-20 04:59 | 14.71 | 17.7 | 17.7 | 14.71 | 165.62 | 127.43 | 61 | 14.14 | 173.65 | 0.82 | 0.73 | 0.72 | 0.05 | 207.78 | 0 | 0 | 48.07 | 0.18636 | 0.056448 | 0.006 | 9.84 | System Off | 1 | 0
3366 | 3366 | 2012-05-20 05:59 | 15.72 | 22.74 | 22.74 | 15.72 | 394.56 | 352.15 | 143 | 14.37 | 400.05 | 0.91 | 0.88 | 0.86 | 0.13 | 451.61 | 0 | 0 | 112.24 | 0.19204 | 0.056448 | 0.015 | 10.49 | System Off | 1 | 0
3367 | 3367 | 2012-05-20 06:59 | 17.39 | 20.66 | 20.66 | 17.39 | 177.25 | 138.85 | 66 | 13.99 | 185.63 | 0.76 | 0.75 | 0.73 | 0.05 | 138.52 | 0 | 0 | 52.1 | 0.19043 | 0.056448 | 0.007 | 10.61 | System Off | 1 | 0
3368 | 3368 | 2012-05-20 07:59 | 19.05 | 35.47 | 35.47 | 19.05 | 878.65 | 826.37 | 326 | 14.04 | 866.5 | 0.92 | 0.95 | 0.93 | 0.3 | 648.18 | 0 | 0 | 256.36 | 0.20332 | 0.056448 | 0.033 | 10.12 | System Off | 1 | 0
3369 | 3369 | 2012-05-20 08:59 | 20.72 | 52.21 | 52.21 | 20.72 | 1605.57 | 1536.1 | 626 | 13.36 | 1553.38 | 0.89 | 0.99 | 0.96 | 0.56 | 1005.06 | 0 | 0 | 494.71 | 0.22194 | 0.056448 | 0.062 | 9.9 | System Off | 1 | 0
3370 | 3370 | 2012-05-20 09:59 | 20.62 | 59.82 | 59.82 | 20.62 | 1938.71 | 1860.4 | 777 | 13 | 1865.55 | 0.86 | 1 | 0.97 | 0.67 | 1117.38 | 0 | 0 | 615.72 | 0.21347 | 0.056448 | 0.077 | 9.91 | System Off | 1 | 0
3371 | 3371 | 2012-05-20 10:59 | 20.53 | 52.36 | 52.36 | 20.53 | 1587.66 | 1518.64 | 620 | 13.34 | 1536.6 | 0.89 | 0.99 | 0.96 | 0.55 | 869.01 | 0 | 0 | 490.02 | 0.22132 | 0.056448 | 0.062 | 10 | System Off | 1 | 0
3372 | 3372 | 2012-05-20 11:59 | 20.43 | 54.35 | 54.35 | 20.43 | 1674.36 | 1603.11 | 658 | 13.25 | 1617.94 | 0.88 | 0.99 | 0.97 | 0.58 | 904.29 | 0 | 0 | 520.34 | 0.22323 | 0.056448 | 0.065 | 9.88 | System Off | 1 | 0
3373 | 3373 | 2012-05-20 12:59 | 20.63 | 58.71 | 58.71 | 20.63 | 1796.83 | 1722.36 | 718 | 13.03 | 1732.86 | 0.86 | 0.99 | 0.97 | 0.62 | 1076.13 | 0 | 0 | 568.7 | 0.22274 | 0.056448 | 0.071 | 9.89 | System Off | 1 | 0
3374 | 3374 | 2012-05-20 13:59 | 20.83 | 50.88 | 50.88 | 20.83 | 1394.11 | 1329.93 | 543 | 13.37 | 1354.98 | 0.88 | 0.98 | 0.96 | 0.48 | 939.28 | 0 | 0 | 429.04 | 0.21765 | 0.056448 | 0.054 | 9.94 | System Off | 1 | 0
3375 | 3375 | 2012-05-20 14:59 | 21.04 | 34.31 | 34.31 | 21.04 | 604.77 | 558.22 | 226 | 13.94 | 604.98 | 0.88 | 0.92 | 0.9 | 0.2 | 415.11 | 0 | 0 | 178.03 | 0.20099 | 0.056448 | 0.023 | 10.18 | System Off | 1 | 0
3376 | 3376 | 2012-05-20 15:59 | 20.42 | 27.48 | 27.48 | 20.42 | 341.54 | 300.13 | 127 | 14.01 | 349 | 0.86 | 0.86 | 0.84 | 0.11 | 227.7 | 0 | 0 | 100.13 | 0.19485 | 0.056448 | 0.013 | 10.24 | System Off | 1 | 0
3377 | 3377 | 2012-05-20 16:59 | 19.81 | 20.83 | 20.83 | 19.81 | 49.28 | 13.14 | 19 | 13.51 | 54.7 | 0 | 0.24 | 0.23 | 0 | 9.63 | 0 | 0 | 15.1 | 0.19141 | 0.056448 | 0.002 | 10.53 | System Off | 0 | 0
3378 | 3378 | 2012-05-20 17:59 | 19.2 | 21.66 | 21.66 | 19.2 | 130 | 92.45 | 49 | 13.82 | 138.11 | 0.61 | 0.67 | 0.65 | 0.03 | 62.28 | 0 | 0 | 38.77 | 0.19212 | 0.056448 | 0.005 | 10.2 | System Off | 0 | 0
3379 | 3379 | 2012-05-20 18:59 | 18 | 18 | 18 | 18 | 0 | 0 | 0 | 0 | 0 | 0 | 0 | 0 | 0 | 0 | 0 | 0 | 0 | 0 | 0 | 0 | 0 | System Off | 0 | 0
3380 | 3380 | 2012-05-20 19:59 | 16.8 | 16.8 | 16.8 | 16.8 | 0 | 0 | 0 | 0 | 0 | 0 | 0 | 0 | 0 | 0 | 0 | 0 | 0 | 0 | 0 | 0 | 0 | System Off | 0 | 0
3381 | 3381 | 2012-05-20 20:59 | 15.6 | 15.6 | 15.6 | 15.6 | 0 | 0 | 0 | 0 | 0 | 0 | 0 | 0 | 0 | 0 | 0 | 0 | 0 | 0 | 0 | 0 | 0 | System Off | 0 | 0
3382 | 3382 | 2012-05-20 21:59 | 15.47 | 15.47 | 15.47 | 15.47 | 0 | 0 | 0 | 0 | 0 | 0 | 0 | 0 | 0 | 0 | 0 | 0 | 0 | 0 | 0 | 0 | 0 | System Off | 0 | 0
3383 | 3383 | 2012-05-20 22:59 | 15.33 | 15.33 | 15.33 | 15.33 | 0 | 0 | 0 | 0 | 0 | 0 | 0 | 0 | 0 | 0 | 0 | 0 | 0 | 0 | 0 | 0 | 0 | System Off | 0 | 0
3384 | 3384 | 2012-05-20 23:59 | 15.2 | 15.2 | 15.2 | 15.2 | 0 | 0 | 0 | 0 | 0 | 0 | 0 | 0 | 0 | 0 | 0 | 0 | 0 | 0 | 0 | 0 | 0 | System Off | 0 | 0
3385 | 3385 | 2012-05-21 00:59 | 15.19 | 15.19 | 15.19 | 15.19 | 0 | 0 | 0 | 0 | 0 | 0 | 0 | 0 | 0 | 0 | 0 | 0 | 0 | 0 | 0 | 0 | 0 | System Off | 0 | 0
3386 | 3386 | 2012-05-21 01:59 | 15.17 | 15.17 | 15.17 | 15.17 | 0 | 0 | 0 | 0 | 0 | 0 | 0 | 0 | 0 | 0 | 0 | 0 | 0 | 0 | 0 | 0 | 0 | System Off | 0 | 0
3387 | 3387 | 2012-05-21 02:59 | 15.16 | 15.16 | 15.16 | 15.16 | 0 | 0 | 0 | 0 | 0 | 0 | 0 | 0 | 0 | 0 | 0 | 0 | 0 | 0 | 0 | 0 | 0 | System Off | 0 | 0
3388 | 3388 | 2012-05-21 03:59 | 15.79 | 15.95 | 15.95 | 15.79 | 8.05 | 0 | 3 | 13.98 | 9.69 | 0 | 0 | 0 | 0 | 0 | 0 | 0 | 2.37 | 0.18486 | 0.056448 | 0 | 0 | System Off | 0 | 0
3389 | 3389 | 2012-05-21 04:59 | 16.42 | 17.22 | 17.22 | 16.42 | 43.34 | 7.3 | 16 | 14.11 | 48.21 | 0 | 0.15 | 0.15 | 0 | 11.9 | 0 | 0 | 12.62 | 0.18642 | 0.056448 | 0.002 | 12.5 | System Off | 0 | 0
3390 | 3390 | 2012-05-21 05:59 | 17.05 | 23.76 | 23.76 | 17.05 | 391.46 | 349.1 | 142 | 14.36 | 397.18 | 0.91 | 0.88 | 0.86 | 0.13 | 447.71 | 0 | 0 | 111.48 | 0.1939 | 0.056448 | 0.014 | 9.86 | System Off | 1 | 0
3391 | 3391 | 2012-05-21 06:59 | 18.2 | 28.39 | 28.39 | 18.2 | 588.75 | 542.53 | 215 | 14.26 | 588.62 | 0.93 | 0.92 | 0.9 | 0.2 | 541.22 | 0 | 0 | 168.86 | 0.19623 | 0.056448 | 0.022 | 10.23 | System Off | 1 | 0
3392 | 3392 | 2012-05-21 07:59 | 19.35 | 29.55 | 29.55 | 19.35 | 578.33 | 532.32 | 213 | 14.14 | 578.79 | 0.89 | 0.92 | 0.9 | 0.19 | 417.53 | 0 | 0 | 167.55 | 0.19781 | 0.056448 | 0.022 | 10.33 | System Off | 1 | 0
3393 | 3393 | 2012-05-21 08:59 | 20.5 | 38.99 | 38.99 | 20.5 | 1019.8 | 964.4 | 382 | 13.9 | 1000.78 | 0.92 | 0.96 | 0.94 | 0.35 | 631.01 | 0 | 0 | 300.78 | 0.20846 | 0.056448 | 0.038 | 9.95 | System Off | 1 | 0
3394 | 3394 | 2012-05-21 09:59 | 21.16 | 40.54 | 40.54 | 21.16 | 1066.58 | 1010.13 | 401 | 13.85 | 1045.24 | 0.92 | 0.97 | 0.94 | 0.37 | 606.69 | 0 | 0 | 315.88 | 0.21048 | 0.056448 | 0.04 | 9.98 | System Off | 1 | 0
3395 | 3395 | 2012-05-21 10:59 | 21.82 | 54.48 | 54.48 | 21.82 | 1751.63 | 1678.36 | 688 | 13.26 | 1690.31 | 0.89 | 0.99 | 0.97 | 0.61 | 960.41 | 0 | 0 | 544.37 | 0.22294 | 0.056448 | 0.068 | 9.88 | System Off | 1 | 0
3396 | 3396 | 2012-05-21 11:59 | 22.48 | 35.97 | 35.97 | 22.48 | 749.13 | 699.61 | 280 | 13.93 | 743.31 | 0.89 | 0.94 | 0.92 | 0.25 | 394.64 | 0 | 0 | 220.65 | 0.206 | 0.056448 | 0.028 | 10 | System Off | 1 | 0
3397 | 3397 | 2012-05-21 12:59 | 23.03 | 28.5 | 28.5 | 23.03 | 296.5 | 255.93 | 111 | 13.91 | 304.96 | 0.81 | 0.84 | 0.82 | 0.09 | 159.91 | 0 | 0 | 87.66 | 0.1978 | 0.056448 | 0.011 | 9.91 | System Off | 1 | 0
3398 | 3398 | 2012-05-21 13:59 | 23.57 | 27.36 | 27.36 | 23.57 | 199.65 | 160.86 | 76 | 13.68 | 208.84 | 0.79 | 0.77 | 0.75 | 0.06 | 113.61 | 0 | 0 | 60.22 | 0.19672 | 0.056448 | 0.008 | 10.53 | System Off | 1 | 0
3399 | 3399 | 2012-05-21 14:59 | 24.12 | 28.06 | 28.06 | 24.12 | 203.64 | 164.77 | 77 | 13.77 | 212.9 | 0.77 | 0.77 | 0.76 | 0.06 | 122.53 | 0 | 0 | 60.94 | 0.19757 | 0.056448 | 0.008 | 10.39 | System Off | 1 | 0
3400 | 3400 | 2012-05-21 15:59 | 22.98 | 30.41 | 30.41 | 22.98 | 388.5 | 346.2 | 145 | 13.95 | 395.31 | 0.89 | 0.88 | 0.86 | 0.13 | 262.65 | 0 | 0 | 114.39 | 0.19953 | 0.056448 | 0.015 | 10.34 | System Off | 1 | 0
3401 | 3401 | 2012-05-21 16:59 | 21.85 | 28.23 | 28.23 | 21.85 | 322.14 | 281.09 | 120 | 13.98 | 330.1 | 0.83 | 0.85 | 0.83 | 0.1 | 206.01 | 0 | 0 | 94.66 | 0.19655 | 0.056448 | 0.012 | 10 | System Off | 1 | 0
3402 | 3402 | 2012-05-21 17:59 | 20.72 | 23.37 | 23.37 | 20.72 | 134.78 | 97.14 | 51 | 13.76 | 143.13 | 0.78 | 0.68 | 0.66 | 0.04 | 65.44 | 0 | 0 | 40.38 | 0.19442 | 0.056448 | 0.005 | 9.8 | System Off | 0 | 0
3403 | 3403 | 2012-05-21 18:59 | 20.09 | 20.09 | 20.09 | 20.09 | 0 | 0 | 0 | 0 | 0 | 0 | 0 | 0 | 0 | 0 | 0 | 0 | 0 | 0 | 0 | 0 | 0 | System Off | 0 | 0
3404 | 3404 | 2012-05-21 19:59 | 19.47 | 19.47 | 19.47 | 19.47 | 0 | 0 | 0 | 0 | 0 | 0 | 0 | 0 | 0 | 0 | 0 | 0 | 0 | 0 | 0 | 0 | 0 | System Off | 0 | 0
3405 | 3405 | 2012-05-21 20:59 | 18.84 | 18.84 | 18.84 | 18.84 | 0 | 0 | 0 | 0 | 0 | 0 | 0 | 0 | 0 | 0 | 0 | 0 | 0 | 0 | 0 | 0 | 0 | System Off | 0 | 0
3406 | 3406 | 2012-05-21 21:59 | 18.57 | 18.57 | 18.57 | 18.57 | 0 | 0 | 0 | 0 | 0 | 0 | 0 | 0 | 0 | 0 | 0 | 0 | 0 | 0 | 0 | 0 | 0 | System Off | 0 | 0
3407 | 3407 | 2012-05-21 22:59 | 18.3 | 18.3 | 18.3 | 18.3 | 0 | 0 | 0 | 0 | 0 | 0 | 0 | 0 | 0 | 0 | 0 | 0 | 0 | 0 | 0 | 0 | 0 | System Off | 0 | 0
3408 | 3408 | 2012-05-21 23:59 | 18.03 | 18.03 | 18.03 | 18.03 | 0 | 0 | 0 | 0 | 0 | 0 | 0 | 0 | 0 | 0 | 0 | 0 | 0 | 0 | 0 | 0 | 0 | System Off | 0 | 0
3409 | 3409 | 2012-05-22 00:59 | 17.23 | 17.23 | 17.23 | 17.23 | 0 | 0 | 0 | 0 | 0 | 0 | 0 | 0 | 0 | 0 | 0 | 0 | 0 | 0 | 0 | 0 | 0 | System Off | 0 | 0
3410 | 3410 | 2012-05-22 01:59 | 16.43 | 16.43 | 16.43 | 16.43 | 0 | 0 | 0 | 0 | 0 | 0 | 0 | 0 | 0 | 0 | 0 | 0 | 0 | 0 | 0 | 0 | 0 | System Off | 0 | 0
3411 | 3411 | 2012-05-22 02:59 | 15.63 | 15.63 | 15.63 | 15.63 | 0 | 0 | 0 | 0 | 0 | 0 | 0 | 0 | 0 | 0 | 0 | 0 | 0 | 0 | 0 | 0 | 0 | System Off | 0 | 0
3412 | 3412 | 2012-05-22 03:59 | 16.43 | 17.13 | 17.13 | 16.43 | 36.2 | 0.28 | 14 | 13.47 | 40.61 | 0 | 0.01 | 0.01 | 0 | 0.55 | 0 | 0 | 11.13 | 0.18634 | 0.056448 | 0.001 | 7.14 | System Off | 0 | 0
3413 | 3413 | 2012-05-22 04:59 | 17.22 | 18.63 | 18.63 | 17.22 | 75.05 | 38.46 | 28 | 13.96 | 81.53 | 0.35 | 0.47 | 0.46 | 0.01 | 62.72 | 0 | 0 | 22.12 | 0.18819 | 0.056448 | 0.003 | 10.71 | System Off | 1 | 0
3414 | 3414 | 2012-05-22 05:59 | 18.02 | 20.59 | 20.59 | 18.02 | 139.47 | 101.75 | 52 | 13.97 | 147.59 | 0.76 | 0.69 | 0.67 | 0.04 | 130.49 | 0 | 0 | 41.07 | 0.19059 | 0.056448 | 0.005 | 9.62 | System Off | 1 | 0
3415 | 3415 | 2012-05-22 06:59 | 19.73 | 25.34 | 25.34 | 19.73 | 295.94 | 255.38 | 110 | 14.01 | 303.98 | 0.82 | 0.84 | 0.82 | 0.09 | 254.77 | 0 | 0 | 86.76 | 0.19612 | 0.056448 | 0.011 | 10 | System Off | 1 | 0
3416 | 3416 | 2012-05-22 07:59 | 21.45 | 30.97 | 30.97 | 21.45 | 478.02 | 434 | 178 | 13.99 | 482.28 | 0.9 | 0.9 | 0.88 | 0.16 | 340.41 | 0 | 0 | 140.29 | 0.19905 | 0.056448 | 0.018 | 10.11 | System Off | 1 | 0
3417 | 3417 | 2012-05-22 08:59 | 23.16 | 40.27 | 40.27 | 23.16 | 807.79 | 757.03 | 307 | 13.7 | 799.87 | 0.88 | 0.95 | 0.92 | 0.27 | 495.32 | 0 | 0 | 242.34 | 0.20849 | 0.056448 | 0.031 | 10.1 | System Off | 1 | 0
3418 | 3418 | 2012-05-22 09:59 | 23.89 | 60.9 | 60.9 | 23.89 | 1692.62 | 1620.89 | 684 | 12.89 | 1635.43 | 0.86 | 0.99 | 0.97 | 0.59 | 973.52 | 0 | 0 | 542.86 | 0.21362 | 0.056448 | 0.068 | 9.94 | System Off | 1 | 0
3419 | 3419 | 2012-05-22 10:59 | 24.62 | 70.01 | 70.01 | 24.62 | 2042.58 | 1961.4 | 856 | 12.43 | 1962.79 | 0.83 | 1 | 0.97 | 0.71 | 1122.37 | 0 | 0 | 681.98 | 0.22381 | 0.056448 | 0.085 | 9.93 | System Off | 1 | 0
3420 | 3420 | 2012-05-22 11:59 | 25.35 | 69.66 | 69.66 | 25.35 | 2021.02 | 1940.44 | 845 | 12.46 | 1942.62 | 0.83 | 1 | 0.97 | 0.7 | 1094.57 | 0 | 0 | 673.19 | 0.22435 | 0.056448 | 0.084 | 9.94 | System Off | 1 | 0
3421 | 3421 | 2012-05-22 12:59 | 25.35 | 62.88 | 62.88 | 25.35 | 1789.2 | 1714.94 | 728 | 12.8 | 1725.87 | 0.85 | 0.99 | 0.97 | 0.62 | 1071.49 | 0 | 0 | 578.48 | 0.21813 | 0.056448 | 0.072 | 9.89 | System Off | 1 | 0
3422 | 3422 | 2012-05-22 13:59 | 25.35 | 55.09 | 55.09 | 25.35 | 1484.52 | 1418.1 | 588 | 13.15 | 1440.21 | 0.87 | 0.98 | 0.96 | 0.51 | 1001.55 | 0 | 0 | 466.1 | 0.22309 | 0.056448 | 0.059 | 10.03 | System Off | 1 | 0
3423 | 3423 | 2012-05-22 14:59 | 25.36 | 44.16 | 44.16 | 25.36 | 972.93 | 918.57 | 373 | 13.59 | 957.17 | 0.88 | 0.96 | 0.94 | 0.33 | 683.07 | 0 | 0 | 294.83 | 0.2154 | 0.056448 | 0.038 | 10.19 | System Off | 1 | 0
3424 | 3424 | 2012-05-22 15:59 | 24.67 | 35.6 | 35.6 | 24.67 | 591.59 | 545.32 | 223 | 13.82 | 592.5 | 0.9 | 0.92 | 0.9 | 0.2 | 413.71 | 0 | 0 | 176.1 | 0.20622 | 0.056448 | 0.023 | 10.31 | System Off | 1 | 0
3425 | 3425 | 2012-05-22 16:59 | 23.98 | 29.92 | 29.92 | 23.98 | 327.14 | 286 | 123 | 13.85 | 335.26 | 0.81 | 0.85 | 0.83 | 0.1 | 209.61 | 0 | 0 | 97.21 | 0.19983 | 0.056448 | 0.013 | 10.57 | System Off | 1 | 0
3426 | 3426 | 2012-05-22 17:59 | 23.29 | 25.72 | 25.72 | 23.29 | 139.53 | 101.81 | 53 | 13.71 | 148.18 | 0.74 | 0.69 | 0.67 | 0.04 | 68.58 | 0 | 0 | 42 | 0.19508 | 0.056448 | 0.005 | 9.43 | System Off | 0 | 0
3427 | 3427 | 2012-05-22 18:59 | 21.86 | 21.86 | 21.86 | 21.86 | 0 | 0 | 0 | 0 | 0 | 0 | 0 | 0 | 0 | 0 | 0 | 0 | 0 | 0 | 0 | 0 | 0 | System Off | 0 | 0
3428 | 3428 | 2012-05-22 19:59 | 20.44 | 20.44 | 20.44 | 20.44 | 0 | 0 | 0 | 0 | 0 | 0 | 0 | 0 | 0 | 0 | 0 | 0 | 0 | 0 | 0 | 0 | 0 | System Off | 0 | 0
3429 | 3429 | 2012-05-22 20:59 | 19.01 | 19.01 | 19.01 | 19.01 | 0 | 0 | 0 | 0 | 0 | 0 | 0 | 0 | 0 | 0 | 0 | 0 | 0 | 0 | 0 | 0 | 0 | System Off | 0 | 0
3430 | 3430 | 2012-05-22 21:59 | 18.33 | 18.33 | 18.33 | 18.33 | 0 | 0 | 0 | 0 | 0 | 0 | 0 | 0 | 0 | 0 | 0 | 0 | 0 | 0 | 0 | 0 | 0 | System Off | 0 | 0
3431 | 3431 | 2012-05-22 22:59 | 17.64 | 17.64 | 17.64 | 17.64 | 0 | 0 | 0 | 0 | 0 | 0 | 0 | 0 | 0 | 0 | 0 | 0 | 0 | 0 | 0 | 0 | 0 | System Off | 0 | 0
3432 | 3432 | 2012-05-22 23:59 | 16.95 | 16.95 | 16.95 | 16.95 | 0 | 0 | 0 | 0 | 0 | 0 | 0 | 0 | 0 | 0 | 0 | 0 | 0 | 0 | 0 | 0 | 0 | System Off | 0 | 0
3433 | 3433 | 2012-05-23 00:59 | 16.5 | 16.5 | 16.5 | 16.5 | 0 | 0 | 0 | 0 | 0 | 0 | 0 | 0 | 0 | 0 | 0 | 0 | 0 | 0 | 0 | 0 | 0 | System Off | 0 | 0
3434 | 3434 | 2012-05-23 01:59 | 16.04 | 16.04 | 16.04 | 16.04 | 0 | 0 | 0 | 0 | 0 | 0 | 0 | 0 | 0 | 0 | 0 | 0 | 0 | 0 | 0 | 0 | 0 | System Off | 0 | 0
3435 | 3435 | 2012-05-23 02:59 | 15.59 | 15.59 | 15.59 | 15.59 | 0 | 0 | 0 | 0 | 0 | 0 | 0 | 0 | 0 | 0 | 0 | 0 | 0 | 0 | 0 | 0 | 0 | System Off | 0 | 0
3436 | 3436 | 2012-05-23 03:59 | 16.39 | 17.19 | 17.19 | 16.39 | 44.72 | 8.65 | 17 | 13.7 | 49.67 | 0 | 0.17 | 0.17 | 0 | 16.8 | 0 | 0 | 13.48 | 0.18644 | 0.056448 | 0.002 | 11.76 | System Off | 0 | 0
3437 | 3437 | 2012-05-23 04:59 | 17.18 | 18.82 | 18.82 | 17.18 | 93.55 | 56.64 | 35 | 13.92 | 100.64 | 0.56 | 0.56 | 0.55 | 0.02 | 92.36 | 0 | 0 | 27.67 | 0.1885 | 0.056448 | 0.004 | 11.43 | System Off | 1 | 0
3438 | 3438 | 2012-05-23 05:59 | 17.98 | 21.12 | 21.12 | 17.98 | 181.62 | 143.15 | 67 | 14.12 | 190.06 | 0.74 | 0.75 | 0.74 | 0.05 | 183.58 | 0 | 0 | 52.81 | 0.19132 | 0.056448 | 0.007 | 10.45 | System Off | 1 | 0
3439 | 3439 | 2012-05-23 06:59 | 19.92 | 32 | 32 | 19.92 | 695.21 | 646.82 | 256 | 14.14 | 691.22 | 0.9 | 0.94 | 0.91 | 0.23 | 645.26 | 0 | 0 | 201.27 | 0.20091 | 0.056448 | 0.026 | 10.16 | System Off | 1 | 0
3440 | 3440 | 2012-05-23 07:59 | 21.86 | 41.77 | 41.77 | 21.86 | 1124.95 | 1067.16 | 425 | 13.79 | 1100.49 | 0.92 | 0.97 | 0.95 | 0.39 | 837.04 | 0 | 0 | 335.06 | 0.21283 | 0.056448 | 0.043 | 10.12 | System Off | 1 | 0
3441 | 3441 | 2012-05-23 08:59 | 23.8 | 52.07 | 52.07 | 23.8 | 1542.17 | 1474.31 | 602 | 13.34 | 1493.91 | 0.88 | 0.99 | 0.96 | 0.53 | 964.63 | 0 | 0 | 476.34 | 0.22139 | 0.056448 | 0.06 | 9.97 | System Off | 1 | 0
3442 | 3442 | 2012-05-23 09:59 | 24.1 | 58.36 | 58.36 | 24.1 | 1781.85 | 1707.78 | 711 | 13.05 | 1718.81 | 0.87 | 0.99 | 0.97 | 0.62 | 1025.71 | 0 | 0 | 563.79 | 0.2153 | 0.056448 | 0.071 | 9.99 | System Off | 1 | 0
3443 | 3443 | 2012-05-23 10:59 | 24.4 | 64.95 | 64.95 | 24.4 | 2010.46 | 1930.17 | 823 | 12.72 | 1932.72 | 0.85 | 1 | 0.97 | 0.7 | 1104.51 | 0 | 0 | 654.28 | 0.22166 | 0.056448 | 0.081 | 9.84 | System Off | 1 | 0
3444 | 3444 | 2012-05-23 11:59 | 24.7 | 29.49 | 29.49 | 24.7 | 241.59 | 202.04 | 92 | 13.68 | 250.86 | 0.76 | 0.81 | 0.79 | 0.07 | 113.97 | 0 | 0 | 72.88 | 0.19923 | 0.056448 | 0.009 | 9.78 | System Off | 1 | 0
3445 | 3445 | 2012-05-23 12:59 | 24.21 | 31.94 | 31.94 | 24.21 | 410.74 | 368.02 | 154 | 13.89 | 417.19 | 0.84 | 0.88 | 0.86 | 0.13 | 229.94 | 0 | 0 | 121.59 | 0.20182 | 0.056448 | 0.016 | 10.39 | System Off | 1 | 0
3446 | 3446 | 2012-05-23 13:59 | 23.72 | 29.42 | 29.42 | 23.72 | 314.01 | 273.11 | 118 | 13.86 | 322.3 | 0.84 | 0.85 | 0.83 | 0.1 | 192.89 | 0 | 0 | 93.25 | 0.19918 | 0.056448 | 0.012 | 10.17 | System Off | 1 | 0
3447 | 3447 | 2012-05-23 14:59 | 23.24 | 27.36 | 27.36 | 23.24 | 234.6 | 195.17 | 88 | 13.88 | 243.64 | 0.79 | 0.8 | 0.78 | 0.07 | 145.13 | 0 | 0 | 69.55 | 0.19687 | 0.056448 | 0.009 | 10.23 | System Off | 1 | 0
3448 | 3448 | 2012-05-23 15:59 | 22.98 | 31.02 | 31.02 | 22.98 | 448.17 | 404.73 | 167 | 13.98 | 453.39 | 0.89 | 0.89 | 0.87 | 0.15 | 307.05 | 0 | 0 | 131.7 | 0.2007 | 0.056448 | 0.017 | 10.18 | System Off | 1 | 0
3449 | 3449 | 2012-05-23 16:59 | 22.72 | 28.88 | 28.88 | 22.72 | 327.2 | 286.06 | 123 | 13.86 | 335.17 | 0.81 | 0.85 | 0.83 | 0.1 | 209.65 | 0 | 0 | 97.19 | 0.19799 | 0.056448 | 0.013 | 10.57 | System Off | 1 | 0
3450 | 3450 | 2012-05-23 17:59 | 22.46 | 25.26 | 25.26 | 22.46 | 142.22 | 104.45 | 54 | 13.72 | 150.85 | 0.73 | 0.69 | 0.68 | 0.04 | 70.36 | 0 | 0 | 42.78 | 0.19394 | 0.056448 | 0.006 | 11.11 | System Off | 0 | 0
3451 | 3451 | 2012-05-23 18:59 | 21.05 | 21.05 | 21.05 | 21.05 | 0 | 0 | 0 | 0 | 0 | 0 | 0 | 0 | 0 | 0 | 0 | 0 | 0 | 0 | 0 | 0 | 0 | System Off | 0 | 0
3452 | 3452 | 2012-05-23 19:59 | 19.64 | 19.64 | 19.64 | 19.64 | 0 | 0 | 0 | 0 | 0 | 0 | 0 | 0 | 0 | 0 | 0 | 0 | 0 | 0 | 0 | 0 | 0 | System Off | 0 | 0
3453 | 3453 | 2012-05-23 20:59 | 18.23 | 18.23 | 18.23 | 18.23 | 0 | 0 | 0 | 0 | 0 | 0 | 0 | 0 | 0 | 0 | 0 | 0 | 0 | 0 | 0 | 0 | 0 | System Off | 0 | 0
3454 | 3454 | 2012-05-23 21:59 | 17.82 | 17.82 | 17.82 | 17.82 | 0 | 0 | 0 | 0 | 0 | 0 | 0 | 0 | 0 | 0 | 0 | 0 | 0 | 0 | 0 | 0 | 0 | System Off | 0 | 0
3455 | 3455 | 2012-05-23 22:59 | 17.4 | 17.4 | 17.4 | 17.4 | 0 | 0 | 0 | 0 | 0 | 0 | 0 | 0 | 0 | 0 | 0 | 0 | 0 | 0 | 0 | 0 | 0 | System Off | 0 | 0
3456 | 3456 | 2012-05-23 23:59 | 16.99 | 16.99 | 16.99 | 16.99 | 0 | 0 | 0 | 0 | 0 | 0 | 0 | 0 | 0 | 0 | 0 | 0 | 0 | 0 | 0 | 0 | 0 | System Off | 0 | 0
3457 | 3457 | 2012-05-24 00:59 | 17.09 | 17.09 | 17.09 | 17.09 | 0 | 0 | 0 | 0 | 0 | 0 | 0 | 0 | 0 | 0 | 0 | 0 | 0 | 0 | 0 | 0 | 0 | System Off | 0 | 0
3458 | 3458 | 2012-05-24 01:59 | 17.2 | 17.2 | 17.2 | 17.2 | 0 | 0 | 0 | 0 | 0 | 0 | 0 | 0 | 0 | 0 | 0 | 0 | 0 | 0 | 0 | 0 | 0 | System Off | 0 | 0
3459 | 3459 | 2012-05-24 02:59 | 17.3 | 17.3 | 17.3 | 17.3 | 0 | 0 | 0 | 0 | 0 | 0 | 0 | 0 | 0 | 0 | 0 | 0 | 0 | 0 | 0 | 0 | 0 | System Off | 0 | 0
3460 | 3460 | 2012-05-24 03:59 | 18.19 | 19.26 | 19.26 | 18.19 | 50.43 | 14.27 | 19 | 13.82 | 55.83 | 0.51 | 0.26 | 0.25 | 0.01 | 27.71 | 0 | 0 | 15.04 | 0.18909 | 0.056448 | 0.002 | 10.53 | System Off | 0 | 0
3461 | 3461 | 2012-05-24 04:59 | 19.08 | 23.35 | 23.35 | 19.08 | 201.99 | 163.15 | 75 | 14.03 | 210.69 | 0.79 | 0.77 | 0.76 | 0.06 | 266.02 | 0 | 0 | 59.16 | 0.19332 | 0.056448 | 0.008 | 10.67 | System Off | 1 | 0
3462 | 3462 | 2012-05-24 05:59 | 19.97 | 28.85 | 28.85 | 19.97 | 387.64 | 345.36 | 144 | 14.02 | 394.22 | 0.83 | 0.88 | 0.86 | 0.12 | 442.91 | 0 | 0 | 113.45 | 0.19509 | 0.056448 | 0.015 | 10.42 | System Off | 1 | 0
3463 | 3463 | 2012-05-24 06:59 | 21.64 | 37.01 | 37.01 | 21.64 | 702.25 | 653.71 | 264 | 13.85 | 698.73 | 0.91 | 0.94 | 0.91 | 0.24 | 652.13 | 0 | 0 | 208.08 | 0.2039 | 0.056448 | 0.027 | 10.23 | System Off | 1 | 0
3464 | 3464 | 2012-05-24 07:59 | 23.3 | 47.45 | 47.45 | 23.3 | 1122.43 | 1064.7 | 434 | 13.47 | 1098.86 | 0.9 | 0.97 | 0.95 | 0.39 | 835.11 | 0 | 0 | 343 | 0.21556 | 0.056448 | 0.044 | 10.14 | System Off | 1 | 0
3465 | 3465 | 2012-05-24 08:59 | 24.97 | 58.54 | 58.54 | 24.97 | 1551.59 | 1483.49 | 622 | 12.99 | 1503.24 | 0.87 | 0.99 | 0.96 | 0.54 | 970.64 | 0 | 0 | 493.44 | 0.22437 | 0.056448 | 0.062 | 9.97 | System Off | 1 | 0
3466 | 3466 | 2012-05-24 09:59 | 25.17 | 64.3 | 64.3 | 25.17 | 1899 | 1821.78 | 777 | 12.73 | 1828.52 | 0.85 | 1 | 0.97 | 0.66 | 1094.17 | 0 | 0 | 617.8 | 0.22044 | 0.056448 | 0.077 | 9.91 | System Off | 1 | 0
3467 | 3467 | 2012-05-24 10:59 | 25.38 | 66.38 | 66.38 | 25.38 | 2107.2 | 2024.2 | 867 | 12.66 | 2023.12 | 0.84 | 1 | 0.97 | 0.73 | 1158.31 | 0 | 0 | 689.89 | 0.2255 | 0.056448 | 0.086 | 9.92 | System Off | 1 | 0
3468 | 3468 | 2012-05-24 11:59 | 25.59 | 57.04 | 57.04 | 25.59 | 1759.08 | 1685.61 | 698 | 13.13 | 1697.4 | 0.87 | 0.99 | 0.97 | 0.61 | 950.82 | 0 | 0 | 553.5 | 0.21686 | 0.056448 | 0.069 | 9.89 | System Off | 1 | 0
3469 | 3469 | 2012-05-24 12:59 | 25.73 | 55.41 | 55.41 | 25.73 | 1698.56 | 1626.68 | 670 | 13.2 | 1640.67 | 0.88 | 0.99 | 0.97 | 0.59 | 1016.34 | 0 | 0 | 531.03 | 0.2156 | 0.056448 | 0.067 | 10 | System Off | 1 | 0
3470 | 3470 | 2012-05-24 13:59 | 25.87 | 36.88 | 36.88 | 25.87 | 656.17 | 608.58 | 247 | 13.84 | 654.63 | 0.89 | 0.93 | 0.91 | 0.22 | 429.81 | 0 | 0 | 195.03 | 0.20931 | 0.056448 | 0.025 | 10.12 | System Off | 1 | 0
3471 | 3471 | 2012-05-24 14:59 | 26.02 | 42.92 | 42.92 | 26.02 | 1026.65 | 971.1 | 391 | 13.68 | 1007.8 | 0.89 | 0.96 | 0.94 | 0.35 | 722.13 | 0 | 0 | 308.97 | 0.21738 | 0.056448 | 0.039 | 9.97 | System Off | 1 | 0
3472 | 3472 | 2012-05-24 15:59 | 25.29 | 34.34 | 34.34 | 25.29 | 552.24 | 506.75 | 207 | 13.89 | 554.47 | 0.87 | 0.91 | 0.89 | 0.18 | 384.45 | 0 | 0 | 163.4 | 0.20628 | 0.056448 | 0.021 | 10.14 | System Off | 1 | 0
3473 | 3473 | 2012-05-24 16:59 | 24.57 | 30.02 | 30.02 | 24.57 | 322.23 | 281.18 | 121 | 13.87 | 330.46 | 0.82 | 0.85 | 0.83 | 0.1 | 206.08 | 0 | 0 | 95.62 | 0.20059 | 0.056448 | 0.012 | 9.92 | System Off | 1 | 0
3474 | 3474 | 2012-05-24 17:59 | 23.85 | 25.81 | 25.81 | 23.85 | 117.46 | 80.13 | 45 | 13.59 | 125.74 | 0.66 | 0.64 | 0.62 | 0.03 | 53.98 | 0 | 0 | 35.72 | 0.19547 | 0.056448 | 0.005 | 11.11 | System Off | 0 | 0
3475 | 3475 | 2012-05-24 18:59 | 22.62 | 22.62 | 22.62 | 22.62 | 0 | 0 | 0 | 0 | 0 | 0 | 0 | 0 | 0 | 0 | 0 | 0 | 0 | 0 | 0 | 0 | 0 | System Off | 0 | 0
3476 | 3476 | 2012-05-24 19:59 | 21.39 | 21.39 | 21.39 | 21.39 | 0 | 0 | 0 | 0 | 0 | 0 | 0 | 0 | 0 | 0 | 0 | 0 | 0 | 0 | 0 | 0 | 0 | System Off | 0 | 0
3477 | 3477 | 2012-05-24 20:59 | 20.15 | 20.15 | 20.15 | 20.15 | 0 | 0 | 0 | 0 | 0 | 0 | 0 | 0 | 0 | 0 | 0 | 0 | 0 | 0 | 0 | 0 | 0 | System Off | 0 | 0
3478 | 3478 | 2012-05-24 21:59 | 19.36 | 19.36 | 19.36 | 19.36 | 0 | 0 | 0 | 0 | 0 | 0 | 0 | 0 | 0 | 0 | 0 | 0 | 0 | 0 | 0 | 0 | 0 | System Off | 0 | 0
3479 | 3479 | 2012-05-24 22:59 | 18.56 | 18.56 | 18.56 | 18.56 | 0 | 0 | 0 | 0 | 0 | 0 | 0 | 0 | 0 | 0 | 0 | 0 | 0 | 0 | 0 | 0 | 0 | System Off | 0 | 0
3480 | 3480 | 2012-05-24 23:59 | 17.77 | 17.77 | 17.77 | 17.77 | 0 | 0 | 0 | 0 | 0 | 0 | 0 | 0 | 0 | 0 | 0 | 0 | 0 | 0 | 0 | 0 | 0 | System Off | 0 | 0
3481 | 3481 | 2012-05-25 00:59 | 17.07 | 17.07 | 17.07 | 17.07 | 0 | 0 | 0 | 0 | 0 | 0 | 0 | 0 | 0 | 0 | 0 | 0 | 0 | 0 | 0 | 0 | 0 | System Off | 0 | 0
3482 | 3482 | 2012-05-25 01:59 | 16.38 | 16.38 | 16.38 | 16.38 | 0 | 0 | 0 | 0 | 0 | 0 | 0 | 0 | 0 | 0 | 0 | 0 | 0 | 0 | 0 | 0 | 0 | System Off | 0 | 0
3483 | 3483 | 2012-05-25 02:59 | 15.68 | 15.68 | 15.68 | 15.68 | 0 | 0 | 0 | 0 | 0 | 0 | 0 | 0 | 0 | 0 | 0 | 0 | 0 | 0 | 0 | 0 | 0 | System Off | 0 | 0
3484 | 3484 | 2012-05-25 03:59 | 15.92 | 16.79 | 16.79 | 15.92 | 51.06 | 14.89 | 19 | 14 | 56.35 | 0.51 | 0.26 | 0.26 | 0.01 | 28.91 | 0 | 0 | 15.01 | 0.18588 | 0.056448 | 0.002 | 10.53 | System Off | 0 | 0
3485 | 3485 | 2012-05-25 04:59 | 16.17 | 18.32 | 18.32 | 16.17 | 134.01 | 96.39 | 50 | 13.96 | 141.85 | 0.6 | 0.68 | 0.66 | 0.03 | 157.17 | 0 | 0 | 39.5 | 0.18785 | 0.056448 | 0.005 | 10 | System Off | 1 | 0
3486 | 3486 | 2012-05-25 05:59 | 16.41 | 21.78 | 21.78 | 16.41 | 324.57 | 283.48 | 118 | 14.33 | 331.57 | 0.84 | 0.85 | 0.84 | 0.1 | 363.55 | 0 | 0 | 92.71 | 0.19173 | 0.056448 | 0.012 | 10.17 | System Off | 1 | 0
3487 | 3487 | 2012-05-25 06:59 | 17.79 | 28.33 | 28.33 | 17.79 | 697.3 | 648.86 | 253 | 14.35 | 692.64 | 0.91 | 0.94 | 0.92 | 0.23 | 647.3 | 0 | 0 | 198.5 | 0.19761 | 0.056448 | 0.026 | 10.28 | System Off | 1 | 0
3488 | 3488 | 2012-05-25 07:59 | 19.17 | 36.91 | 36.91 | 19.17 | 1187.54 | 1128.3 | 439 | 14.09 | 1158.96 | 0.93 | 0.97 | 0.95 | 0.41 | 885 | 0 | 0 | 345.08 | 0.20946 | 0.056448 | 0.044 | 10.02 | System Off | 1 | 0
3489 | 3489 | 2012-05-25 08:59 | 20.55 | 45.5 | 45.5 | 20.55 | 1659.82 | 1588.95 | 628 | 13.77 | 1603.8 | 0.91 | 0.99 | 0.97 | 0.57 | 1039.65 | 0 | 0 | 494.95 | 0.22169 | 0.056448 | 0.062 | 9.87 | System Off | 1 | 0
3490 | 3490 | 2012-05-25 09:59 | 21.33 | 52.08 | 52.08 | 21.33 | 2038.85 | 1957.78 | 789 | 13.46 | 1959.2 | 0.9 | 1 | 0.97 | 0.71 | 1175.86 | 0 | 0 | 623.55 | 0.21503 | 0.056448 | 0.078 | 9.89 | System Off | 1 | 0
3491 | 3491 | 2012-05-25 10:59 | 22.12 | 55.76 | 55.76 | 22.12 | 2234.97 | 2148.31 | 877 | 13.27 | 2142.79 | 0.89 | 1 | 0.98 | 0.78 | 1229.33 | 0 | 0 | 694.38 | 0.22081 | 0.056448 | 0.086 | 9.81 | System Off | 1 | 0
3492 | 3492 | 2012-05-25 11:59 | 22.9 | 55.54 | 55.54 | 22.9 | 2200.9 | 2115.23 | 863 | 13.28 | 2110.92 | 0.89 | 1 | 0.98 | 0.77 | 1193.16 | 0 | 0 | 683.4 | 0.22128 | 0.056448 | 0.085 | 9.85 | System Off | 1 | 0
3493 | 3493 | 2012-05-25 12:59 | 23.05 | 52.05 | 52.05 | 23.05 | 2005.85 | 1925.69 | 777 | 13.45 | 1928.28 | 0.9 | 1 | 0.97 | 0.7 | 1203.16 | 0 | 0 | 614.53 | 0.21703 | 0.056448 | 0.077 | 9.91 | System Off | 1 | 0
3494 | 3494 | 2012-05-25 13:59 | 23.2 | 45.44 | 45.44 | 23.2 | 1584.51 | 1515.57 | 601 | 13.73 | 1533.13 | 0.91 | 0.99 | 0.96 | 0.55 | 1070.39 | 0 | 0 | 474.27 | 0.22439 | 0.056448 | 0.06 | 9.98 | System Off | 1 | 0
3495 | 3495 | 2012-05-25 14:59 | 23.35 | 38.29 | 38.29 | 23.35 | 1087.34 | 1030.42 | 405 | 13.98 | 1064.54 | 0.91 | 0.97 | 0.95 | 0.37 | 766.24 | 0 | 0 | 319.05 | 0.214 | 0.056448 | 0.041 | 10.12 | System Off | 1 | 0
3496 | 3496 | 2012-05-25 15:59 | 22.44 | 31.38 | 31.38 | 22.44 | 617.21 | 570.41 | 228 | 14.1 | 616.4 | 0.92 | 0.93 | 0.9 | 0.21 | 432.75 | 0 | 0 | 179.55 | 0.20315 | 0.056448 | 0.023 | 10.09 | System Off | 1 | 0
3497 | 3497 | 2012-05-25 16:59 | 21.54 | 25.75 | 25.75 | 21.54 | 257.78 | 217.93 | 96 | 13.99 | 266.41 | 0.83 | 0.82 | 0.8 | 0.08 | 159.72 | 0 | 0 | 75.78 | 0.19483 | 0.056448 | 0.01 | 10.42 | System Off | 1 | 0
3498 | 3498 | 2012-05-25 17:59 | 20.64 | 22.37 | 22.37 | 20.64 | 107.91 | 70.75 | 41 | 13.71 | 115.67 | 0.72 | 0.61 | 0.6 | 0.03 | 47.66 | 0 | 0 | 32.5 | 0.19377 | 0.056448 | 0.004 | 9.76 | System Off | 0 | 0
3499 | 3499 | 2012-05-25 18:59 | 19.58 | 19.58 | 19.58 | 19.58 | 0 | 0 | 0 | 0 | 0 | 0 | 0 | 0 | 0 | 0 | 0 | 0 | 0 | 0 | 0 | 0 | 0 | System Off | 0 | 0
3500 | 3500 | 2012-05-25 19:59 | 18.53 | 18.53 | 18.53 | 18.53 | 0 | 0 | 0 | 0 | 0 | 0 | 0 | 0 | 0 | 0 | 0 | 0 | 0 | 0 | 0 | 0 | 0 | System Off | 0 | 0
3501 | 3501 | 2012-05-25 20:59 | 17.47 | 17.47 | 17.47 | 17.47 | 0 | 0 | 0 | 0 | 0 | 0 | 0 | 0 | 0 | 0 | 0 | 0 | 0 | 0 | 0 | 0 | 0 | System Off | 0 | 0
3502 | 3502 | 2012-05-25 21:59 | 16.87 | 16.87 | 16.87 | 16.87 | 0 | 0 | 0 | 0 | 0 | 0 | 0 | 0 | 0 | 0 | 0 | 0 | 0 | 0 | 0 | 0 | 0 | System Off | 0 | 0
3503 | 3503 | 2012-05-25 22:59 | 16.27 | 16.27 | 16.27 | 16.27 | 0 | 0 | 0 | 0 | 0 | 0 | 0 | 0 | 0 | 0 | 0 | 0 | 0 | 0 | 0 | 0 | 0 | System Off | 0 | 0
3504 | 3504 | 2012-05-25 23:59 | 15.67 | 15.67 | 15.67 | 15.67 | 0 | 0 | 0 | 0 | 0 | 0 | 0 | 0 | 0 | 0 | 0 | 0 | 0 | 0 | 0 | 0 | 0 | System Off | 0 | 0
3505 | 3505 | 2012-05-26 00:59 | 15.09 | 15.09 | 15.09 | 15.09 | 0 | 0 | 0 | 0 | 0 | 0 | 0 | 0 | 0 | 0 | 0 | 0 | 0 | 0 | 0 | 0 | 0 | System Off | 0 | 0
3506 | 3506 | 2012-05-26 01:59 | 14.51 | 14.51 | 14.51 | 14.51 | 0 | 0 | 0 | 0 | 0 | 0 | 0 | 0 | 0 | 0 | 0 | 0 | 0 | 0 | 0 | 0 | 0 | System Off | 0 | 0
3507 | 3507 | 2012-05-26 02:59 | 13.93 | 13.93 | 13.93 | 13.93 | 0 | 0 | 0 | 0 | 0 | 0 | 0 | 0 | 0 | 0 | 0 | 0 | 0 | 0 | 0 | 0 | 0 | System Off | 0 | 0
3508 | 3508 | 2012-05-26 03:59 | 14.5 | 15.44 | 15.44 | 14.5 | 52.47 | 16.27 | 20 | 13.66 | 57.76 | 0.5 | 0.28 | 0.28 | 0.01 | 31.6 | 0 | 0 | 15.86 | 0.18394 | 0.056448 | 0.002 | 10 | System Off | 1 | 0
3509 | 3509 | 2012-05-26 04:59 | 15.07 | 17.47 | 17.47 | 15.07 | 141.14 | 103.39 | 52 | 14.14 | 148.97 | 0.76 | 0.69 | 0.68 | 0.04 | 168.58 | 0 | 0 | 40.98 | 0.1864 | 0.056448 | 0.005 | 9.62 | System Off | 1 | 0
3510 | 3510 | 2012-05-26 05:59 | 15.64 | 21.31 | 21.31 | 15.64 | 319.95 | 278.95 | 116 | 14.37 | 326.99 | 0.86 | 0.85 | 0.83 | 0.1 | 357.74 | 0 | 0 | 91.08 | 0.19052 | 0.056448 | 0.012 | 10.34 | System Off | 1 | 0
3511 | 3511 | 2012-05-26 06:59 | 17.33 | 28.64 | 28.64 | 17.33 | 711.32 | 662.59 | 258 | 14.36 | 706.1 | 0.93 | 0.94 | 0.92 | 0.24 | 660.99 | 0 | 0 | 202.35 | 0.1972 | 0.056448 | 0.026 | 10.08 | System Off | 1 | 0
3512 | 3512 | 2012-05-26 07:59 | 19.03 | 37.29 | 37.29 | 19.03 | 1196.74 | 1137.28 | 442 | 14.1 | 1167.68 | 0.93 | 0.97 | 0.95 | 0.41 | 892.04 | 0 | 0 | 347.32 | 0.2094 | 0.056448 | 0.044 | 9.95 | System Off | 1 | 0
3513 | 3513 | 2012-05-26 08:59 | 20.72 | 45.99 | 45.99 | 20.72 | 1675.92 | 1604.63 | 636 | 13.72 | 1618.95 | 0.91 | 0.99 | 0.97 | 0.58 | 1049.91 | 0 | 0 | 501.49 | 0.2224 | 0.056448 | 0.063 | 9.91 | System Off | 1 | 0
3514 | 3514 | 2012-05-26 09:59 | 21.51 | 52.86 | 52.86 | 21.51 | 2032.74 | 1951.84 | 790 | 13.4 | 1953.52 | 0.9 | 1 | 0.97 | 0.71 | 1172.29 | 0 | 0 | 624.67 | 0.21537 | 0.056448 | 0.078 | 9.87 | System Off | 1 | 0
3515 | 3515 | 2012-05-26 10:59 | 22.31 | 57.22 | 57.22 | 22.31 | 2224.3 | 2137.95 | 878 | 13.19 | 2132.77 | 0.88 | 1 | 0.98 | 0.77 | 1223.4 | 0 | 0 | 695.54 | 0.22118 | 0.056448 | 0.086 | 9.79 | System Off | 1 | 0
3516 | 3516 | 2012-05-26 11:59 | 23.1 | 44.33 | 44.33 | 23.1 | 1393.99 | 1329.82 | 528 | 13.75 | 1354.13 | 0.91 | 0.98 | 0.96 | 0.48 | 750.12 | 0 | 0 | 416.52 | 0.22028 | 0.056448 | 0.053 | 10.04 | System Off | 1 | 0
3517 | 3517 | 2012-05-26 12:59 | 23.32 | 53.98 | 53.98 | 23.32 | 1982.01 | 1902.51 | 774 | 13.34 | 1905.97 | 0.89 | 1 | 0.97 | 0.69 | 1188.68 | 0 | 0 | 612.61 | 0.21731 | 0.056448 | 0.076 | 9.82 | System Off | 1 | 0
3518 | 3518 | 2012-05-26 13:59 | 23.54 | 47.36 | 47.36 | 23.54 | 1575.43 | 1506.73 | 602 | 13.63 | 1524.78 | 0.9 | 0.99 | 0.96 | 0.54 | 1064.14 | 0 | 0 | 475.39 | 0.225 | 0.056448 | 0.06 | 9.97 | System Off | 1 | 0
3519 | 3519 | 2012-05-26 14:59 | 23.77 | 39.9 | 39.9 | 23.77 | 1082.48 | 1025.66 | 406 | 13.89 | 1060.16 | 0.91 | 0.97 | 0.94 | 0.37 | 762.71 | 0 | 0 | 320.09 | 0.21471 | 0.056448 | 0.041 | 10.1 | System Off | 1 | 0
3520 | 3520 | 2012-05-26 15:59 | 22.96 | 32.75 | 32.75 | 22.96 | 617.52 | 570.72 | 229 | 14.04 | 616.93 | 0.91 | 0.93 | 0.9 | 0.21 | 432.98 | 0 | 0 | 180.4 | 0.20398 | 0.056448 | 0.023 | 10.04 | System Off | 1 | 0
3521 | 3521 | 2012-05-26 16:59 | 22.16 | 26.87 | 26.87 | 22.16 | 259.98 | 220.09 | 97 | 13.96 | 268.71 | 0.82 | 0.82 | 0.8 | 0.08 | 161.3 | 0 | 0 | 76.58 | 0.19578 | 0.056448 | 0.01 | 10.31 | System Off | 1 | 0
3522 | 3522 | 2012-05-26 17:59 | 21.36 | 23.37 | 23.37 | 21.36 | 111.74 | 74.51 | 43 | 13.53 | 119.68 | 0.7 | 0.62 | 0.61 | 0.03 | 50.19 | 0 | 0 | 34.15 | 0.19492 | 0.056448 | 0.004 | 9.3 | System Off | 0 | 0
3523 | 3523 | 2012-05-26 18:59 | 19.87 | 19.87 | 19.87 | 19.87 | 0 | 0 | 0 | 0 | 0 | 0 | 0 | 0 | 0 | 0 | 0 | 0 | 0 | 0 | 0 | 0 | 0 | System Off | 0 | 0
3524 | 3524 | 2012-05-26 19:59 | 18.38 | 18.38 | 18.38 | 18.38 | 0 | 0 | 0 | 0 | 0 | 0 | 0 | 0 | 0 | 0 | 0 | 0 | 0 | 0 | 0 | 0 | 0 | System Off | 0 | 0
3525 | 3525 | 2012-05-26 20:59 | 16.88 | 16.88 | 16.88 | 16.88 | 0 | 0 | 0 | 0 | 0 | 0 | 0 | 0 | 0 | 0 | 0 | 0 | 0 | 0 | 0 | 0 | 0 | System Off | 0 | 0
3526 | 3526 | 2012-05-26 21:59 | 16.22 | 16.22 | 16.22 | 16.22 | 0 | 0 | 0 | 0 | 0 | 0 | 0 | 0 | 0 | 0 | 0 | 0 | 0 | 0 | 0 | 0 | 0 | System Off | 0 | 0
3527 | 3527 | 2012-05-26 22:59 | 15.55 | 15.55 | 15.55 | 15.55 | 0 | 0 | 0 | 0 | 0 | 0 | 0 | 0 | 0 | 0 | 0 | 0 | 0 | 0 | 0 | 0 | 0 | System Off | 0 | 0
3528 | 3528 | 2012-05-26 23:59 | 14.88 | 14.88 | 14.88 | 14.88 | 0 | 0 | 0 | 0 | 0 | 0 | 0 | 0 | 0 | 0 | 0 | 0 | 0 | 0 | 0 | 0 | 0 | System Off | 0 | 0
3529 | 3529 | 2012-05-27 00:59 | 14.34 | 14.34 | 14.34 | 14.34 | 0 | 0 | 0 | 0 | 0 | 0 | 0 | 0 | 0 | 0 | 0 | 0 | 0 | 0 | 0 | 0 | 0 | System Off | 0 | 0
3530 | 3530 | 2012-05-27 01:59 | 13.81 | 13.81 | 13.81 | 13.81 | 0 | 0 | 0 | 0 | 0 | 0 | 0 | 0 | 0 | 0 | 0 | 0 | 0 | 0 | 0 | 0 | 0 | System Off | 0 | 0
3531 | 3531 | 2012-05-27 02:59 | 13.27 | 13.27 | 13.27 | 13.27 | 0 | 0 | 0 | 0 | 0 | 0 | 0 | 0 | 0 | 0 | 0 | 0 | 0 | 0 | 0 | 0 | 0 | System Off | 0 | 0
3532 | 3532 | 2012-05-27 03:59 | 14.21 | 15.1 | 15.1 | 14.21 | 47.7 | 11.59 | 18 | 13.8 | 52.72 | 0 | 0.22 | 0.22 | 0 | 22.5 | 0 | 0 | 14.25 | 0.18343 | 0.056448 | 0.002 | 11.11 | System Off | 0 | 0
3533 | 3533 | 2012-05-27 04:59 | 15.15 | 18.9 | 18.9 | 15.15 | 204.21 | 165.34 | 75 | 14.18 | 212.38 | 0.8 | 0.78 | 0.76 | 0.06 | 269.58 | 0 | 0 | 59.06 | 0.1877 | 0.056448 | 0.008 | 10.67 | System Off | 1 | 0
3534 | 3534 | 2012-05-27 05:59 | 16.09 | 22.61 | 22.61 | 16.09 | 345.39 | 303.91 | 126 | 14.28 | 352.07 | 0.87 | 0.86 | 0.84 | 0.11 | 389.75 | 0 | 0 | 99.02 | 0.19169 | 0.056448 | 0.013 | 10.32 | System Off | 1 | 0
3535 | 3535 | 2012-05-27 06:59 | 18.03 | 27.43 | 27.43 | 18.03 | 508.1 | 463.49 | 186 | 14.23 | 510.79 | 0.91 | 0.91 | 0.89 | 0.17 | 462.37 | 0 | 0 | 146.16 | 0.19448 | 0.056448 | 0.019 | 10.22 | System Off | 1 | 0
3536 | 3536 | 2012-05-27 07:59 | 19.98 | 32.66 | 32.66 | 19.98 | 694.6 | 646.22 | 257 | 14.08 | 690.74 | 0.89 | 0.94 | 0.91 | 0.23 | 506.87 | 0 | 0 | 202.19 | 0.20106 | 0.056448 | 0.026 | 10.12 | System Off | 1 | 0
3537 | 3537 | 2012-05-27 08:59 | 21.92 | 51.32 | 51.32 | 21.92 | 1603.11 | 1533.7 | 623 | 13.4 | 1550.99 | 0.88 | 0.99 | 0.96 | 0.55 | 1003.49 | 0 | 0 | 492.44 | 0.22364 | 0.056448 | 0.062 | 9.95 | System Off | 1 | 0
3538 | 3538 | 2012-05-27 09:59 | 22.66 | 38.94 | 38.94 | 22.66 | 900.57 | 847.81 | 339 | 13.84 | 887.82 | 0.91 | 0.95 | 0.93 | 0.31 | 509.2 | 0 | 0 | 267.3 | 0.20943 | 0.056448 | 0.034 | 10.03 | System Off | 1 | 0
3539 | 3539 | 2012-05-27 10:59 | 23.41 | 43.21 | 43.21 | 23.41 | 1089.9 | 1032.91 | 414 | 13.71 | 1067.61 | 0.89 | 0.97 | 0.94 | 0.37 | 591.06 | 0 | 0 | 326.68 | 0.21461 | 0.056448 | 0.042 | 10.14 | System Off | 1 | 0
3540 | 3540 | 2012-05-27 11:59 | 24.16 | 59.38 | 59.38 | 24.16 | 1880.08 | 1803.37 | 753 | 13 | 1810.71 | 0.86 | 1 | 0.97 | 0.65 | 1017.25 | 0 | 0 | 597.42 | 0.21758 | 0.056448 | 0.075 | 9.96 | System Off | 1 | 0
3541 | 3541 | 2012-05-27 12:59 | 23.88 | 52.88 | 52.88 | 23.88 | 1601.8 | 1532.42 | 626 | 13.33 | 1549.92 | 0.88 | 0.99 | 0.96 | 0.55 | 957.45 | 0 | 0 | 495.37 | 0.22281 | 0.056448 | 0.062 | 9.9 | System Off | 1 | 0
3542 | 3542 | 2012-05-27 13:59 | 23.6 | 49.3 | 49.3 | 23.6 | 1464.76 | 1398.84 | 566 | 13.48 | 1421.12 | 0.9 | 0.98 | 0.96 | 0.51 | 987.95 | 0 | 0 | 447.4 | 0.22317 | 0.056448 | 0.056 | 9.89 | System Off | 1 | 0
3543 | 3543 | 2012-05-27 14:59 | 23.33 | 41.31 | 41.31 | 23.33 | 1057.02 | 1000.78 | 399 | 13.8 | 1036.32 | 0.9 | 0.97 | 0.94 | 0.36 | 744.21 | 0 | 0 | 314.69 | 0.21367 | 0.056448 | 0.04 | 10.03 | System Off | 1 | 0
3544 | 3544 | 2012-05-27 15:59 | 22.6 | 25.49 | 25.49 | 22.6 | 157.11 | 119.08 | 60 | 13.64 | 165.93 | 0.67 | 0.72 | 0.7 | 0.04 | 90.34 | 0 | 0 | 47.58 | 0.19446 | 0.056448 | 0.006 | 10 | System Off | 1 | 0
3545 | 3545 | 2012-05-27 16:59 | 21.88 | 27.96 | 27.96 | 21.88 | 318.13 | 277.17 | 119 | 13.92 | 326.14 | 0.84 | 0.85 | 0.83 | 0.1 | 203.13 | 0 | 0 | 93.95 | 0.19655 | 0.056448 | 0.012 | 10.08 | System Off | 1 | 0
3546 | 3546 | 2012-05-27 17:59 | 21.16 | 24.1 | 24.1 | 21.16 | 143.69 | 105.9 | 54 | 13.86 | 152.23 | 0.73 | 0.7 | 0.68 | 0.04 | 71.34 | 0 | 0 | 42.7 | 0.19521 | 0.056448 | 0.006 | 11.11 | System Off | 0 | 0
3547 | 3547 | 2012-05-27 18:59 | 19.9 | 19.9 | 19.9 | 19.9 | 0 | 0 | 0 | 0 | 0 | 0 | 0 | 0 | 0 | 0 | 0 | 0 | 0 | 0 | 0 | 0 | 0 | System Off | 0 | 0
3548 | 3548 | 2012-05-27 19:59 | 18.65 | 18.65 | 18.65 | 18.65 | 0 | 0 | 0 | 0 | 0 | 0 | 0 | 0 | 0 | 0 | 0 | 0 | 0 | 0 | 0 | 0 | 0 | System Off | 0 | 0
3549 | 3549 | 2012-05-27 20:59 | 17.39 | 17.39 | 17.39 | 17.39 | 0 | 0 | 0 | 0 | 0 | 0 | 0 | 0 | 0 | 0 | 0 | 0 | 0 | 0 | 0 | 0 | 0 | System Off | 0 | 0
3550 | 3550 | 2012-05-27 21:59 | 17.38 | 17.38 | 17.38 | 17.38 | 0 | 0 | 0 | 0 | 0 | 0 | 0 | 0 | 0 | 0 | 0 | 0 | 0 | 0 | 0 | 0 | 0 | System Off | 0 | 0
3551 | 3551 | 2012-05-27 22:59 | 17.37 | 17.37 | 17.37 | 17.37 | 0 | 0 | 0 | 0 | 0 | 0 | 0 | 0 | 0 | 0 | 0 | 0 | 0 | 0 | 0 | 0 | 0 | System Off | 0 | 0
3552 | 3552 | 2012-05-27 23:59 | 17.36 | 17.36 | 17.36 | 17.36 | 0 | 0 | 0 | 0 | 0 | 0 | 0 | 0 | 0 | 0 | 0 | 0 | 0 | 0 | 0 | 0 | 0 | System Off | 0 | 0
3553 | 3553 | 2012-05-28 00:59 | 16.05 | 16.05 | 16.05 | 16.05 | 0 | 0 | 0 | 0 | 0 | 0 | 0 | 0 | 0 | 0 | 0 | 0 | 0 | 0 | 0 | 0 | 0 | System Off | 0 | 0
3554 | 3554 | 2012-05-28 01:59 | 14.73 | 14.73 | 14.73 | 14.73 | 0 | 0 | 0 | 0 | 0 | 0 | 0 | 0 | 0 | 0 | 0 | 0 | 0 | 0 | 0 | 0 | 0 | System Off | 0 | 0
3555 | 3555 | 2012-05-28 02:59 | 13.42 | 13.42 | 13.42 | 13.42 | 0 | 0 | 0 | 0 | 0 | 0 | 0 | 0 | 0 | 0 | 0 | 0 | 0 | 0 | 0 | 0 | 0 | System Off | 0 | 0
3556 | 3556 | 2012-05-28 03:59 | 14.81 | 16.02 | 16.02 | 14.81 | 60.34 | 24 | 23 | 13.66 | 66.04 | 0.43 | 0.36 | 0.36 | 0.01 | 46.61 | 0 | 0 | 18.24 | 0.18453 | 0.056448 | 0.002 | 8.7 | System Off | 1 | 0
3557 | 3557 | 2012-05-28 04:59 | 16.2 | 19.89 | 19.89 | 16.2 | 193.55 | 154.86 | 71 | 14.2 | 201.85 | 0.84 | 0.77 | 0.75 | 0.06 | 252.5 | 0 | 0 | 55.89 | 0.18898 | 0.056448 | 0.007 | 9.86 | System Off | 1 | 0
3558 | 3558 | 2012-05-28 05:59 | 17.59 | 25.21 | 25.21 | 17.59 | 392.37 | 350 | 144 | 14.19 | 398.3 | 0.9 | 0.88 | 0.86 | 0.13 | 448.86 | 0 | 0 | 113.25 | 0.1948 | 0.056448 | 0.015 | 10.42 | System Off | 1 | 0
3559 | 3559 | 2012-05-28 06:59 | 19.42 | 32.45 | 32.45 | 19.42 | 722.4 | 673.44 | 266 | 14.14 | 717.27 | 0.9 | 0.94 | 0.92 | 0.24 | 671.81 | 0 | 0 | 209.07 | 0.2007 | 0.056448 | 0.027 | 10.15 | System Off | 1 | 0
3560 | 3560 | 2012-05-28 07:59 | 21.25 | 41.35 | 41.35 | 21.25 | 1162.85 | 1104.19 | 438 | 13.83 | 1136.2 | 0.91 | 0.97 | 0.95 | 0.4 | 866.09 | 0 | 0 | 345.14 | 0.21259 | 0.056448 | 0.044 | 10.05 | System Off | 1 | 0
3561 | 3561 | 2012-05-28 08:59 | 23.08 | 48.97 | 48.97 | 23.08 | 1528.28 | 1460.77 | 589 | 13.51 | 1480.72 | 0.9 | 0.99 | 0.96 | 0.53 | 955.78 | 0 | 0 | 465.41 | 0.2236 | 0.056448 | 0.059 | 10.02 | System Off | 1 | 0
3562 | 3562 | 2012-05-28 09:59 | 23.47 | 53.77 | 53.77 | 23.47 | 1746.88 | 1673.73 | 684 | 13.3 | 1685.82 | 0.89 | 0.99 | 0.97 | 0.61 | 1005.26 | 0 | 0 | 541.38 | 0.22531 | 0.056448 | 0.068 | 9.94 | System Off | 1 | 0
3563 | 3563 | 2012-05-28 10:59 | 23.87 | 57.39 | 57.39 | 23.87 | 1894.9 | 1817.79 | 752 | 13.12 | 1824.56 | 0.88 | 1 | 0.97 | 0.66 | 1040.19 | 0 | 0 | 596.09 | 0.21706 | 0.056448 | 0.075 | 9.97 | System Off | 1 | 0
3564 | 3564 | 2012-05-28 11:59 | 24.26 | 52.75 | 52.75 | 24.26 | 1612.2 | 1542.55 | 630 | 13.33 | 1559.66 | 0.89 | 0.99 | 0.96 | 0.56 | 870.13 | 0 | 0 | 498.63 | 0.22362 | 0.056448 | 0.063 | 10 | System Off | 1 | 0
3565 | 3565 | 2012-05-28 12:59 | 24.22 | 56.42 | 56.42 | 24.22 | 1891.98 | 1814.95 | 748 | 13.17 | 1821.76 | 0.88 | 1 | 0.97 | 0.66 | 1133.97 | 0 | 0 | 592.82 | 0.21737 | 0.056448 | 0.074 | 9.89 | System Off | 1 | 0
3566 | 3566 | 2012-05-28 13:59 | 24.18 | 48.44 | 48.44 | 24.18 | 1513.64 | 1446.5 | 582 | 13.55 | 1466.9 | 0.89 | 0.99 | 0.96 | 0.52 | 1021.61 | 0 | 0 | 459.96 | 0.22494 | 0.056448 | 0.058 | 9.97 | System Off | 1 | 0
3567 | 3567 | 2012-05-28 14:59 | 24.15 | 40.46 | 40.46 | 24.15 | 1068.97 | 1012.46 | 402 | 13.85 | 1047.48 | 0.92 | 0.97 | 0.94 | 0.37 | 752.89 | 0 | 0 | 317.05 | 0.21508 | 0.056448 | 0.04 | 9.95 | System Off | 1 | 0
3568 | 3568 | 2012-05-28 15:59 | 23.53 | 33.55 | 33.55 | 23.53 | 636.73 | 589.54 | 237 | 13.99 | 635.5 | 0.88 | 0.93 | 0.91 | 0.21 | 447.26 | 0 | 0 | 186.82 | 0.20526 | 0.056448 | 0.024 | 10.13 | System Off | 1 | 0
3569 | 3569 | 2012-05-28 16:59 | 22.92 | 27.95 | 27.95 | 22.92 | 293.93 | 253.41 | 110 | 13.92 | 302.35 | 0.81 | 0.84 | 0.82 | 0.09 | 185.72 | 0 | 0 | 86.88 | 0.19758 | 0.056448 | 0.011 | 10 | System Off | 1 | 0
3570 | 3570 | 2012-05-28 17:59 | 22.31 | 24.55 | 24.55 | 22.31 | 133.65 | 96.04 | 51 | 13.65 | 142.1 | 0.58 | 0.68 | 0.66 | 0.03 | 64.69 | 0 | 0 | 40.45 | 0.19357 | 0.056448 | 0.005 | 9.8 | System Off | 0 | 0
3571 | 3571 | 2012-05-28 18:59 | 21.04 | 21.04 | 21.04 | 21.04 | 0 | 0 | 0 | 0 | 0 | 0 | 0 | 0 | 0 | 0 | 0 | 0 | 0 | 0 | 0 | 0 | 0 | System Off | 0 | 0
3572 | 3572 | 2012-05-28 19:59 | 19.77 | 19.77 | 19.77 | 19.77 | 0 | 0 | 0 | 0 | 0 | 0 | 0 | 0 | 0 | 0 | 0 | 0 | 0 | 0 | 0 | 0 | 0 | System Off | 0 | 0
3573 | 3573 | 2012-05-28 20:59 | 18.5 | 18.5 | 18.5 | 18.5 | 0 | 0 | 0 | 0 | 0 | 0 | 0 | 0 | 0 | 0 | 0 | 0 | 0 | 0 | 0 | 0 | 0 | System Off | 0 | 0
3574 | 3574 | 2012-05-28 21:59 | 17.45 | 17.45 | 17.45 | 17.45 | 0 | 0 | 0 | 0 | 0 | 0 | 0 | 0 | 0 | 0 | 0 | 0 | 0 | 0 | 0 | 0 | 0 | System Off | 0 | 0
3575 | 3575 | 2012-05-28 22:59 | 16.39 | 16.39 | 16.39 | 16.39 | 0 | 0 | 0 | 0 | 0 | 0 | 0 | 0 | 0 | 0 | 0 | 0 | 0 | 0 | 0 | 0 | 0 | System Off | 0 | 0
3576 | 3576 | 2012-05-28 23:59 | 15.34 | 15.34 | 15.34 | 15.34 | 0 | 0 | 0 | 0 | 0 | 0 | 0 | 0 | 0 | 0 | 0 | 0 | 0 | 0 | 0 | 0 | 0 | System Off | 0 | 0
3577 | 3577 | 2012-05-29 00:59 | 14.33 | 14.33 | 14.33 | 14.33 | 0 | 0 | 0 | 0 | 0 | 0 | 0 | 0 | 0 | 0 | 0 | 0 | 0 | 0 | 0 | 0 | 0 | System Off | 0 | 0
3578 | 3578 | 2012-05-29 01:59 | 13.31 | 13.31 | 13.31 | 13.31 | 0 | 0 | 0 | 0 | 0 | 0 | 0 | 0 | 0 | 0 | 0 | 0 | 0 | 0 | 0 | 0 | 0 | System Off | 0 | 0
3579 | 3579 | 2012-05-29 02:59 | 12.3 | 12.3 | 12.3 | 12.3 | 0 | 0 | 0 | 0 | 0 | 0 | 0 | 0 | 0 | 0 | 0 | 0 | 0 | 0 | 0 | 0 | 0 | System Off | 0 | 0
3580 | 3580 | 2012-05-29 03:59 | 13.44 | 14.57 | 14.57 | 13.44 | 63.4 | 27.01 | 24 | 13.76 | 69.14 | 0.42 | 0.39 | 0.38 | 0.01 | 52.45 | 0 | 0 | 19.01 | 0.18266 | 0.056448 | 0.002 | 8.33 | System Off | 1 | 0
3581 | 3581 | 2012-05-29 04:59 | 14.59 | 17.46 | 17.46 | 14.59 | 170.99 | 132.71 | 62 | 14.36 | 179.01 | 0.79 | 0.74 | 0.73 | 0.05 | 216.38 | 0 | 0 | 48.72 | 0.18623 | 0.056448 | 0.006 | 9.68 | System Off | 1 | 0
3582 | 3582 | 2012-05-29 05:59 | 15.73 | 21.59 | 21.59 | 15.73 | 336.9 | 295.58 | 122 | 14.38 | 343.62 | 0.9 | 0.86 | 0.84 | 0.11 | 379.07 | 0 | 0 | 95.77 | 0.19096 | 0.056448 | 0.012 | 9.84 | System Off | 1 | 0
3583 | 3583 | 2012-05-29 06:59 | 17.57 | 29.12 | 29.12 | 17.57 | 714.91 | 666.11 | 260 | 14.32 | 709.61 | 0.92 | 0.94 | 0.92 | 0.24 | 664.5 | 0 | 0 | 204.01 | 0.19766 | 0.056448 | 0.026 | 10 | System Off | 1 | 0
3584 | 3584 | 2012-05-29 07:59 | 19.42 | 38.42 | 38.42 | 19.42 | 1192.87 | 1133.51 | 443 | 14.02 | 1164.17 | 0.92 | 0.97 | 0.95 | 0.41 | 889.08 | 0 | 0 | 348.35 | 0.21005 | 0.056448 | 0.044 | 9.93 | System Off | 1 | 0
3585 | 3585 | 2012-05-29 08:59 | 21.26 | 48.09 | 48.09 | 21.26 | 1659.31 | 1588.45 | 635 | 13.61 | 1603.59 | 0.9 | 0.99 | 0.97 | 0.57 | 1039.32 | 0 | 0 | 501.12 | 0.22321 | 0.056448 | 0.063 | 9.92 | System Off | 1 | 0
3586 | 3586 | 2012-05-29 09:59 | 22.02 | 54.91 | 54.91 | 22.02 | 2019.83 | 1939.28 | 791 | 13.3 | 1941.39 | 0.88 | 1 | 0.97 | 0.7 | 1164.75 | 0 | 0 | 625.91 | 0.21622 | 0.056448 | 0.078 | 9.86 | System Off | 1 | 0
3587 | 3587 | 2012-05-29 10:59 | 22.79 | 58.61 | 58.61 | 22.79 | 2203.57 | 2117.82 | 876 | 13.1 | 2113.38 | 0.88 | 1 | 0.98 | 0.77 | 1211.88 | 0 | 0 | 694.53 | 0.22184 | 0.056448 | 0.086 | 9.82 | System Off | 1 | 0
3588 | 3588 | 2012-05-29 11:59 | 23.55 | 54.04 | 54.04 | 23.55 | 1916.47 | 1838.77 | 749 | 13.33 | 1844.66 | 0.89 | 1 | 0.97 | 0.67 | 1037.22 | 0 | 0 | 592.84 | 0.21637 | 0.056448 | 0.074 | 9.88 | System Off | 1 | 0
3589 | 3589 | 2012-05-29 12:59 | 23.22 | 41.45 | 41.45 | 23.22 | 1165.75 | 1107.01 | 439 | 13.83 | 1138.94 | 0.91 | 0.97 | 0.95 | 0.4 | 691.66 | 0 | 0 | 346.15 | 0.21565 | 0.056448 | 0.044 | 10.02 | System Off | 1 | 0
3590 | 3590 | 2012-05-29 13:59 | 22.89 | 42.66 | 42.66 | 22.89 | 1261.45 | 1200.47 | 476 | 13.8 | 1229.32 | 0.9 | 0.98 | 0.95 | 0.43 | 847.84 | 0 | 0 | 375.33 | 0.21714 | 0.056448 | 0.048 | 10.08 | System Off | 1 | 0
3591 | 3591 | 2012-05-29 14:59 | 22.57 | 33.1 | 33.1 | 22.57 | 671.42 | 623.52 | 249 | 14.04 | 668.65 | 0.92 | 0.93 | 0.91 | 0.23 | 463.66 | 0 | 0 | 196.13 | 0.20447 | 0.056448 | 0.025 | 10.04 | System Off | 1 | 0
3592 | 3592 | 2012-05-29 15:59 | 21.54 | 31.03 | 31.03 | 21.54 | 589.47 | 543.24 | 218 | 14.08 | 589.72 | 0.92 | 0.92 | 0.9 | 0.2 | 412.13 | 0 | 0 | 171.66 | 0.20129 | 0.056448 | 0.022 | 10.09 | System Off | 1 | 0
3593 | 3593 | 2012-05-29 16:59 | 20.51 | 26.3 | 26.3 | 20.51 | 335.55 | 294.25 | 124 | 14.09 | 342.97 | 0.88 | 0.86 | 0.84 | 0.11 | 215.65 | 0 | 0 | 97.7 | 0.19482 | 0.056448 | 0.013 | 10.48 | System Off | 1 | 0
3594 | 3594 | 2012-05-29 17:59 | 19.49 | 22.13 | 22.13 | 19.49 | 151.95 | 114.01 | 57 | 13.88 | 160.36 | 0.7 | 0.71 | 0.7 | 0.04 | 76.8 | 0 | 0 | 45.07 | 0.19296 | 0.056448 | 0.006 | 10.53 | System Off | 1 | 0
3595 | 3595 | 2012-05-29 18:59 | 18.34 | 18.34 | 18.34 | 18.34 | 0 | 0 | 0 | 0 | 0 | 0 | 0 | 0 | 0 | 0 | 0 | 0 | 0 | 0 | 0 | 0 | 0 | System Off | 0 | 0
3596 | 3596 | 2012-05-29 19:59 | 17.2 | 17.2 | 17.2 | 17.2 | 0 | 0 | 0 | 0 | 0 | 0 | 0 | 0 | 0 | 0 | 0 | 0 | 0 | 0 | 0 | 0 | 0 | System Off | 0 | 0
3597 | 3597 | 2012-05-29 20:59 | 16.05 | 16.05 | 16.05 | 16.05 | 0 | 0 | 0 | 0 | 0 | 0 | 0 | 0 | 0 | 0 | 0 | 0 | 0 | 0 | 0 | 0 | 0 | System Off | 0 | 0
3598 | 3598 | 2012-05-29 21:59 | 15.29 | 15.29 | 15.29 | 15.29 | 0 | 0 | 0 | 0 | 0 | 0 | 0 | 0 | 0 | 0 | 0 | 0 | 0 | 0 | 0 | 0 | 0 | System Off | 0 | 0
3599 | 3599 | 2012-05-29 22:59 | 14.52 | 14.52 | 14.52 | 14.52 | 0 | 0 | 0 | 0 | 0 | 0 | 0 | 0 | 0 | 0 | 0 | 0 | 0 | 0 | 0 | 0 | 0 | System Off | 0 | 0
3600 | 3600 | 2012-05-29 23:59 | 13.76 | 13.76 | 13.76 | 13.76 | 0 | 0 | 0 | 0 | 0 | 0 | 0 | 0 | 0 | 0 | 0 | 0 | 0 | 0 | 0 | 0 | 0 | System Off | 0 | 0
3601 | 3601 | 2012-05-30 00:59 | 13.44 | 13.44 | 13.44 | 13.44 | 0 | 0 | 0 | 0 | 0 | 0 | 0 | 0 | 0 | 0 | 0 | 0 | 0 | 0 | 0 | 0 | 0 | System Off | 0 | 0
3602 | 3602 | 2012-05-30 01:59 | 13.13 | 13.13 | 13.13 | 13.13 | 0 | 0 | 0 | 0 | 0 | 0 | 0 | 0 | 0 | 0 | 0 | 0 | 0 | 0 | 0 | 0 | 0 | System Off | 0 | 0
3603 | 3603 | 2012-05-30 02:59 | 12.81 | 12.81 | 12.81 | 12.81 | 0 | 0 | 0 | 0 | 0 | 0 | 0 | 0 | 0 | 0 | 0 | 0 | 0 | 0 | 0 | 0 | 0 | System Off | 0 | 0
3604 | 3604 | 2012-05-30 03:59 | 13.98 | 15.21 | 15.21 | 13.98 | 62.92 | 26.54 | 23 | 14.25 | 68.68 | 0.42 | 0.39 | 0.38 | 0.01 | 51.54 | 0 | 0 | 18.11 | 0.18336 | 0.056448 | 0.002 | 8.7 | System Off | 1 | 0
3605 | 3605 | 2012-05-30 04:59 | 15.15 | 18.26 | 18.26 | 15.15 | 167.11 | 128.9 | 61 | 14.27 | 175.21 | 0.81 | 0.74 | 0.72 | 0.05 | 210.18 | 0 | 0 | 47.99 | 0.18697 | 0.056448 | 0.006 | 9.84 | System Off | 1 | 0
3606 | 3606 | 2012-05-30 05:59 | 16.32 | 22.14 | 22.14 | 16.32 | 320.87 | 279.85 | 117 | 14.28 | 327.99 | 0.85 | 0.85 | 0.83 | 0.1 | 358.89 | 0 | 0 | 91.96 | 0.19155 | 0.056448 | 0.012 | 10.26 | System Off | 1 | 0
3607 | 3607 | 2012-05-30 06:59 | 17.19 | 28.02 | 28.02 | 17.19 | 603.42 | 556.91 | 220 | 14.29 | 602.65 | 0.91 | 0.92 | 0.9 | 0.2 | 555.56 | 0 | 0 | 172.7 | 0.19503 | 0.056448 | 0.022 | 10 | System Off | 1 | 0
3608 | 3608 | 2012-05-30 07:59 | 18.06 | 38 | 38 | 18.06 | 1113.59 | 1056.06 | 414 | 14.01 | 1089.29 | 0.92 | 0.97 | 0.95 | 0.38 | 828.34 | 0 | 0 | 325.43 | 0.20648 | 0.056448 | 0.041 | 9.9 | System Off | 1 | 0
3609 | 3609 | 2012-05-30 08:59 | 18.93 | 47.76 | 47.76 | 18.93 | 1598.9 | 1529.59 | 612 | 13.61 | 1546.85 | 0.9 | 0.99 | 0.96 | 0.55 | 1000.81 | 0 | 0 | 482.56 | 0.21835 | 0.056448 | 0.061 | 9.97 | System Off | 1 | 0
3610 | 3610 | 2012-05-30 09:59 | 19.89 | 43.63 | 43.63 | 19.89 | 1364.08 | 1300.63 | 516 | 13.77 | 1325.94 | 0.91 | 0.98 | 0.96 | 0.47 | 781.17 | 0 | 0 | 406.55 | 0.21469 | 0.056448 | 0.051 | 9.88 | System Off | 1 | 0
3611 | 3611 | 2012-05-30 10:59 | 20.86 | 54.4 | 54.4 | 20.86 | 1949.43 | 1870.83 | 763 | 13.31 | 1875.48 | 0.89 | 1 | 0.97 | 0.68 | 1070.55 | 0 | 0 | 603.46 | 0.22545 | 0.056448 | 0.075 | 9.83 | System Off | 1 | 0
3612 | 3612 | 2012-05-30 11:59 | 21.82 | 52.03 | 52.03 | 21.82 | 1825.3 | 1750.07 | 708 | 13.43 | 1759.2 | 0.89 | 0.99 | 0.97 | 0.63 | 987.18 | 0 | 0 | 559.58 | 0.22397 | 0.056448 | 0.07 | 9.89 | System Off | 1 | 0
3613 | 3613 | 2012-05-30 12:59 | 21.98 | 46.9 | 46.9 | 21.98 | 1535.45 | 1467.76 | 586 | 13.65 | 1487.21 | 0.9 | 0.99 | 0.96 | 0.53 | 917.05 | 0 | 0 | 462.42 | 0.22169 | 0.056448 | 0.058 | 9.9 | System Off | 1 | 0
3614 | 3614 | 2012-05-30 13:59 | 22.13 | 41.71 | 41.71 | 22.13 | 1229.15 | 1168.94 | 462 | 13.86 | 1198.75 | 0.91 | 0.98 | 0.95 | 0.42 | 825.57 | 0 | 0 | 364.03 | 0.21521 | 0.056448 | 0.046 | 9.96 | System Off | 1 | 0
3615 | 3615 | 2012-05-30 14:59 | 22.29 | 38.67 | 38.67 | 22.29 | 1044.42 | 988.46 | 390 | 13.95 | 1024.01 | 0.92 | 0.97 | 0.94 | 0.36 | 735.05 | 0 | 0 | 307.17 | 0.21159 | 0.056448 | 0.039 | 10 | System Off | 1 | 0
3616 | 3616 | 2012-05-30 15:59 | 21.69 | 32.57 | 32.57 | 21.69 | 647.68 | 600.26 | 240 | 14.06 | 645.82 | 0.91 | 0.93 | 0.91 | 0.22 | 455.39 | 0 | 0 | 188.98 | 0.20268 | 0.056448 | 0.024 | 10 | System Off | 1 | 0
3617 | 3617 | 2012-05-30 16:59 | 21.09 | 26.98 | 26.98 | 21.09 | 311.71 | 270.86 | 116 | 14 | 319.69 | 0.86 | 0.85 | 0.83 | 0.1 | 198.51 | 0 | 0 | 91.51 | 0.19524 | 0.056448 | 0.012 | 10.34 | System Off | 1 | 0
3618 | 3618 | 2012-05-30 17:59 | 20.49 | 23.29 | 23.29 | 20.49 | 143.63 | 105.84 | 54 | 13.85 | 152.08 | 0.73 | 0.7 | 0.68 | 0.04 | 71.29 | 0 | 0 | 42.71 | 0.19424 | 0.056448 | 0.006 | 11.11 | System Off | 0 | 0
3619 | 3619 | 2012-05-30 18:59 | 19.25 | 19.25 | 19.25 | 19.25 | 0 | 0 | 0 | 0 | 0 | 0 | 0 | 0 | 0 | 0 | 0 | 0 | 0 | 0 | 0 | 0 | 0 | System Off | 0 | 0
3620 | 3620 | 2012-05-30 19:59 | 18.01 | 18.01 | 18.01 | 18.01 | 0 | 0 | 0 | 0 | 0 | 0 | 0 | 0 | 0 | 0 | 0 | 0 | 0 | 0 | 0 | 0 | 0 | System Off | 0 | 0
3621 | 3621 | 2012-05-30 20:59 | 16.76 | 16.76 | 16.76 | 16.76 | 0 | 0 | 0 | 0 | 0 | 0 | 0 | 0 | 0 | 0 | 0 | 0 | 0 | 0 | 0 | 0 | 0 | System Off | 0 | 0
3622 | 3622 | 2012-05-30 21:59 | 16.17 | 16.17 | 16.17 | 16.17 | 0 | 0 | 0 | 0 | 0 | 0 | 0 | 0 | 0 | 0 | 0 | 0 | 0 | 0 | 0 | 0 | 0 | System Off | 0 | 0
3623 | 3623 | 2012-05-30 22:59 | 15.57 | 15.57 | 15.57 | 15.57 | 0 | 0 | 0 | 0 | 0 | 0 | 0 | 0 | 0 | 0 | 0 | 0 | 0 | 0 | 0 | 0 | 0 | System Off | 0 | 0
3624 | 3624 | 2012-05-30 23:59 | 14.97 | 14.97 | 14.97 | 14.97 | 0 | 0 | 0 | 0 | 0 | 0 | 0 | 0 | 0 | 0 | 0 | 0 | 0 | 0 | 0 | 0 | 0 | System Off | 0 | 0
3625 | 3625 | 2012-05-31 00:59 | 14.28 | 14.28 | 14.28 | 14.28 | 0 | 0 | 0 | 0 | 0 | 0 | 0 | 0 | 0 | 0 | 0 | 0 | 0 | 0 | 0 | 0 | 0 | System Off | 0 | 0
3626 | 3626 | 2012-05-31 01:59 | 13.59 | 13.59 | 13.59 | 13.59 | 0 | 0 | 0 | 0 | 0 | 0 | 0 | 0 | 0 | 0 | 0 | 0 | 0 | 0 | 0 | 0 | 0 | System Off | 0 | 0
3627 | 3627 | 2012-05-31 02:59 | 12.9 | 12.9 | 12.9 | 12.9 | 0 | 0 | 0 | 0 | 0 | 0 | 0 | 0 | 0 | 0 | 0 | 0 | 0 | 0 | 0 | 0 | 0 | System Off | 0 | 0
3628 | 3628 | 2012-05-31 03:59 | 14.16 | 15.28 | 15.28 | 14.16 | 60.67 | 24.33 | 23 | 13.74 | 66.34 | 0.43 | 0.37 | 0.36 | 0.01 | 47.25 | 0 | 0 | 18.22 | 0.18362 | 0.056448 | 0.002 | 8.7 | System Off | 1 | 0
3629 | 3629 | 2012-05-31 04:59 | 15.43 | 18.38 | 18.38 | 15.43 | 167.03 | 128.82 | 61 | 14.26 | 175.13 | 0.81 | 0.74 | 0.72 | 0.05 | 210.04 | 0 | 0 | 47.99 | 0.18737 | 0.056448 | 0.006 | 9.84 | System Off | 1 | 0
3630 | 3630 | 2012-05-31 05:59 | 16.69 | 20 | 20 | 16.69 | 189.69 | 151.07 | 70 | 14.11 | 198.01 | 0.71 | 0.76 | 0.75 | 0.05 | 193.74 | 0 | 0 | 55.17 | 0.18963 | 0.056448 | 0.007 | 10 | System Off | 1 | 0
3631 | 3631 | 2012-05-31 06:59 | 17.88 | 24.61 | 24.61 | 17.88 | 391.53 | 349.17 | 143 | 14.26 | 397.38 | 0.91 | 0.88 | 0.86 | 0.13 | 348.33 | 0 | 0 | 112.41 | 0.19516 | 0.056448 | 0.015 | 10.49 | System Off | 1 | 0
3632 | 3632 | 2012-05-31 07:59 | 19.06 | 30.99 | 30.99 | 19.06 | 697.57 | 649.13 | 256 | 14.19 | 693.3 | 0.9 | 0.94 | 0.91 | 0.23 | 509.15 | 0 | 0 | 201.16 | 0.19964 | 0.056448 | 0.026 | 10.16 | System Off | 1 | 0
3633 | 3633 | 2012-05-31 08:59 | 20.25 | 33.53 | 33.53 | 20.25 | 776.67 | 726.57 | 287 | 14.09 | 769.25 | 0.9 | 0.94 | 0.92 | 0.26 | 475.39 | 0 | 0 | 225.73 | 0.20304 | 0.056448 | 0.029 | 10.1 | System Off | 1 | 0
3634 | 3634 | 2012-05-31 09:59 | 20.39 | 25.44 | 25.44 | 20.39 | 310.08 | 269.26 | 115 | 14.04 | 317.89 | 0.87 | 0.85 | 0.83 | 0.1 | 161.72 | 0 | 0 | 90.69 | 0.19418 | 0.056448 | 0.012 | 10.43 | System Off | 1 | 0
3635 | 3635 | 2012-05-31 10:59 | 20.54 | 40.92 | 40.92 | 20.54 | 1315.15 | 1252.89 | 492 | 13.92 | 1279.66 | 0.91 | 0.98 | 0.96 | 0.45 | 716.94 | 0 | 0 | 387.31 | 0.21437 | 0.056448 | 0.049 | 9.96 | System Off | 1 | 0
3636 | 3636 | 2012-05-31 11:59 | 20.68 | 25.59 | 25.59 | 20.68 | 333.69 | 292.43 | 123 | 14.13 | 341.06 | 0.89 | 0.86 | 0.84 | 0.11 | 164.95 | 0 | 0 | 96.9 | 0.19501 | 0.056448 | 0.013 | 10.57 | System Off | 1 | 0
3637 | 3637 | 2012-05-31 12:59 | 20.17 | 27.99 | 27.99 | 20.17 | 547.23 | 501.84 | 200 | 14.25 | 548.61 | 0.9 | 0.91 | 0.89 | 0.18 | 313.55 | 0 | 0 | 157.23 | 0.19832 | 0.056448 | 0.02 | 10 | System Off | 1 | 0
3638 | 3638 | 2012-05-31 13:59 | 19.65 | 23.4 | 23.4 | 19.65 | 265.03 | 225.04 | 98 | 14.09 | 273.24 | 0.81 | 0.82 | 0.81 | 0.08 | 158.94 | 0 | 0 | 77.27 | 0.19536 | 0.056448 | 0.01 | 10.2 | System Off | 1 | 0
3639 | 3639 | 2012-05-31 14:59 | 19.14 | 25.23 | 25.23 | 19.14 | 444.7 | 401.32 | 162 | 14.3 | 449.14 | 0.92 | 0.89 | 0.87 | 0.15 | 298.43 | 0 | 0 | 127.33 | 0.19482 | 0.056448 | 0.016 | 9.88 | System Off | 1 | 0
3640 | 3640 | 2012-05-31 15:59 | 18.51 | 26.01 | 26.01 | 18.51 | 567.54 | 521.75 | 206 | 14.35 | 567.86 | 0.92 | 0.92 | 0.9 | 0.19 | 395.83 | 0 | 0 | 161.77 | 0.19621 | 0.056448 | 0.021 | 10.19 | System Off | 1 | 0
3641 | 3641 | 2012-05-31 16:59 | 17.88 | 18.86 | 18.86 | 17.88 | 72.66 | 36.11 | 27 | 14.02 | 79.06 | 0.36 | 0.46 | 0.45 | 0.01 | 26.47 | 0 | 0 | 21.32 | 0.18907 | 0.056448 | 0.003 | 11.11 | System Off | 0 | 0
3642 | 3642 | 2012-05-31 17:59 | 17.26 | 17.64 | 17.64 | 17.26 | 27.52 | 0 | 11 | 13.03 | 31.29 | 0 | 0 | 0 | 0 | 0 | 0 | 0 | 8.8 | 0.18736 | 0.056448 | 0.001 | 9.09 | System Off | 0 | 0
3643 | 3643 | 2012-05-31 18:59 | 16.78 | 16.78 | 16.78 | 16.78 | 0 | 0 | 0 | 0 | 0 | 0 | 0 | 0 | 0 | 0 | 0 | 0 | 0 | 0 | 0 | 0 | 0 | System Off | 0 | 0
3644 | 3644 | 2012-05-31 19:59 | 16.31 | 16.31 | 16.31 | 16.31 | 0 | 0 | 0 | 0 | 0 | 0 | 0 | 0 | 0 | 0 | 0 | 0 | 0 | 0 | 0 | 0 | 0 | System Off | 0 | 0
3645 | 3645 | 2012-05-31 20:59 | 15.83 | 15.83 | 15.83 | 15.83 | 0 | 0 | 0 | 0 | 0 | 0 | 0 | 0 | 0 | 0 | 0 | 0 | 0 | 0 | 0 | 0 | 0 | System Off | 0 | 0
3646 | 3646 | 2012-05-31 21:59 | 15.49 | 15.49 | 15.49 | 15.49 | 0 | 0 | 0 | 0 | 0 | 0 | 0 | 0 | 0 | 0 | 0 | 0 | 0 | 0 | 0 | 0 | 0 | System Off | 0 | 0
3647 | 3647 | 2012-05-31 22:59 | 15.15 | 15.15 | 15.15 | 15.15 | 0 | 0 | 0 | 0 | 0 | 0 | 0 | 0 | 0 | 0 | 0 | 0 | 0 | 0 | 0 | 0 | 0 | System Off | 0 | 0
3648 | 3648 | 2012-05-31 23:59 | 14.81 | 14.81 | 14.81 | 14.81 | 0 | 0 | 0 | 0 | 0 | 0 | 0 | 0 | 0 | 0 | 0 | 0 | 0 | 0 | 0 | 0 | 0 | System Off | 0 | 0
3649 | 3649 | 2012-06-01 00:59 | 14.35 | 14.35 | 14.35 | 14.35 | 0 | 0 | 0 | 0 | 0 | 0 | 0 | 0 | 0 | 0 | 0 | 0 | 0 | 0 | 0 | 0 | 0 | System Off | 0 | 0
3650 | 3650 | 2012-06-01 01:59 | 13.89 | 13.89 | 13.89 | 13.89 | 0 | 0 | 0 | 0 | 0 | 0 | 0 | 0 | 0 | 0 | 0 | 0 | 0 | 0 | 0 | 0 | 0 | System Off | 0 | 0
3651 | 3651 | 2012-06-01 02:59 | 13.44 | 13.44 | 13.44 | 13.44 | 0 | 0 | 0 | 0 | 0 | 0 | 0 | 0 | 0 | 0 | 0 | 0 | 0 | 0 | 0 | 0 | 0 | System Off | 0 | 0
3652 | 3652 | 2012-06-01 03:59 | 13.54 | 14.48 | 14.48 | 13.54 | 64.91 | 28.5 | 24 | 14.09 | 70.71 | 0.41 | 0.4 | 0.39 | 0.01 | 55.34 | 0 | 0 | 18.93 | 0.1828 | 0.056448 | 0.002 | 8.33 | System Off | 1 | 0
3653 | 3653 | 2012-06-01 04:59 | 13.65 | 16.82 | 16.82 | 13.65 | 230.54 | 191.19 | 83 | 14.47 | 238.29 | 0.84 | 0.8 | 0.78 | 0.07 | 311.73 | 0 | 0 | 65.14 | 0.18599 | 0.056448 | 0.008 | 9.64 | System Off | 1 | 0
3654 | 3654 | 2012-06-01 05:59 | 13.75 | 19.56 | 19.56 | 13.75 | 415.99 | 373.16 | 148 | 14.64 | 420.43 | 0.87 | 0.89 | 0.87 | 0.13 | 478.57 | 0 | 0 | 115.82 | 0.18946 | 0.056448 | 0.015 | 10.14 | System Off | 1 | 0
3655 | 3655 | 2012-06-01 06:59 | 14.17 | 23.21 | 23.21 | 14.17 | 663.96 | 616.21 | 237 | 14.59 | 659.98 | 0.93 | 0.93 | 0.91 | 0.22 | 614.72 | 0 | 0 | 185.47 | 0.19466 | 0.056448 | 0.024 | 10.13 | System Off | 1 | 0
3656 | 3656 | 2012-06-01 07:59 | 14.58 | 26.23 | 26.23 | 14.58 | 842.54 | 791.04 | 301 | 14.58 | 830.84 | 0.96 | 0.95 | 0.93 | 0.29 | 620.46 | 0 | 0 | 235.46 | 0.1954 | 0.056448 | 0.03 | 9.97 | System Off | 1 | 0
3657 | 3657 | 2012-06-01 08:59 | 14.99 | 24.43 | 24.43 | 14.99 | 670.05 | 622.18 | 240 | 14.54 | 666.02 | 0.96 | 0.93 | 0.91 | 0.23 | 407.09 | 0 | 0 | 187.91 | 0.19601 | 0.056448 | 0.024 | 10 | System Off | 1 | 0
3658 | 3658 | 2012-06-01 09:59 | 15.39 | 27.93 | 27.93 | 15.39 | 886.77 | 834.31 | 319 | 14.48 | 873.17 | 0.94 | 0.96 | 0.93 | 0.3 | 501.1 | 0 | 0 | 249.8 | 0.19752 | 0.056448 | 0.032 | 10.03 | System Off | 1 | 0
3659 | 3659 | 2012-06-01 10:59 | 15.79 | 25.59 | 25.59 | 15.79 | 692.09 | 643.76 | 249 | 14.48 | 687.24 | 0.92 | 0.94 | 0.92 | 0.23 | 368.38 | 0 | 0 | 195.11 | 0.19449 | 0.056448 | 0.025 | 10.04 | System Off | 1 | 0
3660 | 3660 | 2012-06-01 11:59 | 16.19 | 21.66 | 21.66 | 16.19 | 383.2 | 341 | 138 | 14.46 | 388.83 | 0.86 | 0.88 | 0.86 | 0.12 | 192.35 | 0 | 0 | 108.25 | 0.19245 | 0.056448 | 0.014 | 10.14 | System Off | 1 | 0
3661 | 3661 | 2012-06-01 12:59 | 16.44 | 24.09 | 24.09 | 16.44 | 531.97 | 486.89 | 192 | 14.43 | 533.33 | 0.94 | 0.91 | 0.89 | 0.18 | 304.21 | 0 | 0 | 150.6 | 0.19563 | 0.056448 | 0.019 | 9.9 | System Off | 1 | 0
3662 | 3662 | 2012-06-01 13:59 | 16.69 | 25.55 | 25.55 | 16.69 | 611.02 | 564.35 | 220 | 14.47 | 609.57 | 0.91 | 0.93 | 0.91 | 0.2 | 398.57 | 0 | 0 | 172.44 | 0.19429 | 0.056448 | 0.022 | 10 | System Off | 1 | 0
3663 | 3663 | 2012-06-01 14:59 | 16.93 | 24.39 | 24.39 | 16.93 | 508.19 | 463.57 | 184 | 14.38 | 510.43 | 0.92 | 0.91 | 0.89 | 0.17 | 344.72 | 0 | 0 | 144.41 | 0.19592 | 0.056448 | 0.019 | 10.33 | System Off | 1 | 0
3664 | 3664 | 2012-06-01 15:59 | 16.64 | 26.93 | 26.93 | 16.64 | 666.24 | 618.44 | 241 | 14.4 | 662.7 | 0.91 | 0.93 | 0.91 | 0.22 | 469.18 | 0 | 0 | 188.98 | 0.19531 | 0.056448 | 0.024 | 9.96 | System Off | 1 | 0
3665 | 3665 | 2012-06-01 16:59 | 16.34 | 20.94 | 20.94 | 16.34 | 281.93 | 241.63 | 103 | 14.26 | 289.59 | 0.87 | 0.83 | 0.82 | 0.09 | 177.09 | 0 | 0 | 81.02 | 0.19085 | 0.056448 | 0.011 | 10.68 | System Off | 1 | 0
3666 | 3666 | 2012-06-01 17:59 | 16.05 | 17.99 | 17.99 | 16.05 | 110.32 | 73.12 | 41 | 14.01 | 117.74 | 0.72 | 0.62 | 0.61 | 0.03 | 49.25 | 0 | 0 | 32.37 | 0.18721 | 0.056448 | 0.004 | 9.76 | System Off | 0 | 0
3667 | 3667 | 2012-06-01 18:59 | 14.91 | 14.95 | 14.95 | 14.91 | 1.88 | 0 | 0 | 0 | 0 | 0 | 0 | 0 | 0 | 0 | 0 | 0 | -0.1 | 0.18346 | 0.056448 | 0 |  | System Off | 0 | 0
3668 | 3668 | 2012-06-01 19:59 | 13.76 | 13.76 | 13.76 | 13.76 | 0 | 0 | 0 | 0 | 0 | 0 | 0 | 0 | 0 | 0 | 0 | 0 | 0 | 0 | 0 | 0 | 0 | System Off | 0 | 0
3669 | 3669 | 2012-06-01 20:59 | 12.62 | 12.62 | 12.62 | 12.62 | 0 | 0 | 0 | 0 | 0 | 0 | 0 | 0 | 0 | 0 | 0 | 0 | 0 | 0 | 0 | 0 | 0 | System Off | 0 | 0
3670 | 3670 | 2012-06-01 21:59 | 11.97 | 11.97 | 11.97 | 11.97 | 0 | 0 | 0 | 0 | 0 | 0 | 0 | 0 | 0 | 0 | 0 | 0 | 0 | 0 | 0 | 0 | 0 | System Off | 0 | 0
3671 | 3671 | 2012-06-01 22:59 | 11.32 | 11.32 | 11.32 | 11.32 | 0 | 0 | 0 | 0 | 0 | 0 | 0 | 0 | 0 | 0 | 0 | 0 | 0 | 0 | 0 | 0 | 0 | System Off | 0 | 0
3672 | 3672 | 2012-06-01 23:59 | 10.67 | 10.67 | 10.67 | 10.67 | 0 | 0 | 0 | 0 | 0 | 0 | 0 | 0 | 0 | 0 | 0 | 0 | 0 | 0 | 0 | 0 | 0 | System Off | 0 | 0
3673 | 3673 | 2012-06-02 00:59 | 10.18 | 10.18 | 10.18 | 10.18 | 0 | 0 | 0 | 0 | 0 | 0 | 0 | 0 | 0 | 0 | 0 | 0 | 0 | 0 | 0 | 0 | 0 | System Off | 0 | 0
3674 | 3674 | 2012-06-02 01:59 | 9.68 | 9.68 | 9.68 | 9.68 | 0 | 0 | 0 | 0 | 0 | 0 | 0 | 0 | 0 | 0 | 0 | 0 | 0 | 0 | 0 | 0 | 0 | System Off | 0 | 0
3675 | 3675 | 2012-06-02 02:59 | 9.19 | 9.19 | 9.19 | 9.19 | 0 | 0 | 0 | 0 | 0 | 0 | 0 | 0 | 0 | 0 | 0 | 0 | 0 | 0 | 0 | 0 | 0 | System Off | 0 | 0
3676 | 3676 | 2012-06-02 03:59 | 10.35 | 10.83 | 10.83 | 10.35 | 23.92 | 0 | 9 | 13.84 | 27.14 | 0 | 0 | 0 | 0 | 0 | 0 | 0 | 7.12 | 0.17761 | 0.056448 | 0.001 | 11.11 | System Off | 0 | 0
3677 | 3677 | 2012-06-02 04:59 | 11.51 | 15.32 | 15.32 | 11.51 | 204.25 | 165.37 | 73 | 14.57 | 212.01 | 0.81 | 0.78 | 0.76 | 0.06 | 269.64 | 0 | 0 | 57.19 | 0.18246 | 0.056448 | 0.007 | 9.59 | System Off | 1 | 0
3678 | 3678 | 2012-06-02 05:59 | 12.67 | 19.52 | 19.52 | 12.67 | 341.36 | 299.96 | 123 | 14.45 | 347.7 | 0.89 | 0.86 | 0.84 | 0.11 | 384.68 | 0 | 0 | 96.43 | 0.18666 | 0.056448 | 0.012 | 9.76 | System Off | 1 | 0
3679 | 3679 | 2012-06-02 06:59 | 13.64 | 26.85 | 26.85 | 13.64 | 716.11 | 667.28 | 258 | 14.46 | 710.39 | 0.93 | 0.94 | 0.92 | 0.24 | 665.67 | 0 | 0 | 201.96 | 0.19498 | 0.056448 | 0.026 | 10.08 | System Off | 1 | 0
3680 | 3680 | 2012-06-02 07:59 | 14.61 | 36.25 | 36.25 | 14.61 | 1204.13 | 1144.5 | 443 | 14.16 | 1174.54 | 0.92 | 0.97 | 0.95 | 0.41 | 897.71 | 0 | 0 | 347.42 | 0.20283 | 0.056448 | 0.044 | 9.93 | System Off | 1 | 0
3681 | 3681 | 2012-06-02 08:59 | 15.58 | 43.58 | 43.58 | 15.58 | 1552.87 | 1484.73 | 584 | 13.85 | 1503.32 | 0.92 | 0.99 | 0.96 | 0.54 | 971.46 | 0 | 0 | 459.13 | 0.21169 | 0.056448 | 0.058 | 9.93 | System Off | 1 | 0
3682 | 3682 | 2012-06-02 09:59 | 16.29 | 40.98 | 40.98 | 16.29 | 1410.7 | 1346.11 | 527 | 13.94 | 1369.58 | 0.93 | 0.98 | 0.96 | 0.49 | 808.49 | 0 | 0 | 414.18 | 0.20976 | 0.056448 | 0.052 | 9.87 | System Off | 1 | 0
3683 | 3683 | 2012-06-02 10:59 | 17 | 44.63 | 44.63 | 17 | 1614.7 | 1544.99 | 610 | 13.79 | 1561.41 | 0.92 | 0.99 | 0.97 | 0.56 | 884.09 | 0 | 0 | 480.1 | 0.21524 | 0.056448 | 0.06 | 9.84 | System Off | 1 | 0
3684 | 3684 | 2012-06-02 11:59 | 17.71 | 48.86 | 48.86 | 17.71 | 1860.38 | 1784.2 | 712 | 13.61 | 1791.97 | 0.91 | 1 | 0.97 | 0.65 | 1006.44 | 0 | 0 | 561.28 | 0.22178 | 0.056448 | 0.07 | 9.83 | System Off | 1 | 0
3685 | 3685 | 2012-06-02 12:59 | 18.06 | 50.75 | 50.75 | 18.06 | 1941.4 | 1863.02 | 748 | 13.52 | 1867.9 | 0.89 | 1 | 0.97 | 0.67 | 1164.01 | 0 | 0 | 590.13 | 0.22427 | 0.056448 | 0.074 | 9.89 | System Off | 1 | 0
3686 | 3686 | 2012-06-02 13:59 | 18.41 | 44.89 | 44.89 | 18.41 | 1589.23 | 1520.18 | 601 | 13.77 | 1537.53 | 0.91 | 0.99 | 0.96 | 0.55 | 1073.64 | 0 | 0 | 473.28 | 0.21693 | 0.056448 | 0.06 | 9.98 | System Off | 1 | 0
3687 | 3687 | 2012-06-02 14:59 | 18.76 | 36.96 | 36.96 | 18.76 | 1097.47 | 1040.32 | 406 | 14.08 | 1073.95 | 0.93 | 0.97 | 0.95 | 0.38 | 773.61 | 0 | 0 | 319.05 | 0.20709 | 0.056448 | 0.041 | 10.1 | System Off | 1 | 0
3688 | 3688 | 2012-06-02 15:59 | 18.34 | 29.63 | 29.63 | 18.34 | 649.61 | 602.15 | 238 | 14.22 | 647.21 | 0.92 | 0.93 | 0.91 | 0.22 | 456.83 | 0 | 0 | 186.99 | 0.19764 | 0.056448 | 0.024 | 10.08 | System Off | 1 | 0
3689 | 3689 | 2012-06-02 16:59 | 17.93 | 23.49 | 23.49 | 17.93 | 286.04 | 245.67 | 105 | 14.19 | 293.97 | 0.85 | 0.84 | 0.82 | 0.09 | 180.05 | 0 | 0 | 82.63 | 0.19324 | 0.056448 | 0.011 | 10.48 | System Off | 1 | 0
3690 | 3690 | 2012-06-02 17:59 | 17.51 | 20.45 | 20.45 | 17.51 | 154.86 | 116.87 | 57 | 14.15 | 163.12 | 0.69 | 0.72 | 0.7 | 0.04 | 78.72 | 0 | 0 | 44.91 | 0.19012 | 0.056448 | 0.006 | 10.53 | System Off | 1 | 0
3691 | 3691 | 2012-06-02 18:59 | 16.08 | 16.55 | 16.55 | 16.08 | 22.84 | 0 | 9 | 13.22 | 26.16 | 0 | 0 | 0 | 0 | 0 | 0 | 0 | 7.18 | 0.18558 | 0.056448 | 0.001 | 11.11 | System Off | 0 | 0
3692 | 3692 | 2012-06-02 19:59 | 14.65 | 14.65 | 14.65 | 14.65 | 0 | 0 | 0 | 0 | 0 | 0 | 0 | 0 | 0 | 0 | 0 | 0 | 0 | 0 | 0 | 0 | 0 | System Off | 0 | 0
3693 | 3693 | 2012-06-02 20:59 | 13.22 | 13.22 | 13.22 | 13.22 | 0 | 0 | 0 | 0 | 0 | 0 | 0 | 0 | 0 | 0 | 0 | 0 | 0 | 0 | 0 | 0 | 0 | System Off | 0 | 0
3694 | 3694 | 2012-06-02 21:59 | 13.05 | 13.05 | 13.05 | 13.05 | 0 | 0 | 0 | 0 | 0 | 0 | 0 | 0 | 0 | 0 | 0 | 0 | 0 | 0 | 0 | 0 | 0 | System Off | 0 | 0
3695 | 3695 | 2012-06-02 22:59 | 12.88 | 12.88 | 12.88 | 12.88 | 0 | 0 | 0 | 0 | 0 | 0 | 0 | 0 | 0 | 0 | 0 | 0 | 0 | 0 | 0 | 0 | 0 | System Off | 0 | 0
3696 | 3696 | 2012-06-02 23:59 | 12.71 | 12.71 | 12.71 | 12.71 | 0 | 0 | 0 | 0 | 0 | 0 | 0 | 0 | 0 | 0 | 0 | 0 | 0 | 0 | 0 | 0 | 0 | System Off | 0 | 0
3697 | 3697 | 2012-06-03 00:59 | 12.48 | 12.48 | 12.48 | 12.48 | 0 | 0 | 0 | 0 | 0 | 0 | 0 | 0 | 0 | 0 | 0 | 0 | 0 | 0 | 0 | 0 | 0 | System Off | 0 | 0
3698 | 3698 | 2012-06-03 01:59 | 12.24 | 12.24 | 12.24 | 12.24 | 0 | 0 | 0 | 0 | 0 | 0 | 0 | 0 | 0 | 0 | 0 | 0 | 0 | 0 | 0 | 0 | 0 | System Off | 0 | 0
3699 | 3699 | 2012-06-03 02:59 | 12.01 | 12.01 | 12.01 | 12.01 | 0 | 0 | 0 | 0 | 0 | 0 | 0 | 0 | 0 | 0 | 0 | 0 | 0 | 0 | 0 | 0 | 0 | System Off | 0 | 0
3700 | 3700 | 2012-06-03 03:59 | 12.15 | 12.81 | 12.81 | 12.15 | 37.36 | 1.42 | 14 | 13.9 | 41.64 | 0 | 0.03 | 0.03 | 0 | 2.76 | 0 | 0 | 11.07 | 0.18035 | 0.056448 | 0.001 | 7.14 | System Off | 0 | 0
3701 | 3701 | 2012-06-03 04:59 | 12.3 | 12.93 | 12.93 | 12.3 | 37.33 | 1.4 | 14 | 13.89 | 41.62 | 0 | 0.03 | 0.03 | 0 | 2.28 | 0 | 0 | 11.07 | 0.18056 | 0.056448 | 0.001 | 7.14 | System Off | 0 | 0
3702 | 3702 | 2012-06-03 05:59 | 12.44 | 13.55 | 13.55 | 12.44 | 69.8 | 33.3 | 26 | 13.98 | 75.73 | 0.38 | 0.44 | 0.43 | 0.01 | 42.71 | 0 | 0 | 20.54 | 0.18137 | 0.056448 | 0.003 | 11.54 | System Off | 0 | 0
3703 | 3703 | 2012-06-03 06:59 | 13.35 | 15.01 | 15.01 | 13.35 | 104.73 | 67.63 | 38 | 14.35 | 111.78 | 0.51 | 0.6 | 0.59 | 0.02 | 67.46 | 0 | 0 | 29.87 | 0.18325 | 0.056448 | 0.004 | 10.53 | System Off | 1 | 0
3704 | 3704 | 2012-06-03 07:59 | 14.26 | 18.5 | 18.5 | 14.26 | 273.23 | 233.1 | 99 | 14.37 | 280.69 | 0.81 | 0.83 | 0.81 | 0.08 | 182.83 | 0 | 0 | 77.76 | 0.18768 | 0.056448 | 0.01 | 10.1 | System Off | 1 | 0
3705 | 3705 | 2012-06-03 08:59 | 15.17 | 22.74 | 22.74 | 15.17 | 488.52 | 444.29 | 176 | 14.46 | 491.17 | 0.91 | 0.9 | 0.88 | 0.16 | 290.7 | 0 | 0 | 137.99 | 0.19296 | 0.056448 | 0.018 | 10.23 | System Off | 1 | 0
3706 | 3706 | 2012-06-03 09:59 | 15.53 | 20.53 | 20.53 | 15.53 | 311.97 | 271.12 | 113 | 14.38 | 319.05 | 0.88 | 0.85 | 0.83 | 0.1 | 162.83 | 0 | 0 | 88.73 | 0.19021 | 0.056448 | 0.012 | 10.62 | System Off | 1 | 0
3707 | 3707 | 2012-06-03 10:59 | 15.89 | 22.82 | 22.82 | 15.89 | 422.55 | 379.61 | 153 | 14.38 | 427.28 | 0.91 | 0.89 | 0.87 | 0.14 | 217.22 | 0 | 0 | 120.08 | 0.1928 | 0.056448 | 0.016 | 10.46 | System Off | 1 | 0
3708 | 3708 | 2012-06-03 11:59 | 16.24 | 20.72 | 20.72 | 16.24 | 263.35 | 223.4 | 96 | 14.29 | 271.24 | 0.83 | 0.82 | 0.81 | 0.08 | 126.01 | 0 | 0 | 75.48 | 0.19034 | 0.056448 | 0.01 | 10.42 | System Off | 1 | 0
3709 | 3709 | 2012-06-03 12:59 | 15.83 | 19.22 | 19.22 | 15.83 | 207.15 | 168.22 | 76 | 14.2 | 215.34 | 0.79 | 0.78 | 0.76 | 0.06 | 105.1 | 0 | 0 | 59.84 | 0.18872 | 0.056448 | 0.008 | 10.53 | System Off | 1 | 0
3710 | 3710 | 2012-06-03 13:59 | 15.42 | 19.79 | 19.79 | 15.42 | 281.39 | 241.1 | 102 | 14.37 | 288.9 | 0.88 | 0.83 | 0.82 | 0.09 | 170.28 | 0 | 0 | 80.12 | 0.18948 | 0.056448 | 0.01 | 9.8 | System Off | 1 | 0
3711 | 3711 | 2012-06-03 14:59 | 15 | 18.89 | 18.89 | 15 | 260.63 | 220.72 | 94 | 14.44 | 268.31 | 0.84 | 0.82 | 0.8 | 0.08 | 164.13 | 0 | 0 | 73.78 | 0.18846 | 0.056448 | 0.01 | 10.64 | System Off | 1 | 0
3712 | 3712 | 2012-06-03 15:59 | 14.65 | 16.85 | 16.85 | 14.65 | 141.87 | 104.11 | 52 | 14.21 | 149.65 | 0.76 | 0.7 | 0.68 | 0.04 | 78.98 | 0 | 0 | 40.95 | 0.1858 | 0.056448 | 0.005 | 9.62 | System Off | 1 | 0
3713 | 3713 | 2012-06-03 16:59 | 14.29 | 15.88 | 15.88 | 14.29 | 99.58 | 62.56 | 37 | 14.02 | 106.58 | 0.54 | 0.59 | 0.57 | 0.02 | 45.85 | 0 | 0 | 29.21 | 0.18452 | 0.056448 | 0.004 | 10.81 | System Off | 0 | 0
3714 | 3714 | 2012-06-03 17:59 | 13.94 | 16.48 | 16.48 | 13.94 | 158.49 | 120.43 | 58 | 14.23 | 166.36 | 0.69 | 0.72 | 0.71 | 0.04 | 81.13 | 0 | 0 | 45.66 | 0.18511 | 0.056448 | 0.006 | 10.34 | System Off | 1 | 0
3715 | 3715 | 2012-06-03 18:59 | 13.59 | 13.67 | 13.67 | 13.59 | 3.93 | 0 | 1 | 20.47 | 4.88 | 0 | 0 | 0 | 0 | 0 | 0 | 0 | 0.73 | 0.18167 | 0.056448 | 0 | 0 | System Off | 0 | 0
3716 | 3716 | 2012-06-03 19:59 | 13.24 | 13.24 | 13.24 | 13.24 | 0 | 0 | 0 | 0 | 0 | 0 | 0 | 0 | 0 | 0 | 0 | 0 | 0 | 0 | 0 | 0 | 0 | System Off | 0 | 0
3717 | 3717 | 2012-06-03 20:59 | 12.9 | 12.9 | 12.9 | 12.9 | 0 | 0 | 0 | 0 | 0 | 0 | 0 | 0 | 0 | 0 | 0 | 0 | 0 | 0 | 0 | 0 | 0 | System Off | 0 | 0
3718 | 3718 | 2012-06-03 21:59 | 12.75 | 12.75 | 12.75 | 12.75 | 0 | 0 | 0 | 0 | 0 | 0 | 0 | 0 | 0 | 0 | 0 | 0 | 0 | 0 | 0 | 0 | 0 | System Off | 0 | 0
3719 | 3719 | 2012-06-03 22:59 | 12.61 | 12.61 | 12.61 | 12.61 | 0 | 0 | 0 | 0 | 0 | 0 | 0 | 0 | 0 | 0 | 0 | 0 | 0 | 0 | 0 | 0 | 0 | System Off | 0 | 0
3720 | 3720 | 2012-06-03 23:59 | 12.46 | 12.46 | 12.46 | 12.46 | 0 | 0 | 0 | 0 | 0 | 0 | 0 | 0 | 0 | 0 | 0 | 0 | 0 | 0 | 0 | 0 | 0 | System Off | 0 | 0
3721 | 3721 | 2012-06-04 00:59 | 12.14 | 12.14 | 12.14 | 12.14 | 0 | 0 | 0 | 0 | 0 | 0 | 0 | 0 | 0 | 0 | 0 | 0 | 0 | 0 | 0 | 0 | 0 | System Off | 0 | 0
3722 | 3722 | 2012-06-04 01:59 | 11.81 | 11.81 | 11.81 | 11.81 | 0 | 0 | 0 | 0 | 0 | 0 | 0 | 0 | 0 | 0 | 0 | 0 | 0 | 0 | 0 | 0 | 0 | System Off | 0 | 0
3723 | 3723 | 2012-06-04 02:59 | 11.49 | 11.49 | 11.49 | 11.49 | 0 | 0 | 0 | 0 | 0 | 0 | 0 | 0 | 0 | 0 | 0 | 0 | 0 | 0 | 0 | 0 | 0 | System Off | 0 | 0
3724 | 3724 | 2012-06-04 03:59 | 11.91 | 12.82 | 12.82 | 11.91 | 44.28 | 8.23 | 16 | 14.41 | 48.99 | 0 | 0.17 | 0.16 | 0 | 15.97 | 0 | 0 | 12.57 | 0.18012 | 0.056448 | 0.002 | 12.5 | System Off | 0 | 0
3725 | 3725 | 2012-06-04 04:59 | 12.34 | 15.02 | 15.02 | 12.34 | 140.62 | 102.88 | 51 | 14.36 | 148.23 | 0.77 | 0.69 | 0.68 | 0.04 | 167.75 | 0 | 0 | 40.08 | 0.18251 | 0.056448 | 0.005 | 9.8 | System Off | 1 | 0
3726 | 3726 | 2012-06-04 05:59 | 12.76 | 20.91 | 20.91 | 12.76 | 443.32 | 399.97 | 159 | 14.52 | 447.16 | 0.88 | 0.89 | 0.87 | 0.14 | 512.95 | 0 | 0 | 124.52 | 0.18863 | 0.056448 | 0.016 | 10.06 | System Off | 1 | 0
3727 | 3727 | 2012-06-04 06:59 | 13.23 | 26.12 | 26.12 | 13.23 | 746.16 | 696.71 | 268 | 14.5 | 738.98 | 0.93 | 0.94 | 0.92 | 0.25 | 695.02 | 0 | 0 | 209.71 | 0.1949 | 0.056448 | 0.027 | 10.07 | System Off | 1 | 0
3728 | 3728 | 2012-06-04 07:59 | 13.69 | 32.2 | 32.2 | 13.69 | 1125.38 | 1067.58 | 408 | 14.37 | 1099.73 | 0.95 | 0.97 | 0.95 | 0.39 | 837.37 | 0 | 0 | 319.42 | 0.19963 | 0.056448 | 0.041 | 10.05 | System Off | 1 | 0
3729 | 3729 | 2012-06-04 08:59 | 14.15 | 24.08 | 24.08 | 14.15 | 631.97 | 584.87 | 226 | 14.56 | 629.47 | 0.93 | 0.93 | 0.91 | 0.21 | 382.68 | 0 | 0 | 176.85 | 0.19406 | 0.056448 | 0.023 | 10.18 | System Off | 1 | 0
3730 | 3730 | 2012-06-04 09:59 | 14.53 | 32.24 | 32.24 | 14.53 | 1155.73 | 1097.23 | 419 | 14.37 | 1128.4 | 0.95 | 0.97 | 0.95 | 0.4 | 659.01 | 0 | 0 | 328.16 | 0.20144 | 0.056448 | 0.042 | 10.02 | System Off | 1 | 0
3731 | 3731 | 2012-06-04 10:59 | 14.91 | 35.39 | 35.39 | 14.91 | 1370.88 | 1307.27 | 501 | 14.25 | 1331.57 | 0.94 | 0.98 | 0.96 | 0.47 | 748.06 | 0 | 0 | 392.76 | 0.20627 | 0.056448 | 0.05 | 9.98 | System Off | 1 | 0
3732 | 3732 | 2012-06-04 11:59 | 15.28 | 19.24 | 19.24 | 15.28 | 272.35 | 232.23 | 99 | 14.33 | 279.92 | 0.81 | 0.83 | 0.81 | 0.08 | 131 | 0 | 0 | 77.82 | 0.18913 | 0.056448 | 0.01 | 10.1 | System Off | 1 | 0
3733 | 3733 | 2012-06-04 12:59 | 14.97 | 22.64 | 22.64 | 14.97 | 537.68 | 492.48 | 193 | 14.51 | 538.59 | 0.93 | 0.91 | 0.89 | 0.18 | 307.7 | 0 | 0 | 151.23 | 0.19355 | 0.056448 | 0.02 | 10.36 | System Off | 1 | 0
3734 | 3734 | 2012-06-04 13:59 | 14.66 | 17.67 | 17.67 | 14.66 | 208.58 | 169.62 | 76 | 14.29 | 216.58 | 0.79 | 0.78 | 0.77 | 0.06 | 119.8 | 0 | 0 | 59.78 | 0.18706 | 0.056448 | 0.008 | 10.53 | System Off | 1 | 0
3735 | 3735 | 2012-06-04 14:59 | 14.34 | 17.7 | 17.7 | 14.34 | 235.21 | 195.77 | 85 | 14.41 | 243.02 | 0.82 | 0.81 | 0.79 | 0.07 | 145.58 | 0 | 0 | 66.75 | 0.18706 | 0.056448 | 0.009 | 10.59 | System Off | 1 | 0
3736 | 3736 | 2012-06-04 15:59 | 13.32 | 16.54 | 16.54 | 13.32 | 243.72 | 204.13 | 88 | 14.42 | 251.31 | 0.79 | 0.81 | 0.79 | 0.07 | 154.86 | 0 | 0 | 69.1 | 0.18578 | 0.056448 | 0.009 | 10.23 | System Off | 1 | 0
3737 | 3737 | 2012-06-04 16:59 | 12.29 | 13.53 | 13.53 | 12.29 | 98.26 | 61.27 | 36 | 14.22 | 105.06 | 0.55 | 0.58 | 0.57 | 0.02 | 44.9 | 0 | 0 | 28.36 | 0.18167 | 0.056448 | 0.004 | 11.11 | System Off | 0 | 0
3738 | 3738 | 2012-06-04 17:59 | 11.27 | 12.65 | 12.65 | 11.27 | 117.87 | 80.53 | 43 | 14.28 | 124.96 | 0.69 | 0.64 | 0.63 | 0.03 | 54.25 | 0 | 0 | 33.84 | 0.18061 | 0.056448 | 0.004 | 9.3 | System Off | 0 | 0
3739 | 3739 | 2012-06-04 18:59 | 10.23 | 10.32 | 10.32 | 10.23 | 6.14 | 0 | 2 | 15.99 | 7.42 | 0 | 0 | 0 | 0 | 0 | 0 | 0 | 1.54 | 0.17708 | 0.056448 | 0 | 0 | System Off | 0 | 0
3740 | 3740 | 2012-06-04 19:59 | 9.19 | 9.19 | 9.19 | 9.19 | 0 | 0 | 0 | 0 | 0 | 0 | 0 | 0 | 0 | 0 | 0 | 0 | 0 | 0 | 0 | 0 | 0 | System Off | 0 | 0
3741 | 3741 | 2012-06-04 20:59 | 8.15 | 8.15 | 8.15 | 8.15 | 0 | 0 | 0 | 0 | 0 | 0 | 0 | 0 | 0 | 0 | 0 | 0 | 0 | 0 | 0 | 0 | 0 | System Off | 0 | 0
3742 | 3742 | 2012-06-04 21:59 | 7.88 | 7.88 | 7.88 | 7.88 | 0 | 0 | 0 | 0 | 0 | 0 | 0 | 0 | 0 | 0 | 0 | 0 | 0 | 0 | 0 | 0 | 0 | System Off | 0 | 0
3743 | 3743 | 2012-06-04 22:59 | 7.62 | 7.62 | 7.62 | 7.62 | 0 | 0 | 0 | 0 | 0 | 0 | 0 | 0 | 0 | 0 | 0 | 0 | 0 | 0 | 0 | 0 | 0 | System Off | 0 | 0
3744 | 3744 | 2012-06-04 23:59 | 7.36 | 7.36 | 7.36 | 7.36 | 0 | 0 | 0 | 0 | 0 | 0 | 0 | 0 | 0 | 0 | 0 | 0 | 0 | 0 | 0 | 0 | 0 | System Off | 0 | 0
3745 | 3745 | 2012-06-05 00:59 | 7.19 | 7.19 | 7.19 | 7.19 | 0 | 0 | 0 | 0 | 0 | 0 | 0 | 0 | 0 | 0 | 0 | 0 | 0 | 0 | 0 | 0 | 0 | System Off | 0 | 0
3746 | 3746 | 2012-06-05 01:59 | 7.02 | 7.02 | 7.02 | 7.02 | 0 | 0 | 0 | 0 | 0 | 0 | 0 | 0 | 0 | 0 | 0 | 0 | 0 | 0 | 0 | 0 | 0 | System Off | 0 | 0
3747 | 3747 | 2012-06-05 02:59 | 6.85 | 6.85 | 6.85 | 6.85 | 0 | 0 | 0 | 0 | 0 | 0 | 0 | 0 | 0 | 0 | 0 | 0 | 0 | 0 | 0 | 0 | 0 | System Off | 0 | 0
3748 | 3748 | 2012-06-05 03:59 | 7.32 | 7.85 | 7.85 | 7.32 | 31.24 | 0 | 11 | 14.79 | 34.91 | 0 | 0 | 0 | 0 | 0 | 0 | 0 | 8.6 | 0.18131 | 0.056448 | 0.001 | 9.09 | System Off | 0 | 0
3749 | 3749 | 2012-06-05 04:59 | 7.8 | 11.35 | 11.35 | 7.8 | 220.79 | 181.61 | 78 | 14.74 | 227.99 | 0.89 | 0.8 | 0.78 | 0.07 | 296.12 | 0 | 0 | 60.99 | 0.17757 | 0.056448 | 0.008 | 10.26 | System Off | 1 | 0
3750 | 3750 | 2012-06-05 05:59 | 8.27 | 14.95 | 14.95 | 8.27 | 394.02 | 351.62 | 138 | 14.87 | 398.44 | 0.94 | 0.88 | 0.86 | 0.13 | 450.94 | 0 | 0 | 107.63 | 0.18122 | 0.056448 | 0.014 | 10.14 | System Off | 1 | 0
3751 | 3751 | 2012-06-05 06:59 | 9.39 | 21.48 | 21.48 | 9.39 | 749.35 | 699.83 | 264 | 14.78 | 741.37 | 0.94 | 0.94 | 0.92 | 0.25 | 698.14 | 0 | 0 | 205.89 | 0.18915 | 0.056448 | 0.026 | 9.85 | System Off | 1 | 0
3752 | 3752 | 2012-06-05 07:59 | 10.51 | 28.29 | 28.29 | 10.51 | 1100.77 | 1043.53 | 394 | 14.55 | 1076.01 | 0.96 | 0.97 | 0.95 | 0.38 | 818.51 | 0 | 0 | 307.79 | 0.19741 | 0.056448 | 0.039 | 9.9 | System Off | 1 | 0
3753 | 3753 | 2012-06-05 08:59 | 11.62 | 28.21 | 28.21 | 11.62 | 1022.4 | 966.95 | 366 | 14.55 | 1001.83 | 0.95 | 0.97 | 0.94 | 0.35 | 632.67 | 0 | 0 | 286 | 0.19759 | 0.056448 | 0.037 | 10.11 | System Off | 1 | 0
3754 | 3754 | 2012-06-05 09:59 | 12.39 | 35.06 | 35.06 | 12.39 | 1325.89 | 1263.37 | 484 | 14.27 | 1289.18 | 0.95 | 0.98 | 0.96 | 0.46 | 758.79 | 0 | 0 | 379 | 0.20164 | 0.056448 | 0.048 | 9.92 | System Off | 1 | 0
3755 | 3755 | 2012-06-05 10:59 | 13.16 | 46.84 | 46.84 | 13.16 | 1841.6 | 1765.93 | 699 | 13.72 | 1774.3 | 0.91 | 1 | 0.97 | 0.64 | 1010.52 | 0 | 0 | 549.68 | 0.21403 | 0.056448 | 0.069 | 9.87 | System Off | 1 | 0
3756 | 3756 | 2012-06-05 11:59 | 13.92 | 47.14 | 47.14 | 13.92 | 1738.37 | 1665.45 | 662 | 13.68 | 1677.66 | 0.91 | 0.99 | 0.97 | 0.6 | 939.45 | 0 | 0 | 520.84 | 0.21328 | 0.056448 | 0.065 | 9.82 | System Off | 1 | 0
3757 | 3757 | 2012-06-05 12:59 | 14.37 | 42.05 | 42.05 | 14.37 | 1427.47 | 1362.47 | 535 | 13.9 | 1385.5 | 0.91 | 0.98 | 0.96 | 0.49 | 851.27 | 0 | 0 | 420.27 | 0.20729 | 0.056448 | 0.053 | 9.91 | System Off | 1 | 0
3758 | 3758 | 2012-06-05 13:59 | 14.82 | 43.44 | 43.44 | 14.82 | 1438.93 | 1373.65 | 542 | 13.83 | 1396.28 | 0.92 | 0.98 | 0.96 | 0.5 | 970.15 | 0 | 0 | 426.01 | 0.20834 | 0.056448 | 0.054 | 9.96 | System Off | 1 | 0
3759 | 3759 | 2012-06-05 14:59 | 15.27 | 37.27 | 37.27 | 15.27 | 1090.72 | 1033.72 | 404 | 14.06 | 1067.6 | 0.91 | 0.97 | 0.95 | 0.37 | 768.7 | 0 | 0 | 317.09 | 0.20179 | 0.056448 | 0.04 | 9.9 | System Off | 1 | 0
3760 | 3760 | 2012-06-05 15:59 | 15.06 | 27.85 | 27.85 | 15.06 | 668.47 | 620.63 | 243 | 14.33 | 664.98 | 0.9 | 0.93 | 0.91 | 0.22 | 470.84 | 0 | 0 | 190.54 | 0.19628 | 0.056448 | 0.025 | 10.29 | System Off | 1 | 0
3761 | 3761 | 2012-06-05 16:59 | 14.84 | 21.41 | 21.41 | 14.84 | 347.66 | 306.13 | 126 | 14.37 | 354.13 | 0.87 | 0.86 | 0.85 | 0.11 | 224.36 | 0 | 0 | 98.9 | 0.1899 | 0.056448 | 0.013 | 10.32 | System Off | 1 | 0
3762 | 3762 | 2012-06-05 17:59 | 14.63 | 17.59 | 17.59 | 14.63 | 169.24 | 131 | 62 | 14.22 | 177.28 | 0.8 | 0.74 | 0.72 | 0.05 | 88.24 | 0 | 0 | 48.81 | 0.18629 | 0.056448 | 0.006 | 9.68 | System Off | 1 | 0
3763 | 3763 | 2012-06-05 18:59 | 13.65 | 14.06 | 14.06 | 13.65 | 21.29 | 0 | 8 | 13.86 | 24.38 | 0 | 0 | 0 | 0 | 0 | 0 | 0 | 6.33 | 0.18213 | 0.056448 | 0.001 | 12.5 | System Off | 0 | 0
3764 | 3764 | 2012-06-05 19:59 | 12.67 | 12.67 | 12.67 | 12.67 | 0 | 0 | 0 | 0 | 0 | 0 | 0 | 0 | 0 | 0 | 0 | 0 | 0 | 0 | 0 | 0 | 0 | System Off | 0 | 0
3765 | 3765 | 2012-06-05 20:59 | 11.7 | 11.7 | 11.7 | 11.7 | 0 | 0 | 0 | 0 | 0 | 0 | 0 | 0 | 0 | 0 | 0 | 0 | 0 | 0 | 0 | 0 | 0 | System Off | 0 | 0
3766 | 3766 | 2012-06-05 21:59 | 12.01 | 12.01 | 12.01 | 12.01 | 0 | 0 | 0 | 0 | 0 | 0 | 0 | 0 | 0 | 0 | 0 | 0 | 0 | 0 | 0 | 0 | 0 | System Off | 0 | 0
3767 | 3767 | 2012-06-05 22:59 | 12.33 | 12.33 | 12.33 | 12.33 | 0 | 0 | 0 | 0 | 0 | 0 | 0 | 0 | 0 | 0 | 0 | 0 | 0 | 0 | 0 | 0 | 0 | System Off | 0 | 0
3768 | 3768 | 2012-06-05 23:59 | 12.65 | 12.65 | 12.65 | 12.65 | 0 | 0 | 0 | 0 | 0 | 0 | 0 | 0 | 0 | 0 | 0 | 0 | 0 | 0 | 0 | 0 | 0 | System Off | 0 | 0
3769 | 3769 | 2012-06-06 00:59 | 12.37 | 12.37 | 12.37 | 12.37 | 0 | 0 | 0 | 0 | 0 | 0 | 0 | 0 | 0 | 0 | 0 | 0 | 0 | 0 | 0 | 0 | 0 | System Off | 0 | 0
3770 | 3770 | 2012-06-06 01:59 | 12.08 | 12.08 | 12.08 | 12.08 | 0 | 0 | 0 | 0 | 0 | 0 | 0 | 0 | 0 | 0 | 0 | 0 | 0 | 0 | 0 | 0 | 0 | System Off | 0 | 0
3771 | 3771 | 2012-06-06 02:59 | 11.8 | 11.8 | 11.8 | 11.8 | 0 | 0 | 0 | 0 | 0 | 0 | 0 | 0 | 0 | 0 | 0 | 0 | 0 | 0 | 0 | 0 | 0 | System Off | 0 | 0
3772 | 3772 | 2012-06-06 03:59 | 11.83 | 12.97 | 12.97 | 11.83 | 74.69 | 38.11 | 27 | 14.41 | 80.76 | 0.36 | 0.47 | 0.46 | 0.01 | 74 | 0 | 0 | 21.21 | 0.18057 | 0.056448 | 0.003 | 11.11 | System Off | 1 | 0
3773 | 3773 | 2012-06-06 04:59 | 11.85 | 14.15 | 14.15 | 11.85 | 158.13 | 120.08 | 57 | 14.45 | 165.76 | 0.69 | 0.72 | 0.71 | 0.04 | 195.78 | 0 | 0 | 44.75 | 0.18213 | 0.056448 | 0.006 | 10.53 | System Off | 1 | 0
3774 | 3774 | 2012-06-06 05:59 | 11.88 | 13.43 | 13.43 | 11.88 | 107.88 | 70.72 | 39 | 14.41 | 114.87 | 0.75 | 0.62 | 0.6 | 0.03 | 90.69 | 0 | 0 | 30.64 | 0.18125 | 0.056448 | 0.004 | 10.26 | System Off | 1 | 0
3775 | 3775 | 2012-06-06 06:59 | 12.62 | 14.14 | 14.14 | 12.62 | 105.15 | 68.03 | 38 | 14.41 | 112.13 | 0.51 | 0.61 | 0.59 | 0.02 | 67.87 | 0 | 0 | 29.85 | 0.18223 | 0.056448 | 0.004 | 10.53 | System Off | 1 | 0
3776 | 3776 | 2012-06-06 07:59 | 13.35 | 17.6 | 17.6 | 13.35 | 301.22 | 260.56 | 108 | 14.53 | 308.1 | 0.83 | 0.85 | 0.83 | 0.09 | 204.38 | 0 | 0 | 84.67 | 0.18685 | 0.056448 | 0.011 | 10.19 | System Off | 1 | 0
3777 | 3777 | 2012-06-06 08:59 | 14.08 | 21.59 | 21.59 | 14.08 | 535.13 | 489.98 | 191 | 14.59 | 535.98 | 0.94 | 0.91 | 0.89 | 0.18 | 320.59 | 0 | 0 | 149.51 | 0.19215 | 0.056448 | 0.019 | 9.95 | System Off | 1 | 0
3778 | 3778 | 2012-06-06 09:59 | 14.54 | 25 | 25 | 14.54 | 748.35 | 698.84 | 267 | 14.6 | 740.91 | 0.93 | 0.94 | 0.92 | 0.25 | 419.73 | 0 | 0 | 208.86 | 0.19675 | 0.056448 | 0.027 | 10.11 | System Off | 1 | 0
3779 | 3779 | 2012-06-06 10:59 | 14.99 | 19.13 | 19.13 | 14.99 | 294.36 | 253.83 | 106 | 14.46 | 301.57 | 0.84 | 0.84 | 0.82 | 0.09 | 145.25 | 0 | 0 | 83.17 | 0.18907 | 0.056448 | 0.011 | 10.38 | System Off | 1 | 0
3780 | 3780 | 2012-06-06 11:59 | 15.44 | 20.15 | 20.15 | 15.44 | 336.83 | 295.51 | 121 | 14.5 | 343.35 | 0.9 | 0.86 | 0.84 | 0.11 | 166.69 | 0 | 0 | 94.89 | 0.19049 | 0.056448 | 0.012 | 9.92 | System Off | 1 | 0
3781 | 3781 | 2012-06-06 12:59 | 16.17 | 32.67 | 32.67 | 16.17 | 1205.11 | 1145.45 | 437 | 14.36 | 1175.06 | 0.94 | 0.97 | 0.95 | 0.41 | 715.68 | 0 | 0 | 342.47 | 0.20481 | 0.056448 | 0.044 | 10.07 | System Off | 1 | 0
3782 | 3782 | 2012-06-06 13:59 | 16.9 | 30.15 | 30.15 | 16.9 | 986.27 | 931.62 | 357 | 14.39 | 967.87 | 0.95 | 0.96 | 0.94 | 0.34 | 657.97 | 0 | 0 | 279.88 | 0.20172 | 0.056448 | 0.036 | 10.08 | System Off | 1 | 0
3783 | 3783 | 2012-06-06 14:59 | 17.62 | 28.39 | 28.39 | 17.62 | 815.51 | 764.59 | 295 | 14.4 | 805.45 | 0.95 | 0.95 | 0.93 | 0.28 | 568.57 | 0 | 0 | 231.37 | 0.19955 | 0.056448 | 0.03 | 10.17 | System Off | 1 | 0
3784 | 3784 | 2012-06-06 15:59 | 17.42 | 24.35 | 24.35 | 17.42 | 476.19 | 432.2 | 173 | 14.34 | 479.5 | 0.92 | 0.9 | 0.88 | 0.16 | 327.89 | 0 | 0 | 135.88 | 0.19606 | 0.056448 | 0.018 | 10.4 | System Off | 1 | 0
3785 | 3785 | 2012-06-06 16:59 | 17.22 | 20.33 | 20.33 | 17.22 | 189.41 | 150.8 | 70 | 14.09 | 197.78 | 0.71 | 0.76 | 0.75 | 0.05 | 110.52 | 0 | 0 | 55.19 | 0.19039 | 0.056448 | 0.007 | 10 | System Off | 1 | 0
3786 | 3786 | 2012-06-06 17:59 | 17.02 | 18.98 | 18.98 | 17.02 | 105.16 | 68.05 | 39 | 14.04 | 112.55 | 0.5 | 0.6 | 0.59 | 0.02 | 45.84 | 0 | 0 | 30.78 | 0.18848 | 0.056448 | 0.004 | 10.26 | System Off | 0 | 0
3787 | 3787 | 2012-06-06 18:59 | 16.25 | 16.87 | 16.87 | 16.25 | 31.41 | 0 | 12 | 13.63 | 35.46 | 0 | 0 | 0 | 0 | 0 | 0 | 0 | 9.52 | 0.18598 | 0.056448 | 0.001 | 8.33 | System Off | 0 | 0
3788 | 3788 | 2012-06-06 19:59 | 15.47 | 15.47 | 15.47 | 15.47 | 0 | 0 | 0 | 0 | 0 | 0 | 0 | 0 | 0 | 0 | 0 | 0 | 0 | 0 | 0 | 0 | 0 | System Off | 0 | 0
3789 | 3789 | 2012-06-06 20:59 | 14.7 | 14.7 | 14.7 | 14.7 | 0 | 0 | 0 | 0 | 0 | 0 | 0 | 0 | 0 | 0 | 0 | 0 | 0 | 0 | 0 | 0 | 0 | System Off | 0 | 0
3790 | 3790 | 2012-06-06 21:59 | 14.65 | 14.65 | 14.65 | 14.65 | 0 | 0 | 0 | 0 | 0 | 0 | 0 | 0 | 0 | 0 | 0 | 0 | 0 | 0 | 0 | 0 | 0 | System Off | 0 | 0
3791 | 3791 | 2012-06-06 22:59 | 14.61 | 14.61 | 14.61 | 14.61 | 0 | 0 | 0 | 0 | 0 | 0 | 0 | 0 | 0 | 0 | 0 | 0 | 0 | 0 | 0 | 0 | 0 | System Off | 0 | 0
3792 | 3792 | 2012-06-06 23:59 | 14.57 | 14.57 | 14.57 | 14.57 | 0 | 0 | 0 | 0 | 0 | 0 | 0 | 0 | 0 | 0 | 0 | 0 | 0 | 0 | 0 | 0 | 0 | System Off | 0 | 0
3793 | 3793 | 2012-06-07 00:59 | 14.21 | 14.21 | 14.21 | 14.21 | 0 | 0 | 0 | 0 | 0 | 0 | 0 | 0 | 0 | 0 | 0 | 0 | 0 | 0 | 0 | 0 | 0 | System Off | 0 | 0
3794 | 3794 | 2012-06-07 01:59 | 13.86 | 13.86 | 13.86 | 13.86 | 0 | 0 | 0 | 0 | 0 | 0 | 0 | 0 | 0 | 0 | 0 | 0 | 0 | 0 | 0 | 0 | 0 | System Off | 0 | 0
3795 | 3795 | 2012-06-07 02:59 | 13.5 | 13.5 | 13.5 | 13.5 | 0 | 0 | 0 | 0 | 0 | 0 | 0 | 0 | 0 | 0 | 0 | 0 | 0 | 0 | 0 | 0 | 0 | System Off | 0 | 0
3796 | 3796 | 2012-06-07 03:59 | 13.92 | 14.32 | 14.32 | 13.92 | 21.26 | 0 | 8 | 13.84 | 24.36 | 0 | 0 | 0 | 0 | 0 | 0 | 0 | 6.33 | 0.1825 | 0.056448 | 0.001 | 12.5 | System Off | 0 | 0
3797 | 3797 | 2012-06-07 04:59 | 14.35 | 15.17 | 15.17 | 14.35 | 43.78 | 7.73 | 16 | 14.25 | 48.57 | 0 | 0.16 | 0.16 | 0 | 12.61 | 0 | 0 | 12.6 | 0.18351 | 0.056448 | 0.002 | 12.5 | System Off | 0 | 0
3798 | 3798 | 2012-06-07 05:59 | 14.77 | 16.74 | 16.74 | 14.77 | 106.27 | 69.13 | 39 | 14.19 | 113.49 | 0.75 | 0.61 | 0.6 | 0.03 | 88.66 | 0 | 0 | 30.72 | 0.1853 | 0.056448 | 0.004 | 10.26 | System Off | 1 | 0
3799 | 3799 | 2012-06-07 06:59 | 15.9 | 20.86 | 20.86 | 15.9 | 277.66 | 237.45 | 101 | 14.32 | 285.37 | 0.89 | 0.83 | 0.81 | 0.09 | 236.87 | 0 | 0 | 79.37 | 0.19011 | 0.056448 | 0.01 | 9.9 | System Off | 1 | 0
3800 | 3800 | 2012-06-07 07:59 | 17.03 | 23.2 | 23.2 | 17.03 | 349.29 | 307.73 | 127 | 14.32 | 355.96 | 0.86 | 0.86 | 0.85 | 0.11 | 241.37 | 0 | 0 | 99.76 | 0.19309 | 0.056448 | 0.013 | 10.24 | System Off | 1 | 0
3801 | 3801 | 2012-06-07 08:59 | 18.16 | 35.29 | 35.29 | 18.16 | 976.1 | 921.68 | 360 | 14.12 | 958.91 | 0.91 | 0.96 | 0.94 | 0.33 | 603.05 | 0 | 0 | 282.78 | 0.20377 | 0.056448 | 0.036 | 10 | System Off | 1 | 0
3802 | 3802 | 2012-06-07 09:59 | 19.08 | 41.75 | 41.75 | 19.08 | 1325.37 | 1262.86 | 497 | 13.89 | 1289.38 | 0.92 | 0.98 | 0.96 | 0.46 | 758.48 | 0 | 0 | 391.08 | 0.21242 | 0.056448 | 0.05 | 10.06 | System Off | 1 | 0
3803 | 3803 | 2012-06-07 10:59 | 20 | 57.87 | 57.87 | 20 | 2220.32 | 2134.09 | 879 | 13.16 | 2129.05 | 0.88 | 1 | 0.98 | 0.77 | 1221.19 | 0 | 0 | 695.92 | 0.21771 | 0.056448 | 0.086 | 9.78 | System Off | 1 | 0
3804 | 3804 | 2012-06-07 11:59 | 20.91 | 58.12 | 58.12 | 20.91 | 2262.16 | 2174.71 | 896 | 13.15 | 2168.24 | 0.88 | 1 | 0.98 | 0.79 | 1226.71 | 0 | 0 | 709.68 | 0.21997 | 0.056448 | 0.088 | 9.82 | System Off | 1 | 0
3805 | 3805 | 2012-06-07 12:59 | 21.32 | 49.71 | 49.71 | 21.32 | 1765.73 | 1692.09 | 679 | 13.54 | 1703.31 | 0.9 | 0.99 | 0.97 | 0.61 | 1057.21 | 0 | 0 | 536.14 | 0.22161 | 0.056448 | 0.067 | 9.87 | System Off | 1 | 0
3806 | 3806 | 2012-06-07 13:59 | 21.73 | 34.33 | 34.33 | 21.73 | 802.13 | 751.49 | 297 | 14.07 | 793.56 | 0.91 | 0.95 | 0.93 | 0.27 | 530.75 | 0 | 0 | 233.76 | 0.20577 | 0.056448 | 0.03 | 10.1 | System Off | 1 | 0
3807 | 3807 | 2012-06-07 14:59 | 22.13 | 31.14 | 31.14 | 22.13 | 575.55 | 529.59 | 213 | 14.07 | 576.35 | 0.89 | 0.92 | 0.9 | 0.19 | 393.82 | 0 | 0 | 167.77 | 0.2019 | 0.056448 | 0.022 | 10.33 | System Off | 1 | 0
3808 | 3808 | 2012-06-07 15:59 | 21.02 | 22.45 | 22.45 | 21.02 | 89.65 | 52.81 | 34 | 13.73 | 96.92 | 0.58 | 0.54 | 0.53 | 0.02 | 40.06 | 0 | 0 | 26.94 | 0.19394 | 0.056448 | 0.004 | 11.76 | System Off | 0 | 0
3809 | 3809 | 2012-06-07 16:59 | 19.91 | 24.47 | 24.47 | 19.91 | 305.03 | 264.3 | 112 | 14.18 | 312.78 | 0.89 | 0.85 | 0.83 | 0.1 | 193.7 | 0 | 0 | 88.18 | 0.19332 | 0.056448 | 0.011 | 9.82 | System Off | 1 | 0
3810 | 3810 | 2012-06-07 17:59 | 18.8 | 20.81 | 20.81 | 18.8 | 134.62 | 96.99 | 50 | 14.02 | 142.71 | 0.79 | 0.68 | 0.66 | 0.04 | 65.34 | 0 | 0 | 39.47 | 0.1916 | 0.056448 | 0.005 | 10 | System Off | 0 | 0
3811 | 3811 | 2012-06-07 18:59 | 18.1 | 18.24 | 18.24 | 18.1 | 7.94 | 0 | 3 | 13.78 | 9.61 | 0 | 0 | 0 | 0 | 0 | 0 | 0 | 2.38 | 0.18812 | 0.056448 | 0 | 0 | System Off | 0 | 0
3812 | 3812 | 2012-06-07 19:59 | 17.39 | 17.39 | 17.39 | 17.39 | 0 | 0 | 0 | 0 | 0 | 0 | 0 | 0 | 0 | 0 | 0 | 0 | 0 | 0 | 0 | 0 | 0 | System Off | 0 | 0
3813 | 3813 | 2012-06-07 20:59 | 16.69 | 16.69 | 16.69 | 16.69 | 0 | 0 | 0 | 0 | 0 | 0 | 0 | 0 | 0 | 0 | 0 | 0 | 0 | 0 | 0 | 0 | 0 | System Off | 0 | 0
3814 | 3814 | 2012-06-07 21:59 | 16.11 | 16.11 | 16.11 | 16.11 | 0 | 0 | 0 | 0 | 0 | 0 | 0 | 0 | 0 | 0 | 0 | 0 | 0 | 0 | 0 | 0 | 0 | System Off | 0 | 0
3815 | 3815 | 2012-06-07 22:59 | 15.54 | 15.54 | 15.54 | 15.54 | 0 | 0 | 0 | 0 | 0 | 0 | 0 | 0 | 0 | 0 | 0 | 0 | 0 | 0 | 0 | 0 | 0 | System Off | 0 | 0
3816 | 3816 | 2012-06-07 23:59 | 14.97 | 14.97 | 14.97 | 14.97 | 0 | 0 | 0 | 0 | 0 | 0 | 0 | 0 | 0 | 0 | 0 | 0 | 0 | 0 | 0 | 0 | 0 | System Off | 0 | 0
3817 | 3817 | 2012-06-08 00:59 | 14.89 | 14.89 | 14.89 | 14.89 | 0 | 0 | 0 | 0 | 0 | 0 | 0 | 0 | 0 | 0 | 0 | 0 | 0 | 0 | 0 | 0 | 0 | System Off | 0 | 0
3818 | 3818 | 2012-06-08 01:59 | 14.8 | 14.8 | 14.8 | 14.8 | 0 | 0 | 0 | 0 | 0 | 0 | 0 | 0 | 0 | 0 | 0 | 0 | 0 | 0 | 0 | 0 | 0 | System Off | 0 | 0
3819 | 3819 | 2012-06-08 02:59 | 14.72 | 14.72 | 14.72 | 14.72 | 0 | 0 | 0 | 0 | 0 | 0 | 0 | 0 | 0 | 0 | 0 | 0 | 0 | 0 | 0 | 0 | 0 | System Off | 0 | 0
3820 | 3820 | 2012-06-08 03:59 | 14.88 | 16.15 | 16.15 | 14.88 | 75.78 | 39.18 | 28 | 14.1 | 82.11 | 0.35 | 0.48 | 0.47 | 0.01 | 76.07 | 0 | 0 | 22.09 | 0.18488 | 0.056448 | 0.003 | 10.71 | System Off | 1 | 0
3821 | 3821 | 2012-06-08 04:59 | 15.05 | 17.5 | 17.5 | 15.05 | 153.65 | 115.68 | 56 | 14.29 | 161.59 | 0.7 | 0.72 | 0.7 | 0.04 | 188.61 | 0 | 0 | 44.05 | 0.18657 | 0.056448 | 0.006 | 10.71 | System Off | 1 | 0
3822 | 3822 | 2012-06-08 05:59 | 15.21 | 21.66 | 21.66 | 15.21 | 407.29 | 364.64 | 147 | 14.43 | 412.28 | 0.88 | 0.88 | 0.86 | 0.13 | 467.63 | 0 | 0 | 115.32 | 0.19151 | 0.056448 | 0.015 | 10.2 | System Off | 1 | 0
3823 | 3823 | 2012-06-08 06:59 | 16.06 | 26.21 | 26.21 | 16.06 | 715.51 | 666.7 | 257 | 14.5 | 709.73 | 0.93 | 0.94 | 0.92 | 0.24 | 665.09 | 0 | 0 | 201.3 | 0.19529 | 0.056448 | 0.026 | 10.12 | System Off | 1 | 0
3824 | 3824 | 2012-06-08 07:59 | 16.9 | 31.71 | 31.71 | 16.9 | 1133.73 | 1075.74 | 411 | 14.37 | 1107.56 | 0.95 | 0.97 | 0.95 | 0.39 | 843.77 | 0 | 0 | 322.23 | 0.20454 | 0.056448 | 0.041 | 9.98 | System Off | 1 | 0
3825 | 3825 | 2012-06-08 08:59 | 17.74 | 36.61 | 36.61 | 17.74 | 1535.02 | 1467.34 | 562 | 14.23 | 1486.12 | 0.94 | 0.99 | 0.96 | 0.53 | 960.07 | 0 | 0 | 441.16 | 0.21375 | 0.056448 | 0.056 | 9.96 | System Off | 1 | 0
3826 | 3826 | 2012-06-08 09:59 | 18.31 | 24.19 | 24.19 | 18.31 | 470.96 | 427.07 | 171 | 14.34 | 474.41 | 0.88 | 0.9 | 0.88 | 0.15 | 256.5 | 0 | 0 | 134.35 | 0.19409 | 0.056448 | 0.017 | 9.94 | System Off | 1 | 0
3827 | 3827 | 2012-06-08 10:59 | 18.87 | 21.24 | 21.24 | 18.87 | 183.89 | 145.38 | 68 | 14.08 | 192.35 | 0.73 | 0.76 | 0.74 | 0.05 | 83.19 | 0 | 0 | 53.64 | 0.19265 | 0.056448 | 0.007 | 10.29 | System Off | 1 | 0
3828 | 3828 | 2012-06-08 11:59 | 19.43 | 22.14 | 22.14 | 19.43 | 209.21 | 170.25 | 77 | 14.15 | 217.74 | 0.77 | 0.78 | 0.76 | 0.06 | 96.03 | 0 | 0 | 60.68 | 0.19393 | 0.056448 | 0.008 | 10.39 | System Off | 1 | 0
3829 | 3829 | 2012-06-08 12:59 | 19.33 | 43.93 | 43.93 | 19.33 | 1969.16 | 1890.02 | 737 | 13.92 | 1893.9 | 0.92 | 1 | 0.97 | 0.68 | 1180.88 | 0 | 0 | 580.21 | 0.22151 | 0.056448 | 0.073 | 9.91 | System Off | 1 | 0
3830 | 3830 | 2012-06-08 13:59 | 19.23 | 21.84 | 21.84 | 19.23 | 209.49 | 170.52 | 77 | 14.17 | 217.98 | 0.77 | 0.78 | 0.77 | 0.06 | 120.43 | 0 | 0 | 60.67 | 0.19364 | 0.056448 | 0.008 | 10.39 | System Off | 1 | 0
3831 | 3831 | 2012-06-08 14:59 | 19.12 | 29.76 | 29.76 | 19.12 | 894.65 | 842.02 | 324 | 14.38 | 880.87 | 0.92 | 0.96 | 0.93 | 0.3 | 626.15 | 0 | 0 | 254.23 | 0.20328 | 0.056448 | 0.033 | 10.19 | System Off | 1 | 0
3832 | 3832 | 2012-06-08 15:59 | 18.36 | 27.03 | 27.03 | 18.36 | 686.24 | 638.03 | 248 | 14.41 | 681.86 | 0.93 | 0.94 | 0.91 | 0.23 | 484.05 | 0 | 0 | 194.57 | 0.19818 | 0.056448 | 0.025 | 10.08 | System Off | 1 | 0
3833 | 3833 | 2012-06-08 16:59 | 17.61 | 22.53 | 22.53 | 17.61 | 351.59 | 309.99 | 128 | 14.31 | 358.12 | 0.86 | 0.87 | 0.85 | 0.11 | 227.19 | 0 | 0 | 100.62 | 0.19398 | 0.056448 | 0.013 | 10.16 | System Off | 1 | 0
3834 | 3834 | 2012-06-08 17:59 | 16.85 | 17.28 | 17.28 | 16.85 | 27.57 | 0 | 11 | 13.05 | 31.33 | 0 | 0 | 0 | 0 | 0 | 0 | 0 | 8.79 | 0.18678 | 0.056448 | 0.001 | 9.09 | System Off | 0 | 0
3835 | 3835 | 2012-06-08 18:59 | 15.86 | 16.39 | 16.39 | 15.86 | 32.77 | 0 | 12 | 14.22 | 36.9 | 0 | 0 | 0 | 0 | 0 | 0 | 0 | 9.45 | 0.18543 | 0.056448 | 0.001 | 8.33 | System Off | 0 | 0
3836 | 3836 | 2012-06-08 19:59 | 14.87 | 14.87 | 14.87 | 14.87 | 0 | 0 | 0 | 0 | 0 | 0 | 0 | 0 | 0 | 0 | 0 | 0 | 0 | 0 | 0 | 0 | 0 | System Off | 0 | 0
3837 | 3837 | 2012-06-08 20:59 | 13.89 | 13.89 | 13.89 | 13.89 | 0 | 0 | 0 | 0 | 0 | 0 | 0 | 0 | 0 | 0 | 0 | 0 | 0 | 0 | 0 | 0 | 0 | System Off | 0 | 0
3838 | 3838 | 2012-06-08 21:59 | 13.48 | 13.48 | 13.48 | 13.48 | 0 | 0 | 0 | 0 | 0 | 0 | 0 | 0 | 0 | 0 | 0 | 0 | 0 | 0 | 0 | 0 | 0 | System Off | 0 | 0
3839 | 3839 | 2012-06-08 22:59 | 13.08 | 13.08 | 13.08 | 13.08 | 0 | 0 | 0 | 0 | 0 | 0 | 0 | 0 | 0 | 0 | 0 | 0 | 0 | 0 | 0 | 0 | 0 | System Off | 0 | 0
3840 | 3840 | 2012-06-08 23:59 | 12.68 | 12.68 | 12.68 | 12.68 | 0 | 0 | 0 | 0 | 0 | 0 | 0 | 0 | 0 | 0 | 0 | 0 | 0 | 0 | 0 | 0 | 0 | System Off | 0 | 0
3841 | 3841 | 2012-06-09 00:59 | 12.2 | 12.2 | 12.2 | 12.2 | 0 | 0 | 0 | 0 | 0 | 0 | 0 | 0 | 0 | 0 | 0 | 0 | 0 | 0 | 0 | 0 | 0 | System Off | 0 | 0
3842 | 3842 | 2012-06-09 01:59 | 11.72 | 11.72 | 11.72 | 11.72 | 0 | 0 | 0 | 0 | 0 | 0 | 0 | 0 | 0 | 0 | 0 | 0 | 0 | 0 | 0 | 0 | 0 | System Off | 0 | 0
3843 | 3843 | 2012-06-09 02:59 | 11.24 | 11.24 | 11.24 | 11.24 | 0 | 0 | 0 | 0 | 0 | 0 | 0 | 0 | 0 | 0 | 0 | 0 | 0 | 0 | 0 | 0 | 0 | System Off | 0 | 0
3844 | 3844 | 2012-06-09 03:59 | 11.7 | 12.99 | 12.99 | 11.7 | 81.71 | 45 | 30 | 14.19 | 88.02 | 0.66 | 0.51 | 0.5 | 0.02 | 87.39 | 0 | 0 | 23.64 | 0.18054 | 0.056448 | 0.003 | 10 | System Off | 1 | 0
3845 | 3845 | 2012-06-09 04:59 | 12.15 | 15.05 | 15.05 | 12.15 | 196.13 | 157.4 | 71 | 14.39 | 203.9 | 0.84 | 0.77 | 0.76 | 0.06 | 256.65 | 0 | 0 | 55.78 | 0.18327 | 0.056448 | 0.007 | 9.86 | System Off | 1 | 0
3846 | 3846 | 2012-06-09 05:59 | 12.61 | 17.7 | 17.7 | 12.61 | 331.65 | 290.43 | 118 | 14.64 | 337.95 | 0.92 | 0.86 | 0.84 | 0.11 | 372.46 | 0 | 0 | 92.36 | 0.1863 | 0.056448 | 0.012 | 10.17 | System Off | 1 | 0
3847 | 3847 | 2012-06-09 06:59 | 13.37 | 23.08 | 23.08 | 13.37 | 729.67 | 680.56 | 259 | 14.67 | 722.81 | 0.96 | 0.94 | 0.92 | 0.25 | 678.91 | 0 | 0 | 202.45 | 0.19463 | 0.056448 | 0.026 | 10.04 | System Off | 1 | 0
3848 | 3848 | 2012-06-09 07:59 | 14.12 | 29.18 | 29.18 | 14.12 | 1217.54 | 1157.59 | 436 | 14.54 | 1186.5 | 0.96 | 0.98 | 0.95 | 0.42 | 907.98 | 0 | 0 | 341.07 | 0.20169 | 0.056448 | 0.043 | 9.86 | System Off | 1 | 0
3849 | 3849 | 2012-06-09 08:59 | 14.87 | 31.76 | 31.76 | 14.87 | 1427.35 | 1362.35 | 513 | 14.49 | 1384.46 | 0.95 | 0.98 | 0.96 | 0.49 | 891.38 | 0 | 0 | 401.5 | 0.20679 | 0.056448 | 0.051 | 9.94 | System Off | 1 | 0
3850 | 3850 | 2012-06-09 09:59 | 15.21 | 26.54 | 26.54 | 15.21 | 945.14 | 891.4 | 337 | 14.61 | 928.38 | 0.95 | 0.96 | 0.94 | 0.32 | 535.38 | 0 | 0 | 263.62 | 0.19817 | 0.056448 | 0.034 | 10.09 | System Off | 1 | 0
3851 | 3851 | 2012-06-09 10:59 | 15.54 | 33.44 | 33.44 | 15.54 | 1470.4 | 1404.34 | 532 | 14.4 | 1425.08 | 0.96 | 0.99 | 0.96 | 0.51 | 803.61 | 0 | 0 | 416.78 | 0.20881 | 0.056448 | 0.053 | 9.96 | System Off | 1 | 0
3852 | 3852 | 2012-06-09 11:59 | 15.87 | 32.82 | 32.82 | 15.87 | 1377.03 | 1313.27 | 498 | 14.4 | 1337.19 | 0.94 | 0.98 | 0.96 | 0.47 | 740.79 | 0 | 0 | 390.16 | 0.20753 | 0.056448 | 0.049 | 9.84 | System Off | 1 | 0
3853 | 3853 | 2012-06-09 12:59 | 15.8 | 33.1 | 33.1 | 15.8 | 1402.11 | 1337.73 | 507 | 14.4 | 1360.85 | 0.95 | 0.98 | 0.96 | 0.48 | 835.81 | 0 | 0 | 397.17 | 0.20789 | 0.056448 | 0.05 | 9.86 | System Off | 1 | 0
3854 | 3854 | 2012-06-09 13:59 | 15.73 | 27.72 | 27.72 | 15.73 | 972.15 | 917.82 | 348 | 14.55 | 954.15 | 0.95 | 0.96 | 0.94 | 0.33 | 648.22 | 0 | 0 | 272.37 | 0.19951 | 0.056448 | 0.035 | 10.06 | System Off | 1 | 0
3855 | 3855 | 2012-06-09 14:59 | 15.66 | 21.95 | 21.95 | 15.66 | 506.1 | 461.52 | 181 | 14.56 | 508.03 | 0.94 | 0.91 | 0.89 | 0.17 | 343.2 | 0 | 0 | 141.79 | 0.19391 | 0.056448 | 0.018 | 9.94 | System Off | 1 | 0
3856 | 3856 | 2012-06-09 15:59 | 15.35 | 23.83 | 23.83 | 15.35 | 650.86 | 603.38 | 233 | 14.55 | 647.54 | 0.94 | 0.93 | 0.91 | 0.22 | 457.76 | 0 | 0 | 182.47 | 0.19617 | 0.056448 | 0.023 | 9.87 | System Off | 1 | 0
3857 | 3857 | 2012-06-09 16:59 | 15.04 | 19.9 | 19.9 | 15.04 | 332.65 | 291.4 | 120 | 14.44 | 339.22 | 0.91 | 0.86 | 0.84 | 0.11 | 213.57 | 0 | 0 | 94.17 | 0.18987 | 0.056448 | 0.012 | 10 | System Off | 1 | 0
3858 | 3858 | 2012-06-09 17:59 | 14.73 | 17.29 | 17.29 | 14.73 | 172.99 | 134.67 | 63 | 14.3 | 181 | 0.79 | 0.74 | 0.73 | 0.05 | 90.72 | 0 | 0 | 49.55 | 0.18648 | 0.056448 | 0.006 | 9.52 | System Off | 1 | 0
3859 | 3859 | 2012-06-09 18:59 | 13.83 | 14.12 | 14.12 | 13.83 | 16.84 | 0 | 6 | 14.62 | 19.5 | 0 | 0 | 0 | 0 | 0 | 0 | 0 | 4.7 | 0.18227 | 0.056448 | 0.001 | 16.67 | System Off | 0 | 0
3860 | 3860 | 2012-06-09 19:59 | 12.92 | 12.92 | 12.92 | 12.92 | 0 | 0 | 0 | 0 | 0 | 0 | 0 | 0 | 0 | 0 | 0 | 0 | 0 | 0 | 0 | 0 | 0 | System Off | 0 | 0
3861 | 3861 | 2012-06-09 20:59 | 12.02 | 12.02 | 12.02 | 12.02 | 0 | 0 | 0 | 0 | 0 | 0 | 0 | 0 | 0 | 0 | 0 | 0 | 0 | 0 | 0 | 0 | 0 | System Off | 0 | 0
3862 | 3862 | 2012-06-09 21:59 | 11.6 | 11.6 | 11.6 | 11.6 | 0 | 0 | 0 | 0 | 0 | 0 | 0 | 0 | 0 | 0 | 0 | 0 | 0 | 0 | 0 | 0 | 0 | System Off | 0 | 0
3863 | 3863 | 2012-06-09 22:59 | 11.19 | 11.19 | 11.19 | 11.19 | 0 | 0 | 0 | 0 | 0 | 0 | 0 | 0 | 0 | 0 | 0 | 0 | 0 | 0 | 0 | 0 | 0 | System Off | 0 | 0
3864 | 3864 | 2012-06-09 23:59 | 10.77 | 10.77 | 10.77 | 10.77 | 0 | 0 | 0 | 0 | 0 | 0 | 0 | 0 | 0 | 0 | 0 | 0 | 0 | 0 | 0 | 0 | 0 | System Off | 0 | 0
3865 | 3865 | 2012-06-10 00:59 | 9.96 | 9.96 | 9.96 | 9.96 | 0 | 0 | 0 | 0 | 0 | 0 | 0 | 0 | 0 | 0 | 0 | 0 | 0 | 0 | 0 | 0 | 0 | System Off | 0 | 0
3866 | 3866 | 2012-06-10 01:59 | 9.14 | 9.14 | 9.14 | 9.14 | 0 | 0 | 0 | 0 | 0 | 0 | 0 | 0 | 0 | 0 | 0 | 0 | 0 | 0 | 0 | 0 | 0 | System Off | 0 | 0
3867 | 3867 | 2012-06-10 02:59 | 8.33 | 8.33 | 8.33 | 8.33 | 0 | 0 | 0 | 0 | 0 | 0 | 0 | 0 | 0 | 0 | 0 | 0 | 0 | 0 | 0 | 0 | 0 | System Off | 0 | 0
3868 | 3868 | 2012-06-10 03:59 | 9.66 | 11.2 | 11.2 | 9.66 | 84.71 | 47.95 | 31 | 14.23 | 90.97 | 0.64 | 0.53 | 0.52 | 0.02 | 93.11 | 0 | 0 | 24.41 | 0.17778 | 0.056448 | 0.003 | 9.68 | System Off | 1 | 0
3869 | 3869 | 2012-06-10 04:59 | 11 | 14.99 | 14.99 | 11 | 221.81 | 182.62 | 79 | 14.62 | 229.43 | 0.88 | 0.8 | 0.78 | 0.07 | 297.76 | 0 | 0 | 61.85 | 0.18206 | 0.056448 | 0.008 | 10.13 | System Off | 1 | 0
3870 | 3870 | 2012-06-10 05:59 | 12.33 | 20.49 | 20.49 | 12.33 | 444.48 | 401.11 | 159 | 14.56 | 448.22 | 0.94 | 0.89 | 0.88 | 0.15 | 514.41 | 0 | 0 | 124.45 | 0.18801 | 0.056448 | 0.016 | 10.06 | System Off | 1 | 0
3871 | 3871 | 2012-06-10 06:59 | 13.81 | 27.39 | 27.39 | 13.81 | 743.08 | 693.69 | 268 | 14.44 | 736.23 | 0.93 | 0.94 | 0.92 | 0.25 | 692.01 | 0 | 0 | 209.81 | 0.19575 | 0.056448 | 0.027 | 10.07 | System Off | 1 | 0
3872 | 3872 | 2012-06-10 07:59 | 15.29 | 37.01 | 37.01 | 15.29 | 1201.93 | 1142.35 | 444 | 14.1 | 1172.54 | 0.92 | 0.97 | 0.95 | 0.41 | 896.02 | 0 | 0 | 348.45 | 0.2039 | 0.056448 | 0.044 | 9.91 | System Off | 1 | 0
3873 | 3873 | 2012-06-10 08:59 | 16.76 | 43.96 | 43.96 | 16.76 | 1480.92 | 1414.59 | 559 | 13.8 | 1435.78 | 0.91 | 0.99 | 0.96 | 0.51 | 925.56 | 0 | 0 | 439.82 | 0.21218 | 0.056448 | 0.056 | 10.02 | System Off | 1 | 0
3874 | 3874 | 2012-06-10 09:59 | 17.07 | 21.36 | 21.36 | 17.07 | 233.84 | 194.42 | 86 | 14.16 | 242.11 | 0.81 | 0.8 | 0.79 | 0.07 | 116.77 | 0 | 0 | 67.73 | 0.19101 | 0.056448 | 0.009 | 10.47 | System Off | 1 | 0
3875 | 3875 | 2012-06-10 10:59 | 17.38 | 22.03 | 22.03 | 17.38 | 252.27 | 212.52 | 93 | 14.13 | 260.45 | 0.86 | 0.82 | 0.8 | 0.08 | 121.61 | 0 | 0 | 73.26 | 0.19182 | 0.056448 | 0.01 | 10.75 | System Off | 1 | 0
3876 | 3876 | 2012-06-10 11:59 | 17.68 | 47.76 | 47.76 | 17.68 | 1588.19 | 1519.16 | 608 | 13.6 | 1536.8 | 0.9 | 0.99 | 0.96 | 0.55 | 856.93 | 0 | 0 | 479.19 | 0.21621 | 0.056448 | 0.06 | 9.87 | System Off | 1 | 0
3877 | 3877 | 2012-06-10 12:59 | 17.6 | 56.81 | 56.81 | 17.6 | 1984.87 | 1905.29 | 785 | 13.17 | 1908.76 | 0.88 | 1 | 0.97 | 0.69 | 1190.42 | 0 | 0 | 620.72 | 0.22154 | 0.056448 | 0.077 | 9.81 | System Off | 1 | 0
3878 | 3878 | 2012-06-10 13:59 | 17.51 | 29.17 | 29.17 | 17.51 | 601.78 | 555.3 | 220 | 14.25 | 601.26 | 0.91 | 0.92 | 0.9 | 0.2 | 392.19 | 0 | 0 | 172.73 | 0.19549 | 0.056448 | 0.022 | 10 | System Off | 1 | 0
3879 | 3879 | 2012-06-10 14:59 | 17.42 | 37.23 | 37.23 | 17.42 | 989.14 | 934.43 | 368 | 14 | 971.59 | 0.92 | 0.96 | 0.94 | 0.34 | 694.87 | 0 | 0 | 289.23 | 0.20311 | 0.056448 | 0.037 | 10.05 | System Off | 1 | 0
3880 | 3880 | 2012-06-10 15:59 | 17 | 30.25 | 30.25 | 17 | 659.8 | 612.13 | 242 | 14.2 | 657.05 | 0.91 | 0.93 | 0.91 | 0.22 | 464.4 | 0 | 0 | 190.03 | 0.1959 | 0.056448 | 0.024 | 9.92 | System Off | 1 | 0
3881 | 3881 | 2012-06-10 16:59 | 16.58 | 23.92 | 23.92 | 16.58 | 362.8 | 320.99 | 133 | 14.21 | 369.27 | 0.9 | 0.87 | 0.85 | 0.12 | 235.25 | 0 | 0 | 104.59 | 0.19276 | 0.056448 | 0.014 | 10.53 | System Off | 1 | 0
3882 | 3882 | 2012-06-10 17:59 | 16.16 | 19.74 | 19.74 | 16.16 | 174.78 | 136.43 | 64 | 14.22 | 183.06 | 0.77 | 0.75 | 0.73 | 0.05 | 91.9 | 0 | 0 | 50.37 | 0.18856 | 0.056448 | 0.007 | 10.94 | System Off | 1 | 0
3883 | 3883 | 2012-06-10 18:59 | 15.3 | 15.92 | 15.92 | 15.3 | 29.63 | 0 | 11 | 14.03 | 33.5 | 0 | 0 | 0 | 0 | 0 | 0 | 0 | 8.69 | 0.18459 | 0.056448 | 0.001 | 9.09 | System Off | 0 | 0
3884 | 3884 | 2012-06-10 19:59 | 14.44 | 14.44 | 14.44 | 14.44 | 0 | 0 | 0 | 0 | 0 | 0 | 0 | 0 | 0 | 0 | 0 | 0 | 0 | 0 | 0 | 0 | 0 | System Off | 0 | 0
3885 | 3885 | 2012-06-10 20:59 | 13.59 | 13.59 | 13.59 | 13.59 | 0 | 0 | 0 | 0 | 0 | 0 | 0 | 0 | 0 | 0 | 0 | 0 | 0 | 0 | 0 | 0 | 0 | System Off | 0 | 0
3886 | 3886 | 2012-06-10 21:59 | 13.54 | 13.54 | 13.54 | 13.54 | 0 | 0 | 0 | 0 | 0 | 0 | 0 | 0 | 0 | 0 | 0 | 0 | 0 | 0 | 0 | 0 | 0 | System Off | 0 | 0
3887 | 3887 | 2012-06-10 22:59 | 13.49 | 13.49 | 13.49 | 13.49 | 0 | 0 | 0 | 0 | 0 | 0 | 0 | 0 | 0 | 0 | 0 | 0 | 0 | 0 | 0 | 0 | 0 | System Off | 0 | 0
3888 | 3888 | 2012-06-10 23:59 | 13.44 | 13.44 | 13.44 | 13.44 | 0 | 0 | 0 | 0 | 0 | 0 | 0 | 0 | 0 | 0 | 0 | 0 | 0 | 0 | 0 | 0 | 0 | System Off | 0 | 0
3889 | 3889 | 2012-06-11 00:59 | 12.96 | 12.96 | 12.96 | 12.96 | 0 | 0 | 0 | 0 | 0 | 0 | 0 | 0 | 0 | 0 | 0 | 0 | 0 | 0 | 0 | 0 | 0 | System Off | 0 | 0
3890 | 3890 | 2012-06-11 01:59 | 12.48 | 12.48 | 12.48 | 12.48 | 0 | 0 | 0 | 0 | 0 | 0 | 0 | 0 | 0 | 0 | 0 | 0 | 0 | 0 | 0 | 0 | 0 | System Off | 0 | 0
3891 | 3891 | 2012-06-11 02:59 | 12 | 12 | 12 | 12 | 0 | 0 | 0 | 0 | 0 | 0 | 0 | 0 | 0 | 0 | 0 | 0 | 0 | 0 | 0 | 0 | 0 | System Off | 0 | 0
3892 | 3892 | 2012-06-11 03:59 | 12.31 | 13.77 | 13.77 | 12.31 | 81.44 | 44.74 | 30 | 14.14 | 87.79 | 0.66 | 0.51 | 0.5 | 0.02 | 86.87 | 0 | 0 | 23.65 | 0.18139 | 0.056448 | 0.003 | 10 | System Off | 1 | 0
3893 | 3893 | 2012-06-11 04:59 | 12.63 | 14.13 | 14.13 | 12.63 | 86.12 | 49.34 | 32 | 14.02 | 92.64 | 0.62 | 0.53 | 0.52 | 0.02 | 80.45 | 0 | 0 | 25.26 | 0.18194 | 0.056448 | 0.003 | 9.38 | System Off | 1 | 0
3894 | 3894 | 2012-06-11 05:59 | 12.94 | 14.68 | 14.68 | 12.94 | 102.51 | 65.44 | 38 | 14.05 | 109.48 | 0.52 | 0.6 | 0.58 | 0.02 | 83.93 | 0 | 0 | 29.99 | 0.18268 | 0.056448 | 0.004 | 10.53 | System Off | 1 | 0
3895 | 3895 | 2012-06-11 06:59 | 13.08 | 16.66 | 16.66 | 13.08 | 216.79 | 177.69 | 78 | 14.48 | 224.63 | 0.76 | 0.79 | 0.77 | 0.06 | 177.26 | 0 | 0 | 61.19 | 0.18492 | 0.056448 | 0.008 | 10.26 | System Off | 1 | 0
3896 | 3896 | 2012-06-11 07:59 | 13.21 | 27.51 | 27.51 | 13.21 | 879.39 | 827.09 | 316 | 14.49 | 866.08 | 0.95 | 0.95 | 0.93 | 0.3 | 648.74 | 0 | 0 | 247.24 | 0.19735 | 0.056448 | 0.032 | 10.13 | System Off | 1 | 0
3897 | 3897 | 2012-06-11 08:59 | 13.34 | 27.31 | 27.31 | 13.34 | 859.57 | 807.7 | 309 | 14.49 | 847.21 | 0.94 | 0.95 | 0.93 | 0.29 | 528.48 | 0 | 0 | 241.8 | 0.19718 | 0.056448 | 0.031 | 10.03 | System Off | 1 | 0
3898 | 3898 | 2012-06-11 09:59 | 13.89 | 29.36 | 29.36 | 13.89 | 979.93 | 925.42 | 353 | 14.46 | 961.74 | 0.93 | 0.96 | 0.94 | 0.33 | 555.82 | 0 | 0 | 276.25 | 0.19708 | 0.056448 | 0.035 | 9.92 | System Off | 1 | 0
3899 | 3899 | 2012-06-11 10:59 | 14.43 | 31.36 | 31.36 | 14.43 | 1101.97 | 1044.7 | 399 | 14.38 | 1077.51 | 0.95 | 0.97 | 0.95 | 0.38 | 597.81 | 0 | 0 | 312.47 | 0.20026 | 0.056448 | 0.04 | 10.03 | System Off | 1 | 0
3900 | 3900 | 2012-06-11 11:59 | 14.97 | 27.55 | 27.55 | 14.97 | 846.31 | 794.73 | 304 | 14.5 | 834.63 | 0.95 | 0.95 | 0.93 | 0.29 | 448.29 | 0 | 0 | 237.97 | 0.19613 | 0.056448 | 0.031 | 10.2 | System Off | 1 | 0
3901 | 3901 | 2012-06-11 12:59 | 15.02 | 30.87 | 30.87 | 15.02 | 1019.47 | 964.08 | 369 | 14.39 | 999.44 | 0.95 | 0.96 | 0.94 | 0.35 | 602.35 | 0 | 0 | 289.02 | 0.19957 | 0.056448 | 0.037 | 10.03 | System Off | 1 | 0
3902 | 3902 | 2012-06-11 13:59 | 15.07 | 35.9 | 35.9 | 15.07 | 1278.15 | 1216.77 | 469 | 14.19 | 1244.28 | 0.94 | 0.98 | 0.96 | 0.44 | 859.36 | 0 | 0 | 367.81 | 0.20486 | 0.056448 | 0.047 | 10.02 | System Off | 1 | 0
3903 | 3903 | 2012-06-11 14:59 | 15.11 | 19 | 19 | 15.11 | 226.63 | 187.34 | 82 | 14.39 | 234.67 | 0.84 | 0.8 | 0.78 | 0.07 | 139.31 | 0 | 0 | 64.39 | 0.188 | 0.056448 | 0.008 | 9.76 | System Off | 1 | 0
3904 | 3904 | 2012-06-11 15:59 | 14.93 | 19.14 | 19.14 | 14.93 | 253.07 | 213.3 | 92 | 14.33 | 260.87 | 0.87 | 0.82 | 0.8 | 0.08 | 161.82 | 0 | 0 | 72.3 | 0.18827 | 0.056448 | 0.009 | 9.78 | System Off | 1 | 0
3905 | 3905 | 2012-06-11 16:59 | 14.75 | 15.77 | 15.77 | 14.75 | 59.77 | 23.45 | 22 | 14.15 | 65.43 | 0.44 | 0.36 | 0.35 | 0.01 | 17.18 | 0 | 0 | 17.34 | 0.18439 | 0.056448 | 0.002 | 9.09 | System Off | 0 | 0
3906 | 3906 | 2012-06-11 17:59 | 14.57 | 17.39 | 17.39 | 14.57 | 176.63 | 138.25 | 64 | 14.37 | 184.66 | 0.77 | 0.75 | 0.73 | 0.05 | 93.13 | 0 | 0 | 50.29 | 0.1863 | 0.056448 | 0.007 | 10.94 | System Off | 1 | 0
3907 | 3907 | 2012-06-11 18:59 | 13.88 | 14.55 | 14.55 | 13.88 | 37.86 | 1.91 | 14 | 14.08 | 42.25 | 0 | 0.05 | 0.04 | 0 | 1.19 | 0 | 0 | 11.05 | 0.18276 | 0.056448 | 0.001 | 7.14 | System Off | 0 | 0
3908 | 3908 | 2012-06-11 19:59 | 13.19 | 13.19 | 13.19 | 13.19 | 0 | 0 | 0 | 0 | 0 | 0 | 0 | 0 | 0 | 0 | 0 | 0 | 0 | 0 | 0 | 0 | 0 | System Off | 0 | 0
3909 | 3909 | 2012-06-11 20:59 | 12.51 | 12.51 | 12.51 | 12.51 | 0 | 0 | 0 | 0 | 0 | 0 | 0 | 0 | 0 | 0 | 0 | 0 | 0 | 0 | 0 | 0 | 0 | System Off | 0 | 0
3910 | 3910 | 2012-06-11 21:59 | 12.33 | 12.33 | 12.33 | 12.33 | 0 | 0 | 0 | 0 | 0 | 0 | 0 | 0 | 0 | 0 | 0 | 0 | 0 | 0 | 0 | 0 | 0 | System Off | 0 | 0
3911 | 3911 | 2012-06-11 22:59 | 12.15 | 12.15 | 12.15 | 12.15 | 0 | 0 | 0 | 0 | 0 | 0 | 0 | 0 | 0 | 0 | 0 | 0 | 0 | 0 | 0 | 0 | 0 | System Off | 0 | 0
3912 | 3912 | 2012-06-11 23:59 | 11.97 | 11.97 | 11.97 | 11.97 | 0 | 0 | 0 | 0 | 0 | 0 | 0 | 0 | 0 | 0 | 0 | 0 | 0 | 0 | 0 | 0 | 0 | System Off | 0 | 0
3913 | 3913 | 2012-06-12 00:59 | 11.47 | 11.47 | 11.47 | 11.47 | 0 | 0 | 0 | 0 | 0 | 0 | 0 | 0 | 0 | 0 | 0 | 0 | 0 | 0 | 0 | 0 | 0 | System Off | 0 | 0
3914 | 3914 | 2012-06-12 01:59 | 10.97 | 10.97 | 10.97 | 10.97 | 0 | 0 | 0 | 0 | 0 | 0 | 0 | 0 | 0 | 0 | 0 | 0 | 0 | 0 | 0 | 0 | 0 | System Off | 0 | 0
3915 | 3915 | 2012-06-12 02:59 | 10.47 | 10.47 | 10.47 | 10.47 | 0 | 0 | 0 | 0 | 0 | 0 | 0 | 0 | 0 | 0 | 0 | 0 | 0 | 0 | 0 | 0 | 0 | System Off | 0 | 0
3916 | 3916 | 2012-06-12 03:59 | 11.33 | 11.55 | 11.55 | 11.33 | 10.42 | 0 | 4 | 13.57 | 12.3 | 0 | 0 | 0 | 0 | 0 | 0 | 0 | 3.18 | 0.1787 | 0.056448 | 0 | 0 | System Off | 0 | 0
3917 | 3917 | 2012-06-12 04:59 | 12.18 | 17.04 | 17.04 | 12.18 | 243.3 | 203.72 | 88 | 14.4 | 250.96 | 0.79 | 0.81 | 0.79 | 0.07 | 332.16 | 0 | 0 | 69.08 | 0.18418 | 0.056448 | 0.009 | 10.23 | System Off | 1 | 0
3918 | 3918 | 2012-06-12 05:59 | 13.04 | 21.79 | 21.79 | 13.04 | 417.67 | 374.82 | 150 | 14.5 | 422.39 | 0.93 | 0.89 | 0.87 | 0.14 | 480.69 | 0 | 0 | 117.46 | 0.18856 | 0.056448 | 0.015 | 10 | System Off | 1 | 0
3919 | 3919 | 2012-06-12 06:59 | 13.89 | 28.62 | 28.62 | 13.89 | 735.6 | 686.36 | 267 | 14.35 | 729.28 | 0.93 | 0.94 | 0.92 | 0.25 | 684.7 | 0 | 0 | 209.18 | 0.19582 | 0.056448 | 0.027 | 10.11 | System Off | 1 | 0
3920 | 3920 | 2012-06-12 07:59 | 14.74 | 34.57 | 34.57 | 14.74 | 1039.15 | 983.32 | 382 | 14.17 | 1018.5 | 0.94 | 0.97 | 0.94 | 0.36 | 771.28 | 0 | 0 | 299.62 | 0.19986 | 0.056448 | 0.038 | 9.95 | System Off | 1 | 0
3921 | 3921 | 2012-06-12 08:59 | 15.59 | 39.19 | 39.19 | 15.59 | 1283.98 | 1222.46 | 477 | 14.02 | 1250.16 | 0.92 | 0.98 | 0.95 | 0.44 | 799.85 | 0 | 0 | 374.54 | 0.20608 | 0.056448 | 0.048 | 10.06 | System Off | 1 | 0
3922 | 3922 | 2012-06-12 09:59 | 15.98 | 34.62 | 34.62 | 15.98 | 1052.37 | 996.24 | 387 | 14.16 | 1031.02 | 0.93 | 0.97 | 0.94 | 0.36 | 598.35 | 0 | 0 | 303.71 | 0.20195 | 0.056448 | 0.039 | 10.08 | System Off | 1 | 0
3923 | 3923 | 2012-06-12 10:59 | 16.37 | 29.34 | 29.34 | 16.37 | 759.76 | 710.01 | 276 | 14.34 | 752.43 | 0.94 | 0.94 | 0.92 | 0.26 | 406.29 | 0 | 0 | 216.42 | 0.19674 | 0.056448 | 0.028 | 10.14 | System Off | 1 | 0
3924 | 3924 | 2012-06-12 11:59 | 16.75 | 34.76 | 34.76 | 16.75 | 1079.62 | 1022.87 | 396 | 14.2 | 1056.81 | 0.93 | 0.97 | 0.95 | 0.37 | 576.98 | 0 | 0 | 310.72 | 0.20355 | 0.056448 | 0.04 | 10.1 | System Off | 1 | 0
3925 | 3925 | 2012-06-12 12:59 | 16.54 | 39.37 | 39.37 | 16.54 | 1381.92 | 1318.04 | 513 | 14.03 | 1342.32 | 0.93 | 0.98 | 0.96 | 0.48 | 823.5 | 0 | 0 | 402.98 | 0.20939 | 0.056448 | 0.051 | 9.94 | System Off | 1 | 0
3926 | 3926 | 2012-06-12 13:59 | 16.33 | 36.69 | 36.69 | 16.33 | 1258.2 | 1197.29 | 463 | 14.15 | 1225.56 | 0.93 | 0.98 | 0.95 | 0.43 | 845.6 | 0 | 0 | 363.34 | 0.20643 | 0.056448 | 0.046 | 9.94 | System Off | 1 | 0
3927 | 3927 | 2012-06-12 14:59 | 16.12 | 19.83 | 19.83 | 16.12 | 230.61 | 191.25 | 84 | 14.3 | 238.73 | 0.83 | 0.8 | 0.78 | 0.07 | 142.22 | 0 | 0 | 66.05 | 0.18954 | 0.056448 | 0.009 | 10.71 | System Off | 1 | 0
3928 | 3928 | 2012-06-12 15:59 | 15.45 | 22.48 | 22.48 | 15.45 | 436.42 | 393.2 | 157 | 14.48 | 440.68 | 0.89 | 0.89 | 0.87 | 0.14 | 298.3 | 0 | 0 | 123.07 | 0.19237 | 0.056448 | 0.016 | 10.19 | System Off | 1 | 0
3929 | 3929 | 2012-06-12 16:59 | 14.79 | 17.05 | 17.05 | 14.79 | 134.58 | 96.95 | 49 | 14.3 | 142.3 | 0.8 | 0.68 | 0.67 | 0.04 | 71.05 | 0 | 0 | 38.54 | 0.18584 | 0.056448 | 0.005 | 10.2 | System Off | 0 | 0
3930 | 3930 | 2012-06-12 17:59 | 14.12 | 14.82 | 14.82 | 14.12 | 39.27 | 3.3 | 15 | 13.64 | 43.77 | 0 | 0.08 | 0.07 | 0 | 2.22 | 0 | 0 | 11.9 | 0.18315 | 0.056448 | 0.002 | 13.33 | System Off | 0 | 0
3931 | 3931 | 2012-06-12 18:59 | 13.58 | 13.78 | 13.78 | 13.58 | 10.3 | 0 | 4 | 13.41 | 12.2 | 0 | 0 | 0 | 0 | 0 | 0 | 0 | 3.18 | 0.18182 | 0.056448 | 0 | 0 | System Off | 0 | 0
3932 | 3932 | 2012-06-12 19:59 | 13.04 | 13.04 | 13.04 | 13.04 | 0 | 0 | 0 | 0 | 0 | 0 | 0 | 0 | 0 | 0 | 0 | 0 | 0 | 0 | 0 | 0 | 0 | System Off | 0 | 0
3933 | 3933 | 2012-06-12 20:59 | 12.5 | 12.5 | 12.5 | 12.5 | 0 | 0 | 0 | 0 | 0 | 0 | 0 | 0 | 0 | 0 | 0 | 0 | 0 | 0 | 0 | 0 | 0 | System Off | 0 | 0
3934 | 3934 | 2012-06-12 21:59 | 12.4 | 12.4 | 12.4 | 12.4 | 0 | 0 | 0 | 0 | 0 | 0 | 0 | 0 | 0 | 0 | 0 | 0 | 0 | 0 | 0 | 0 | 0 | System Off | 0 | 0
3935 | 3935 | 2012-06-12 22:59 | 12.3 | 12.3 | 12.3 | 12.3 | 0 | 0 | 0 | 0 | 0 | 0 | 0 | 0 | 0 | 0 | 0 | 0 | 0 | 0 | 0 | 0 | 0 | System Off | 0 | 0
3936 | 3936 | 2012-06-12 23:59 | 12.2 | 12.2 | 12.2 | 12.2 | 0 | 0 | 0 | 0 | 0 | 0 | 0 | 0 | 0 | 0 | 0 | 0 | 0 | 0 | 0 | 0 | 0 | System Off | 0 | 0
3937 | 3937 | 2012-06-13 00:59 | 12.17 | 12.17 | 12.17 | 12.17 | 0 | 0 | 0 | 0 | 0 | 0 | 0 | 0 | 0 | 0 | 0 | 0 | 0 | 0 | 0 | 0 | 0 | System Off | 0 | 0
3938 | 3938 | 2012-06-13 01:59 | 12.15 | 12.15 | 12.15 | 12.15 | 0 | 0 | 0 | 0 | 0 | 0 | 0 | 0 | 0 | 0 | 0 | 0 | 0 | 0 | 0 | 0 | 0 | System Off | 0 | 0
3939 | 3939 | 2012-06-13 02:59 | 12.12 | 12.12 | 12.12 | 12.12 | 0 | 0 | 0 | 0 | 0 | 0 | 0 | 0 | 0 | 0 | 0 | 0 | 0 | 0 | 0 | 0 | 0 | System Off | 0 | 0
3940 | 3940 | 2012-06-13 03:59 | 12.17 | 12.54 | 12.54 | 12.17 | 21.45 | 0 | 8 | 13.96 | 24.52 | 0 | 0 | 0 | 0 | 0 | 0 | 0 | 6.32 | 0.18007 | 0.056448 | 0.001 | 12.5 | System Off | 0 | 0
3941 | 3941 | 2012-06-13 04:59 | 12.23 | 13.17 | 13.17 | 12.23 | 55.84 | 19.58 | 21 | 13.85 | 61.16 | 0.47 | 0.32 | 0.31 | 0.01 | 31.93 | 0 | 0 | 16.62 | 0.18082 | 0.056448 | 0.002 | 9.52 | System Off | 0 | 0
3942 | 3942 | 2012-06-13 05:59 | 12.28 | 15.79 | 15.79 | 12.28 | 217.6 | 178.48 | 78 | 14.53 | 225.35 | 0.76 | 0.79 | 0.77 | 0.06 | 228.9 | 0 | 0 | 61.15 | 0.1838 | 0.056448 | 0.008 | 10.26 | System Off | 1 | 0
3943 | 3943 | 2012-06-13 06:59 | 12.53 | 17.64 | 17.64 | 12.53 | 318.33 | 277.35 | 114 | 14.54 | 324.9 | 0.87 | 0.85 | 0.84 | 0.1 | 276.68 | 0 | 0 | 89.33 | 0.18599 | 0.056448 | 0.012 | 10.53 | System Off | 1 | 0
3944 | 3944 | 2012-06-13 07:59 | 12.78 | 16.54 | 16.54 | 12.78 | 231.51 | 192.14 | 83 | 14.53 | 239.22 | 0.83 | 0.8 | 0.79 | 0.07 | 150.71 | 0 | 0 | 65.07 | 0.18476 | 0.056448 | 0.008 | 9.64 | System Off | 1 | 0
3945 | 3945 | 2012-06-13 08:59 | 13.02 | 17.75 | 17.75 | 13.02 | 291.23 | 250.76 | 105 | 14.45 | 298.31 | 0.86 | 0.84 | 0.82 | 0.09 | 164.07 | 0 | 0 | 82.39 | 0.18623 | 0.056448 | 0.011 | 10.48 | System Off | 1 | 0
3946 | 3946 | 2012-06-13 09:59 | 13.42 | 18.12 | 18.12 | 13.42 | 283.44 | 243.11 | 102 | 14.47 | 290.69 | 0.88 | 0.84 | 0.82 | 0.09 | 146.02 | 0 | 0 | 80 | 0.18664 | 0.056448 | 0.01 | 9.8 | System Off | 1 | 0
3947 | 3947 | 2012-06-13 10:59 | 13.82 | 19.79 | 19.79 | 13.82 | 354.45 | 312.8 | 127 | 14.54 | 360.53 | 0.86 | 0.87 | 0.85 | 0.11 | 179 | 0 | 0 | 99.5 | 0.18849 | 0.056448 | 0.013 | 10.24 | System Off | 1 | 0
3948 | 3948 | 2012-06-13 11:59 | 14.21 | 19.12 | 19.12 | 14.21 | 284.65 | 244.3 | 103 | 14.39 | 292.02 | 0.87 | 0.84 | 0.82 | 0.09 | 137.81 | 0 | 0 | 80.86 | 0.18781 | 0.056448 | 0.01 | 9.71 | System Off | 1 | 0
3949 | 3949 | 2012-06-13 12:59 | 13.96 | 18.88 | 18.88 | 13.96 | 292.25 | 251.76 | 105 | 14.5 | 299.46 | 0.85 | 0.84 | 0.82 | 0.09 | 157.3 | 0 | 0 | 82.33 | 0.18755 | 0.056448 | 0.011 | 10.48 | System Off | 1 | 0
3950 | 3950 | 2012-06-13 13:59 | 13.71 | 21.56 | 21.56 | 13.71 | 481.13 | 437.05 | 172 | 14.57 | 483.85 | 0.93 | 0.9 | 0.88 | 0.16 | 308.67 | 0 | 0 | 134.64 | 0.19064 | 0.056448 | 0.017 | 9.88 | System Off | 1 | 0
3951 | 3951 | 2012-06-13 14:59 | 13.46 | 17.26 | 17.26 | 13.46 | 235.65 | 196.21 | 85 | 14.44 | 243.41 | 0.82 | 0.81 | 0.79 | 0.07 | 145.9 | 0 | 0 | 66.72 | 0.18582 | 0.056448 | 0.009 | 10.59 | System Off | 1 | 0
3952 | 3952 | 2012-06-13 15:59 | 13.3 | 18.81 | 18.81 | 13.3 | 343.67 | 302.22 | 123 | 14.55 | 349.86 | 0.89 | 0.86 | 0.85 | 0.11 | 229.29 | 0 | 0 | 96.36 | 0.18754 | 0.056448 | 0.012 | 9.76 | System Off | 1 | 0
3953 | 3953 | 2012-06-13 16:59 | 13.15 | 14.47 | 14.47 | 13.15 | 78.9 | 42.25 | 29 | 14.17 | 85.22 | 0.67 | 0.5 | 0.49 | 0.02 | 30.96 | 0 | 0 | 22.85 | 0.18251 | 0.056448 | 0.003 | 10.34 | System Off | 0 | 0
3954 | 3954 | 2012-06-13 17:59 | 12.99 | 13.52 | 13.52 | 12.99 | 30.38 | 0 | 11 | 14.38 | 34.21 | 0 | 0 | 0 | 0 | 0 | 0 | 0 | 8.65 | 0.18136 | 0.056448 | 0.001 | 9.09 | System Off | 0 | 0
3955 | 3955 | 2012-06-13 18:59 | 12.61 | 12.73 | 12.73 | 12.61 | 6.05 | 0 | 2 | 15.76 | 7.35 | 0 | 0 | 0 | 0 | 0 | 0 | 0 | 1.54 | 0.18037 | 0.056448 | 0 | 0 | System Off | 0 | 0
3956 | 3956 | 2012-06-13 19:59 | 12.22 | 12.22 | 12.22 | 12.22 | 0 | 0 | 0 | 0 | 0 | 0 | 0 | 0 | 0 | 0 | 0 | 0 | 0 | 0 | 0 | 0 | 0 | System Off | 0 | 0
3957 | 3957 | 2012-06-13 20:59 | 11.84 | 11.84 | 11.84 | 11.84 | 0 | 0 | 0 | 0 | 0 | 0 | 0 | 0 | 0 | 0 | 0 | 0 | 0 | 0 | 0 | 0 | 0 | System Off | 0 | 0
3958 | 3958 | 2012-06-13 21:59 | 11.66 | 11.66 | 11.66 | 11.66 | 0 | 0 | 0 | 0 | 0 | 0 | 0 | 0 | 0 | 0 | 0 | 0 | 0 | 0 | 0 | 0 | 0 | System Off | 0 | 0
3959 | 3959 | 2012-06-13 22:59 | 11.49 | 11.49 | 11.49 | 11.49 | 0 | 0 | 0 | 0 | 0 | 0 | 0 | 0 | 0 | 0 | 0 | 0 | 0 | 0 | 0 | 0 | 0 | System Off | 0 | 0
3960 | 3960 | 2012-06-13 23:59 | 11.31 | 11.31 | 11.31 | 11.31 | 0 | 0 | 0 | 0 | 0 | 0 | 0 | 0 | 0 | 0 | 0 | 0 | 0 | 0 | 0 | 0 | 0 | System Off | 0 | 0
3961 | 3961 | 2012-06-14 00:59 | 11 | 11 | 11 | 11 | 0 | 0 | 0 | 0 | 0 | 0 | 0 | 0 | 0 | 0 | 0 | 0 | 0 | 0 | 0 | 0 | 0 | System Off | 0 | 0
3962 | 3962 | 2012-06-14 01:59 | 10.68 | 10.68 | 10.68 | 10.68 | 0 | 0 | 0 | 0 | 0 | 0 | 0 | 0 | 0 | 0 | 0 | 0 | 0 | 0 | 0 | 0 | 0 | System Off | 0 | 0
3963 | 3963 | 2012-06-14 02:59 | 10.37 | 10.37 | 10.37 | 10.37 | 0 | 0 | 0 | 0 | 0 | 0 | 0 | 0 | 0 | 0 | 0 | 0 | 0 | 0 | 0 | 0 | 0 | System Off | 0 | 0
3964 | 3964 | 2012-06-14 03:59 | 10.81 | 11.07 | 11.07 | 10.81 | 12.65 | 0 | 5 | 13.18 | 14.79 | 0 | 0 | 0 | 0 | 0 | 0 | 0 | 3.99 | 0.17804 | 0.056448 | 0.001 | 20 | System Off | 0 | 0
3965 | 3965 | 2012-06-14 04:59 | 11.25 | 12.22 | 12.22 | 11.25 | 49.07 | 12.93 | 18 | 14.2 | 54.01 | 0 | 0.24 | 0.23 | 0 | 21.09 | 0 | 0 | 14.18 | 0.17931 | 0.056448 | 0.002 | 11.11 | System Off | 0 | 0
3966 | 3966 | 2012-06-14 05:59 | 11.69 | 14.47 | 14.47 | 11.69 | 145.8 | 107.97 | 53 | 14.33 | 153.39 | 0.75 | 0.7 | 0.69 | 0.04 | 138.47 | 0 | 0 | 41.66 | 0.1817 | 0.056448 | 0.005 | 9.43 | System Off | 1 | 0
3967 | 3967 | 2012-06-14 06:59 | 12.46 | 17.96 | 17.96 | 12.46 | 303.2 | 262.51 | 109 | 14.49 | 310.1 | 0.82 | 0.85 | 0.83 | 0.09 | 261.88 | 0 | 0 | 85.46 | 0.18564 | 0.056448 | 0.011 | 10.09 | System Off | 1 | 0
3968 | 3968 | 2012-06-14 07:59 | 13.23 | 21.72 | 21.72 | 13.23 | 485.73 | 441.55 | 174 | 14.54 | 488.32 | 0.92 | 0.9 | 0.88 | 0.16 | 346.34 | 0 | 0 | 136.23 | 0.19006 | 0.056448 | 0.018 | 10.34 | System Off | 1 | 0
3969 | 3969 | 2012-06-14 08:59 | 13.99 | 22.12 | 22.12 | 13.99 | 480.01 | 435.94 | 172 | 14.54 | 482.85 | 0.93 | 0.9 | 0.88 | 0.16 | 285.24 | 0 | 0 | 134.69 | 0.19105 | 0.056448 | 0.017 | 9.88 | System Off | 1 | 0
3970 | 3970 | 2012-06-14 09:59 | 14.46 | 34.93 | 34.93 | 14.46 | 1135.71 | 1077.67 | 417 | 14.19 | 1109.85 | 0.93 | 0.97 | 0.95 | 0.39 | 647.26 | 0 | 0 | 327 | 0.20126 | 0.056448 | 0.042 | 10.07 | System Off | 1 | 0
3971 | 3971 | 2012-06-14 10:59 | 14.93 | 32.16 | 32.16 | 14.93 | 910.03 | 857.06 | 333 | 14.23 | 895.86 | 0.93 | 0.96 | 0.93 | 0.31 | 490.44 | 0 | 0 | 261.14 | 0.1976 | 0.056448 | 0.033 | 9.91 | System Off | 1 | 0
3972 | 3972 | 2012-06-14 11:59 | 15.39 | 34.13 | 34.13 | 15.39 | 933.3 | 879.82 | 343 | 14.17 | 918.16 | 0.93 | 0.96 | 0.94 | 0.32 | 496.29 | 0 | 0 | 269.06 | 0.19879 | 0.056448 | 0.034 | 9.91 | System Off | 1 | 0
3973 | 3973 | 2012-06-14 12:59 | 15.75 | 35.98 | 35.98 | 15.75 | 1013.02 | 957.77 | 375 | 14.07 | 993.98 | 0.93 | 0.96 | 0.94 | 0.35 | 598.41 | 0 | 0 | 294.44 | 0.201 | 0.056448 | 0.038 | 10.13 | System Off | 1 | 0
3974 | 3974 | 2012-06-14 13:59 | 16.1 | 43.18 | 43.18 | 16.1 | 1355.72 | 1292.48 | 512 | 13.79 | 1318.05 | 0.92 | 0.98 | 0.96 | 0.47 | 912.83 | 0 | 0 | 402.77 | 0.20871 | 0.056448 | 0.051 | 9.96 | System Off | 1 | 0
3975 | 3975 | 2012-06-14 14:59 | 16.45 | 37.84 | 37.84 | 16.45 | 1095.25 | 1038.15 | 407 | 14.02 | 1071.95 | 0.93 | 0.97 | 0.95 | 0.38 | 771.99 | 0 | 0 | 319.72 | 0.20371 | 0.056448 | 0.041 | 10.07 | System Off | 1 | 0
3976 | 3976 | 2012-06-14 15:59 | 16.44 | 29.85 | 29.85 | 16.44 | 684.96 | 636.78 | 250 | 14.27 | 681.06 | 0.92 | 0.93 | 0.91 | 0.23 | 483.1 | 0 | 0 | 196.13 | 0.19549 | 0.056448 | 0.025 | 10 | System Off | 1 | 0
3977 | 3977 | 2012-06-14 16:59 | 16.42 | 24.23 | 24.23 | 16.42 | 389.44 | 347.12 | 142 | 14.28 | 395.29 | 0.91 | 0.88 | 0.86 | 0.13 | 254.4 | 0 | 0 | 111.54 | 0.193 | 0.056448 | 0.014 | 9.86 | System Off | 1 | 0
3978 | 3978 | 2012-06-14 17:59 | 16.41 | 19.75 | 19.75 | 16.41 | 168.06 | 129.83 | 62 | 14.12 | 176.32 | 0.8 | 0.74 | 0.72 | 0.05 | 87.46 | 0 | 0 | 48.86 | 0.18882 | 0.056448 | 0.006 | 9.68 | System Off | 1 | 0
3979 | 3979 | 2012-06-14 18:59 | 15.26 | 16.1 | 16.1 | 15.26 | 42.04 | 6.02 | 16 | 13.68 | 46.77 | 0 | 0.13 | 0.13 | 0 | 3.75 | 0 | 0 | 12.69 | 0.1848 | 0.056448 | 0.002 | 12.5 | System Off | 0 | 0
3980 | 3980 | 2012-06-14 19:59 | 14.11 | 14.11 | 14.11 | 14.11 | 0 | 0 | 0 | 0 | 0 | 0 | 0 | 0 | 0 | 0 | 0 | 0 | 0 | 0 | 0 | 0 | 0 | System Off | 0 | 0
3981 | 3981 | 2012-06-14 20:59 | 12.97 | 12.97 | 12.97 | 12.97 | 0 | 0 | 0 | 0 | 0 | 0 | 0 | 0 | 0 | 0 | 0 | 0 | 0 | 0 | 0 | 0 | 0 | System Off | 0 | 0
3982 | 3982 | 2012-06-14 21:59 | 13.14 | 13.14 | 13.14 | 13.14 | 0 | 0 | 0 | 0 | 0 | 0 | 0 | 0 | 0 | 0 | 0 | 0 | 0 | 0 | 0 | 0 | 0 | System Off | 0 | 0
3983 | 3983 | 2012-06-14 22:59 | 13.32 | 13.32 | 13.32 | 13.32 | 0 | 0 | 0 | 0 | 0 | 0 | 0 | 0 | 0 | 0 | 0 | 0 | 0 | 0 | 0 | 0 | 0 | System Off | 0 | 0
3984 | 3984 | 2012-06-14 23:59 | 13.49 | 13.49 | 13.49 | 13.49 | 0 | 0 | 0 | 0 | 0 | 0 | 0 | 0 | 0 | 0 | 0 | 0 | 0 | 0 | 0 | 0 | 0 | System Off | 0 | 0
3985 | 3985 | 2012-06-15 00:59 | 13.28 | 13.28 | 13.28 | 13.28 | 0 | 0 | 0 | 0 | 0 | 0 | 0 | 0 | 0 | 0 | 0 | 0 | 0 | 0 | 0 | 0 | 0 | System Off | 0 | 0
3986 | 3986 | 2012-06-15 01:59 | 13.08 | 13.08 | 13.08 | 13.08 | 0 | 0 | 0 | 0 | 0 | 0 | 0 | 0 | 0 | 0 | 0 | 0 | 0 | 0 | 0 | 0 | 0 | System Off | 0 | 0
3987 | 3987 | 2012-06-15 02:59 | 12.87 | 12.87 | 12.87 | 12.87 | 0 | 0 | 0 | 0 | 0 | 0 | 0 | 0 | 0 | 0 | 0 | 0 | 0 | 0 | 0 | 0 | 0 | System Off | 0 | 0
3988 | 3988 | 2012-06-15 03:59 | 13.75 | 13.96 | 13.96 | 13.75 | 12.46 | 0 | 5 | 12.98 | 14.64 | 0 | 0 | 0 | 0 | 0 | 0 | 0 | 4 | 0.18211 | 0.056448 | 0.001 | 20 | System Off | 0 | 0
3989 | 3989 | 2012-06-15 04:59 | 14.63 | 15.56 | 15.56 | 14.63 | 59.83 | 23.51 | 22 | 14.16 | 65.48 | 0.44 | 0.36 | 0.35 | 0.01 | 38.33 | 0 | 0 | 17.34 | 0.18422 | 0.056448 | 0.002 | 9.09 | System Off | 0 | 0
3990 | 3990 | 2012-06-15 05:59 | 15.51 | 18.66 | 18.66 | 15.51 | 219.72 | 180.56 | 80 | 14.3 | 227.77 | 0.87 | 0.79 | 0.78 | 0.07 | 231.56 | 0 | 0 | 62.91 | 0.18847 | 0.056448 | 0.008 | 10 | System Off | 1 | 0
3991 | 3991 | 2012-06-15 06:59 | 15.82 | 17.73 | 17.73 | 15.82 | 129.41 | 91.87 | 48 | 14.04 | 137.13 | 0.62 | 0.67 | 0.66 | 0.03 | 91.65 | 0 | 0 | 37.88 | 0.18725 | 0.056448 | 0.005 | 10.42 | System Off | 1 | 0
3992 | 3992 | 2012-06-15 07:59 | 16.13 | 18.88 | 18.88 | 16.13 | 185.85 | 147.3 | 68 | 14.23 | 194.05 | 0.73 | 0.76 | 0.74 | 0.05 | 115.54 | 0 | 0 | 53.53 | 0.18873 | 0.056448 | 0.007 | 10.29 | System Off | 1 | 0
3993 | 3993 | 2012-06-15 08:59 | 16.43 | 19.08 | 19.08 | 16.43 | 176.12 | 137.75 | 65 | 14.11 | 184.33 | 0.77 | 0.75 | 0.73 | 0.05 | 90.13 | 0 | 0 | 51.25 | 0.189 | 0.056448 | 0.007 | 10.77 | System Off | 1 | 0
3994 | 3994 | 2012-06-15 09:59 | 17.02 | 20.85 | 20.85 | 17.02 | 251.18 | 211.44 | 92 | 14.22 | 259.23 | 0.87 | 0.82 | 0.8 | 0.08 | 127 | 0 | 0 | 72.41 | 0.19125 | 0.056448 | 0.009 | 9.78 | System Off | 1 | 0
3995 | 3995 | 2012-06-15 10:59 | 17.61 | 22.73 | 22.73 | 17.61 | 330.69 | 289.48 | 121 | 14.23 | 337.7 | 0.83 | 0.86 | 0.84 | 0.1 | 165.65 | 0 | 0 | 95.19 | 0.19362 | 0.056448 | 0.012 | 9.92 | System Off | 1 | 0
3996 | 3996 | 2012-06-15 11:59 | 18.19 | 26.05 | 26.05 | 18.19 | 498.57 | 454.15 | 182 | 14.27 | 501.39 | 0.88 | 0.91 | 0.89 | 0.16 | 256.18 | 0 | 0 | 143.03 | 0.1945 | 0.056448 | 0.018 | 9.89 | System Off | 1 | 0
3997 | 3997 | 2012-06-15 12:59 | 18.53 | 27.99 | 27.99 | 18.53 | 609.83 | 563.19 | 222 | 14.31 | 608.8 | 0.9 | 0.93 | 0.9 | 0.2 | 351.88 | 0 | 0 | 174.32 | 0.19707 | 0.056448 | 0.022 | 9.91 | System Off | 1 | 0
3998 | 3998 | 2012-06-15 13:59 | 18.87 | 30.73 | 30.73 | 18.87 | 776.53 | 726.43 | 284 | 14.24 | 768.63 | 0.91 | 0.95 | 0.92 | 0.26 | 513.05 | 0 | 0 | 223.08 | 0.20083 | 0.056448 | 0.029 | 10.21 | System Off | 1 | 0
3999 | 3999 | 2012-06-15 14:59 | 19.2 | 26.06 | 26.06 | 19.2 | 455.12 | 411.54 | 166 | 14.28 | 459.39 | 0.9 | 0.9 | 0.88 | 0.15 | 306.03 | 0 | 0 | 130.47 | 0.19512 | 0.056448 | 0.017 | 10.24 | System Off | 1 | 0
4000 | 4000 | 2012-06-15 15:59 | 19.02 | 27.69 | 27.69 | 19.02 | 550.7 | 505.24 | 201 | 14.27 | 551.9 | 0.89 | 0.92 | 0.89 | 0.18 | 383.3 | 0 | 0 | 157.93 | 0.19669 | 0.056448 | 0.02 | 9.95 | System Off | 1 | 0
4001 | 4001 | 2012-06-15 16:59 | 18.84 | 23.42 | 23.42 | 18.84 | 275.41 | 235.23 | 101 | 14.2 | 283.48 | 0.88 | 0.83 | 0.81 | 0.09 | 172.4 | 0 | 0 | 79.5 | 0.19434 | 0.056448 | 0.01 | 9.9 | System Off | 1 | 0
4002 | 4002 | 2012-06-15 17:59 | 18.66 | 20.13 | 20.13 | 18.66 | 81.41 | 44.71 | 31 | 13.68 | 88.23 | 0.64 | 0.51 | 0.5 | 0.02 | 30.12 | 0 | 0 | 24.58 | 0.1904 | 0.056448 | 0.003 | 9.68 | System Off | 0 | 0
4003 | 4003 | 2012-06-15 18:59 | 17.97 | 18.09 | 18.09 | 17.97 | 5.87 | 0 | 2 | 15.29 | 7.21 | 0 | 0 | 0 | 0 | 0 | 0 | 0 | 1.55 | 0.18788 | 0.056448 | 0 | 0 | System Off | 0 | 0
4004 | 4004 | 2012-06-15 19:59 | 17.28 | 17.28 | 17.28 | 17.28 | 0 | 0 | 0 | 0 | 0 | 0 | 0 | 0 | 0 | 0 | 0 | 0 | 0 | 0 | 0 | 0 | 0 | System Off | 0 | 0
4005 | 4005 | 2012-06-15 20:59 | 16.6 | 16.6 | 16.6 | 16.6 | 0 | 0 | 0 | 0 | 0 | 0 | 0 | 0 | 0 | 0 | 0 | 0 | 0 | 0 | 0 | 0 | 0 | System Off | 0 | 0
4006 | 4006 | 2012-06-15 21:59 | 16.57 | 16.57 | 16.57 | 16.57 | 0 | 0 | 0 | 0 | 0 | 0 | 0 | 0 | 0 | 0 | 0 | 0 | 0 | 0 | 0 | 0 | 0 | System Off | 0 | 0
4007 | 4007 | 2012-06-15 22:59 | 16.55 | 16.55 | 16.55 | 16.55 | 0 | 0 | 0 | 0 | 0 | 0 | 0 | 0 | 0 | 0 | 0 | 0 | 0 | 0 | 0 | 0 | 0 | System Off | 0 | 0
4008 | 4008 | 2012-06-15 23:59 | 16.53 | 16.53 | 16.53 | 16.53 | 0 | 0 | 0 | 0 | 0 | 0 | 0 | 0 | 0 | 0 | 0 | 0 | 0 | 0 | 0 | 0 | 0 | System Off | 0 | 0
4009 | 4009 | 2012-06-16 00:59 | 16.45 | 16.45 | 16.45 | 16.45 | 0 | 0 | 0 | 0 | 0 | 0 | 0 | 0 | 0 | 0 | 0 | 0 | 0 | 0 | 0 | 0 | 0 | System Off | 0 | 0
4010 | 4010 | 2012-06-16 01:59 | 16.37 | 16.37 | 16.37 | 16.37 | 0 | 0 | 0 | 0 | 0 | 0 | 0 | 0 | 0 | 0 | 0 | 0 | 0 | 0 | 0 | 0 | 0 | System Off | 0 | 0
4011 | 4011 | 2012-06-16 02:59 | 16.29 | 16.29 | 16.29 | 16.29 | 0 | 0 | 0 | 0 | 0 | 0 | 0 | 0 | 0 | 0 | 0 | 0 | 0 | 0 | 0 | 0 | 0 | System Off | 0 | 0
4012 | 4012 | 2012-06-16 03:59 | 16.48 | 17.72 | 17.72 | 16.48 | 70.74 | 34.22 | 27 | 13.65 | 76.98 | 0.37 | 0.44 | 0.43 | 0.01 | 66.45 | 0 | 0 | 21.42 | 0.18709 | 0.056448 | 0.003 | 11.11 | System Off | 1 | 0
4013 | 4013 | 2012-06-16 04:59 | 16.68 | 17.33 | 17.33 | 16.68 | 38.78 | 2.82 | 15 | 13.47 | 43.37 | 0 | 0.07 | 0.06 | 0 | 4.6 | 0 | 0 | 11.93 | 0.18675 | 0.056448 | 0.002 | 13.33 | System Off | 0 | 0
4014 | 4014 | 2012-06-16 05:59 | 16.87 | 18.04 | 18.04 | 16.87 | 77.58 | 40.95 | 29 | 13.93 | 84.11 | 0.34 | 0.49 | 0.48 | 0.01 | 52.52 | 0 | 0 | 22.92 | 0.18774 | 0.056448 | 0.003 | 10.34 | System Off | 0 | 0
4015 | 4015 | 2012-06-16 06:59 | 17.55 | 21.88 | 21.88 | 17.55 | 298.09 | 257.5 | 109 | 14.24 | 305.6 | 0.82 | 0.84 | 0.82 | 0.09 | 256.87 | 0 | 0 | 85.76 | 0.1929 | 0.056448 | 0.011 | 10.09 | System Off | 1 | 0
4016 | 4016 | 2012-06-16 07:59 | 18.23 | 20.56 | 20.56 | 18.23 | 156 | 117.98 | 58 | 14.01 | 164.27 | 0.68 | 0.72 | 0.7 | 0.04 | 92.54 | 0 | 0 | 45.79 | 0.1912 | 0.056448 | 0.006 | 10.34 | System Off | 1 | 0
4017 | 4017 | 2012-06-16 08:59 | 18.9 | 22.59 | 22.59 | 18.9 | 249.25 | 209.55 | 92 | 14.11 | 257.53 | 0.87 | 0.81 | 0.8 | 0.08 | 137.11 | 0 | 0 | 72.52 | 0.19396 | 0.056448 | 0.009 | 9.78 | System Off | 1 | 0
4018 | 4018 | 2012-06-16 09:59 | 19.08 | 23.22 | 23.22 | 19.08 | 281.97 | 241.67 | 104 | 14.12 | 289.92 | 0.86 | 0.83 | 0.82 | 0.09 | 145.15 | 0 | 0 | 81.96 | 0.19485 | 0.056448 | 0.011 | 10.58 | System Off | 1 | 0
4019 | 4019 | 2012-06-16 10:59 | 19.25 | 23.2 | 23.2 | 19.25 | 270.05 | 229.97 | 99 | 14.21 | 278.17 | 0.8 | 0.83 | 0.81 | 0.08 | 131.6 | 0 | 0 | 77.94 | 0.19483 | 0.056448 | 0.01 | 10.1 | System Off | 1 | 0
4020 | 4020 | 2012-06-16 11:59 | 19.42 | 22.11 | 22.11 | 19.42 | 183.17 | 144.67 | 68 | 14.03 | 191.72 | 0.73 | 0.75 | 0.74 | 0.05 | 81.6 | 0 | 0 | 53.67 | 0.19344 | 0.056448 | 0.007 | 10.29 | System Off | 1 | 0
4021 | 4021 | 2012-06-16 12:59 | 18.23 | 21.43 | 21.43 | 18.23 | 219.42 | 180.27 | 81 | 14.11 | 227.81 | 0.86 | 0.79 | 0.77 | 0.07 | 112.63 | 0 | 0 | 63.86 | 0.19241 | 0.056448 | 0.008 | 9.88 | System Off | 1 | 0
4022 | 4022 | 2012-06-16 13:59 | 17.04 | 20.49 | 20.49 | 17.04 | 237.14 | 197.67 | 87 | 14.2 | 245.29 | 0.8 | 0.81 | 0.79 | 0.07 | 139.6 | 0 | 0 | 68.51 | 0.19102 | 0.056448 | 0.009 | 10.34 | System Off | 1 | 0
4023 | 4023 | 2012-06-16 14:59 | 15.84 | 17.72 | 17.72 | 15.84 | 127.05 | 89.55 | 47 | 14.08 | 134.73 | 0.63 | 0.66 | 0.65 | 0.03 | 66.59 | 0 | 0 | 37.08 | 0.18723 | 0.056448 | 0.005 | 10.64 | System Off | 0 | 0
4024 | 4024 | 2012-06-16 15:59 | 15.92 | 18.13 | 18.13 | 15.92 | 150.57 | 112.65 | 55 | 14.26 | 158.55 | 0.72 | 0.71 | 0.7 | 0.04 | 85.46 | 0 | 0 | 43.29 | 0.18775 | 0.056448 | 0.006 | 10.91 | System Off | 1 | 0
4025 | 4025 | 2012-06-16 16:59 | 16 | 20.32 | 20.32 | 16 | 299.43 | 258.81 | 108 | 14.44 | 306.71 | 0.83 | 0.84 | 0.83 | 0.09 | 189.68 | 0 | 0 | 84.76 | 0.19061 | 0.056448 | 0.011 | 10.19 | System Off | 1 | 0
4026 | 4026 | 2012-06-16 17:59 | 16.08 | 17.82 | 17.82 | 16.08 | 117.52 | 80.19 | 44 | 13.91 | 125.06 | 0.68 | 0.64 | 0.63 | 0.03 | 54.02 | 0 | 0 | 34.79 | 0.18741 | 0.056448 | 0.005 | 11.36 | System Off | 0 | 0
4027 | 4027 | 2012-06-16 18:59 | 15.77 | 16.05 | 16.05 | 15.77 | 16.67 | 0 | 6 | 14.47 | 19.37 | 0 | 0 | 0 | 0 | 0 | 0 | 0 | 4.71 | 0.18499 | 0.056448 | 0.001 | 16.67 | System Off | 0 | 0
4028 | 4028 | 2012-06-16 19:59 | 15.45 | 15.45 | 15.45 | 15.45 | 0 | 0 | 0 | 0 | 0 | 0 | 0 | 0 | 0 | 0 | 0 | 0 | 0 | 0 | 0 | 0 | 0 | System Off | 0 | 0
4029 | 4029 | 2012-06-16 20:59 | 15.14 | 15.14 | 15.14 | 15.14 | 0 | 0 | 0 | 0 | 0 | 0 | 0 | 0 | 0 | 0 | 0 | 0 | 0 | 0 | 0 | 0 | 0 | System Off | 0 | 0
4030 | 4030 | 2012-06-16 21:59 | 14.86 | 14.86 | 14.86 | 14.86 | 0 | 0 | 0 | 0 | 0 | 0 | 0 | 0 | 0 | 0 | 0 | 0 | 0 | 0 | 0 | 0 | 0 | System Off | 0 | 0
4031 | 4031 | 2012-06-16 22:59 | 14.59 | 14.59 | 14.59 | 14.59 | 0 | 0 | 0 | 0 | 0 | 0 | 0 | 0 | 0 | 0 | 0 | 0 | 0 | 0 | 0 | 0 | 0 | System Off | 0 | 0
4032 | 4032 | 2012-06-16 23:59 | 14.32 | 14.32 | 14.32 | 14.32 | 0 | 0 | 0 | 0 | 0 | 0 | 0 | 0 | 0 | 0 | 0 | 0 | 0 | 0 | 0 | 0 | 0 | System Off | 0 | 0
4033 | 4033 | 2012-06-17 00:59 | 13.98 | 13.98 | 13.98 | 13.98 | 0 | 0 | 0 | 0 | 0 | 0 | 0 | 0 | 0 | 0 | 0 | 0 | 0 | 0 | 0 | 0 | 0 | System Off | 0 | 0
4034 | 4034 | 2012-06-17 01:59 | 13.65 | 13.65 | 13.65 | 13.65 | 0 | 0 | 0 | 0 | 0 | 0 | 0 | 0 | 0 | 0 | 0 | 0 | 0 | 0 | 0 | 0 | 0 | System Off | 0 | 0
4035 | 4035 | 2012-06-17 02:59 | 13.31 | 13.31 | 13.31 | 13.31 | 0 | 0 | 0 | 0 | 0 | 0 | 0 | 0 | 0 | 0 | 0 | 0 | 0 | 0 | 0 | 0 | 0 | System Off | 0 | 0
4036 | 4036 | 2012-06-17 03:59 | 13.74 | 15.02 | 15.02 | 13.74 | 78.49 | 41.84 | 29 | 14.1 | 84.83 | 0.68 | 0.49 | 0.48 | 0.02 | 81.25 | 0 | 0 | 22.87 | 0.18334 | 0.056448 | 0.003 | 10.34 | System Off | 1 | 0
4037 | 4037 | 2012-06-17 04:59 | 14.16 | 16.92 | 16.92 | 14.16 | 174.98 | 136.63 | 64 | 14.24 | 182.96 | 0.78 | 0.75 | 0.73 | 0.05 | 222.78 | 0 | 0 | 50.37 | 0.18573 | 0.056448 | 0.007 | 10.94 | System Off | 1 | 0
4038 | 4038 | 2012-06-17 05:59 | 14.59 | 20.08 | 20.08 | 14.59 | 328.53 | 287.37 | 119 | 14.38 | 335.22 | 0.84 | 0.86 | 0.84 | 0.1 | 368.54 | 0 | 0 | 93.43 | 0.18918 | 0.056448 | 0.012 | 10.08 | System Off | 1 | 0
4039 | 4039 | 2012-06-17 06:59 | 15.61 | 26.36 | 26.36 | 15.61 | 714.64 | 665.85 | 257 | 14.48 | 708.92 | 0.93 | 0.94 | 0.92 | 0.24 | 664.24 | 0 | 0 | 201.3 | 0.19464 | 0.056448 | 0.026 | 10.12 | System Off | 1 | 0
4040 | 4040 | 2012-06-17 07:59 | 16.62 | 33.68 | 33.68 | 16.62 | 1179.6 | 1120.55 | 430 | 14.29 | 1151.12 | 0.95 | 0.97 | 0.95 | 0.41 | 878.92 | 0 | 0 | 337.22 | 0.20512 | 0.056448 | 0.043 | 10 | System Off | 1 | 0
4041 | 4041 | 2012-06-17 08:59 | 17.63 | 39.93 | 39.93 | 17.63 | 1562.4 | 1494.02 | 579 | 14.05 | 1512.08 | 0.93 | 0.99 | 0.96 | 0.54 | 977.54 | 0 | 0 | 454.96 | 0.21451 | 0.056448 | 0.057 | 9.84 | System Off | 1 | 0
4042 | 4042 | 2012-06-17 09:59 | 18.39 | 47.65 | 47.65 | 18.39 | 1956.49 | 1877.7 | 744 | 13.7 | 1882 | 0.91 | 1 | 0.97 | 0.68 | 1127.76 | 0 | 0 | 586.38 | 0.22453 | 0.056448 | 0.073 | 9.81 | System Off | 1 | 0
4043 | 4043 | 2012-06-17 10:59 | 19.14 | 51.41 | 51.41 | 19.14 | 2068.42 | 1986.52 | 798 | 13.5 | 1986.88 | 0.9 | 1 | 0.98 | 0.72 | 1136.75 | 0 | 0 | 630.03 | 0.22456 | 0.056448 | 0.079 | 9.9 | System Off | 1 | 0
4044 | 4044 | 2012-06-17 11:59 | 19.89 | 53.92 | 53.92 | 19.89 | 2102.22 | 2019.37 | 820 | 13.35 | 2018.53 | 0.89 | 1 | 0.98 | 0.73 | 1139.09 | 0 | 0 | 648.27 | 0.21448 | 0.056448 | 0.081 | 9.88 | System Off | 1 | 0
4045 | 4045 | 2012-06-17 12:59 | 19.89 | 44.44 | 44.44 | 19.89 | 1486.96 | 1420.49 | 562 | 13.78 | 1441.5 | 0.91 | 0.99 | 0.96 | 0.51 | 887.52 | 0 | 0 | 442.72 | 0.21713 | 0.056448 | 0.056 | 9.96 | System Off | 1 | 0
4046 | 4046 | 2012-06-17 13:59 | 19.89 | 39.25 | 39.25 | 19.89 | 1136.43 | 1078.37 | 424 | 13.96 | 1111.02 | 0.92 | 0.97 | 0.95 | 0.39 | 761.61 | 0 | 0 | 333.6 | 0.20976 | 0.056448 | 0.042 | 9.91 | System Off | 1 | 0
4047 | 4047 | 2012-06-17 14:59 | 19.88 | 39.86 | 39.86 | 19.88 | 1133.52 | 1075.53 | 424 | 13.92 | 1108.37 | 0.92 | 0.97 | 0.95 | 0.39 | 799.79 | 0 | 0 | 333.67 | 0.20975 | 0.056448 | 0.042 | 9.91 | System Off | 1 | 0
4048 | 4048 | 2012-06-17 15:59 | 19.79 | 32.29 | 32.29 | 19.79 | 666.2 | 618.4 | 246 | 14.1 | 663.51 | 0.89 | 0.93 | 0.91 | 0.22 | 469.16 | 0 | 0 | 193.46 | 0.20019 | 0.056448 | 0.025 | 10.16 | System Off | 1 | 0
4049 | 4049 | 2012-06-17 16:59 | 19.71 | 27.07 | 27.07 | 19.71 | 356.44 | 314.75 | 132 | 14.06 | 363.51 | 0.83 | 0.87 | 0.85 | 0.11 | 230.68 | 0 | 0 | 103.99 | 0.19409 | 0.056448 | 0.013 | 9.85 | System Off | 1 | 0
4050 | 4050 | 2012-06-17 17:59 | 19.62 | 23.13 | 23.13 | 19.62 | 165.02 | 126.85 | 62 | 13.86 | 173.64 | 0.8 | 0.73 | 0.71 | 0.05 | 85.45 | 0 | 0 | 49.02 | 0.19342 | 0.056448 | 0.006 | 9.68 | System Off | 1 | 0
4051 | 4051 | 2012-06-17 18:59 | 17.87 | 18.72 | 18.72 | 17.87 | 40.58 | 4.59 | 16 | 13.21 | 45.36 | 0 | 0.1 | 0.1 | 0 | 2.86 | 0 | 0 | 12.76 | 0.18849 | 0.056448 | 0.002 | 12.5 | System Off | 0 | 0
4052 | 4052 | 2012-06-17 19:59 | 16.12 | 16.12 | 16.12 | 16.12 | 0 | 0 | 0 | 0 | 0 | 0 | 0 | 0 | 0 | 0 | 0 | 0 | 0 | 0 | 0 | 0 | 0 | System Off | 0 | 0
4053 | 4053 | 2012-06-17 20:59 | 14.38 | 14.38 | 14.38 | 14.38 | 0 | 0 | 0 | 0 | 0 | 0 | 0 | 0 | 0 | 0 | 0 | 0 | 0 | 0 | 0 | 0 | 0 | System Off | 0 | 0
4054 | 4054 | 2012-06-17 21:59 | 14.39 | 14.39 | 14.39 | 14.39 | 0 | 0 | 0 | 0 | 0 | 0 | 0 | 0 | 0 | 0 | 0 | 0 | 0 | 0 | 0 | 0 | 0 | System Off | 0 | 0
4055 | 4055 | 2012-06-17 22:59 | 14.41 | 14.41 | 14.41 | 14.41 | 0 | 0 | 0 | 0 | 0 | 0 | 0 | 0 | 0 | 0 | 0 | 0 | 0 | 0 | 0 | 0 | 0 | System Off | 0 | 0
4056 | 4056 | 2012-06-17 23:59 | 14.43 | 14.43 | 14.43 | 14.43 | 0 | 0 | 0 | 0 | 0 | 0 | 0 | 0 | 0 | 0 | 0 | 0 | 0 | 0 | 0 | 0 | 0 | System Off | 0 | 0
4057 | 4057 | 2012-06-18 00:59 | 14.31 | 14.31 | 14.31 | 14.31 | 0 | 0 | 0 | 0 | 0 | 0 | 0 | 0 | 0 | 0 | 0 | 0 | 0 | 0 | 0 | 0 | 0 | System Off | 0 | 0
4058 | 4058 | 2012-06-18 01:59 | 14.19 | 14.19 | 14.19 | 14.19 | 0 | 0 | 0 | 0 | 0 | 0 | 0 | 0 | 0 | 0 | 0 | 0 | 0 | 0 | 0 | 0 | 0 | System Off | 0 | 0
4059 | 4059 | 2012-06-18 02:59 | 14.07 | 14.07 | 14.07 | 14.07 | 0 | 0 | 0 | 0 | 0 | 0 | 0 | 0 | 0 | 0 | 0 | 0 | 0 | 0 | 0 | 0 | 0 | System Off | 0 | 0
4060 | 4060 | 2012-06-18 03:59 | 15.17 | 15.77 | 15.77 | 15.17 | 34.55 | 0 | 13 | 13.84 | 38.77 | 0 | 0 | 0 | 0 | 0 | 0 | 0 | 10.29 | 0.18451 | 0.056448 | 0.001 | 7.69 | System Off | 0 | 0
4061 | 4061 | 2012-06-18 04:59 | 16.26 | 19.07 | 19.07 | 16.26 | 183.12 | 144.63 | 67 | 14.24 | 191.34 | 0.74 | 0.76 | 0.74 | 0.05 | 235.81 | 0 | 0 | 52.74 | 0.18886 | 0.056448 | 0.007 | 10.45 | System Off | 1 | 0
4062 | 4062 | 2012-06-18 05:59 | 17.36 | 21.15 | 21.15 | 17.36 | 262.85 | 222.91 | 96 | 14.26 | 270.8 | 0.83 | 0.82 | 0.81 | 0.08 | 285.87 | 0 | 0 | 75.53 | 0.19195 | 0.056448 | 0.01 | 10.42 | System Off | 1 | 0
4063 | 4063 | 2012-06-18 06:59 | 18.77 | 25.56 | 25.56 | 18.77 | 468.77 | 424.93 | 171 | 14.28 | 472.52 | 0.88 | 0.9 | 0.88 | 0.15 | 423.9 | 0 | 0 | 134.41 | 0.19476 | 0.056448 | 0.017 | 9.94 | System Off | 1 | 0
4064 | 4064 | 2012-06-18 07:59 | 20.18 | 24.68 | 24.68 | 20.18 | 303.97 | 263.27 | 112 | 14.14 | 311.78 | 0.89 | 0.84 | 0.83 | 0.1 | 206.5 | 0 | 0 | 88.24 | 0.19371 | 0.056448 | 0.011 | 9.82 | System Off | 1 | 0
4065 | 4065 | 2012-06-18 08:59 | 21.59 | 46.39 | 46.39 | 21.59 | 1659.86 | 1588.98 | 631 | 13.7 | 1603.91 | 0.9 | 0.99 | 0.97 | 0.57 | 1039.67 | 0 | 0 | 497.76 | 0.22349 | 0.056448 | 0.063 | 9.98 | System Off | 1 | 0
4066 | 4066 | 2012-06-18 09:59 | 21.69 | 49.74 | 49.74 | 21.69 | 1959.95 | 1881.06 | 752 | 13.57 | 1885.38 | 0.9 | 1 | 0.97 | 0.68 | 1129.78 | 0 | 0 | 593.89 | 0.21365 | 0.056448 | 0.074 | 9.84 | System Off | 1 | 0
4067 | 4067 | 2012-06-18 10:59 | 21.78 | 44.28 | 44.28 | 21.78 | 1667.49 | 1596.42 | 628 | 13.83 | 1610.92 | 0.92 | 0.99 | 0.97 | 0.58 | 913.52 | 0 | 0 | 495 | 0.2236 | 0.056448 | 0.062 | 9.87 | System Off | 1 | 0
4068 | 4068 | 2012-06-18 11:59 | 21.87 | 40.53 | 40.53 | 21.87 | 1461.13 | 1395.3 | 544 | 13.99 | 1416.95 | 0.92 | 0.98 | 0.96 | 0.5 | 787.06 | 0 | 0 | 428.3 | 0.21919 | 0.056448 | 0.054 | 9.93 | System Off | 1 | 0
4069 | 4069 | 2012-06-18 12:59 | 21.33 | 40.36 | 40.36 | 21.33 | 1454.82 | 1389.15 | 541 | 14.01 | 1411 | 0.92 | 0.98 | 0.96 | 0.5 | 867.93 | 0 | 0 | 425.78 | 0.21819 | 0.056448 | 0.054 | 9.98 | System Off | 1 | 0
4070 | 4070 | 2012-06-18 13:59 | 20.79 | 42.16 | 42.16 | 20.79 | 1601.74 | 1532.37 | 599 | 13.93 | 1549.1 | 0.92 | 0.99 | 0.97 | 0.55 | 1082.25 | 0 | 0 | 471.66 | 0.22048 | 0.056448 | 0.059 | 9.85 | System Off | 1 | 0
4071 | 4071 | 2012-06-18 14:59 | 20.25 | 36.1 | 36.1 | 20.25 | 1167.58 | 1108.8 | 430 | 14.14 | 1140.04 | 0.93 | 0.97 | 0.95 | 0.4 | 824.53 | 0 | 0 | 338 | 0.2106 | 0.056448 | 0.043 | 10 | System Off | 1 | 0
4072 | 4072 | 2012-06-18 15:59 | 19.67 | 29.53 | 29.53 | 19.67 | 687.03 | 638.8 | 251 | 14.26 | 683.02 | 0.92 | 0.94 | 0.91 | 0.23 | 484.63 | 0 | 0 | 197.22 | 0.20027 | 0.056448 | 0.025 | 9.96 | System Off | 1 | 0
4073 | 4073 | 2012-06-18 16:59 | 19.08 | 25.05 | 25.05 | 19.08 | 388.11 | 345.82 | 142 | 14.24 | 394.12 | 0.91 | 0.88 | 0.86 | 0.13 | 253.45 | 0 | 0 | 111.69 | 0.19369 | 0.056448 | 0.014 | 9.86 | System Off | 1 | 0
4074 | 4074 | 2012-06-18 17:59 | 18.5 | 21.04 | 21.04 | 18.5 | 159.22 | 121.15 | 59 | 14.06 | 167.57 | 0.67 | 0.72 | 0.71 | 0.04 | 81.61 | 0 | 0 | 46.55 | 0.19164 | 0.056448 | 0.006 | 10.17 | System Off | 1 | 0
4075 | 4075 | 2012-06-18 18:59 | 16.87 | 17.62 | 17.62 | 16.87 | 42.48 | 6.45 | 16 | 13.83 | 47.32 | 0 | 0.14 | 0.13 | 0 | 4.02 | 0 | 0 | 12.66 | 0.18706 | 0.056448 | 0.002 | 12.5 | System Off | 0 | 0
4076 | 4076 | 2012-06-18 19:59 | 15.24 | 15.24 | 15.24 | 15.24 | 0 | 0 | 0 | 0 | 0 | 0 | 0 | 0 | 0 | 0 | 0 | 0 | 0 | 0 | 0 | 0 | 0 | System Off | 0 | 0
4077 | 4077 | 2012-06-18 20:59 | 13.61 | 13.61 | 13.61 | 13.61 | 0 | 0 | 0 | 0 | 0 | 0 | 0 | 0 | 0 | 0 | 0 | 0 | 0 | 0 | 0 | 0 | 0 | System Off | 0 | 0
4078 | 4078 | 2012-06-18 21:59 | 13.06 | 13.06 | 13.06 | 13.06 | 0 | 0 | 0 | 0 | 0 | 0 | 0 | 0 | 0 | 0 | 0 | 0 | 0 | 0 | 0 | 0 | 0 | System Off | 0 | 0
4079 | 4079 | 2012-06-18 22:59 | 12.51 | 12.51 | 12.51 | 12.51 | 0 | 0 | 0 | 0 | 0 | 0 | 0 | 0 | 0 | 0 | 0 | 0 | 0 | 0 | 0 | 0 | 0 | System Off | 0 | 0
4080 | 4080 | 2012-06-18 23:59 | 11.96 | 11.96 | 11.96 | 11.96 | 0 | 0 | 0 | 0 | 0 | 0 | 0 | 0 | 0 | 0 | 0 | 0 | 0 | 0 | 0 | 0 | 0 | System Off | 0 | 0
4081 | 4081 | 2012-06-19 00:59 | 11.73 | 11.73 | 11.73 | 11.73 | 0 | 0 | 0 | 0 | 0 | 0 | 0 | 0 | 0 | 0 | 0 | 0 | 0 | 0 | 0 | 0 | 0 | System Off | 0 | 0
4082 | 4082 | 2012-06-19 01:59 | 11.49 | 11.49 | 11.49 | 11.49 | 0 | 0 | 0 | 0 | 0 | 0 | 0 | 0 | 0 | 0 | 0 | 0 | 0 | 0 | 0 | 0 | 0 | System Off | 0 | 0
4083 | 4083 | 2012-06-19 02:59 | 11.26 | 11.26 | 11.26 | 11.26 | 0 | 0 | 0 | 0 | 0 | 0 | 0 | 0 | 0 | 0 | 0 | 0 | 0 | 0 | 0 | 0 | 0 | System Off | 0 | 0
4084 | 4084 | 2012-06-19 03:59 | 12.63 | 13.38 | 13.38 | 12.63 | 37.25 | 1.32 | 14 | 13.86 | 41.56 | 0 | 0.03 | 0.03 | 0 | 2.55 | 0 | 0 | 11.08 | 0.18102 | 0.056448 | 0.001 | 7.14 | System Off | 0 | 0
4085 | 4085 | 2012-06-19 04:59 | 14.01 | 18.64 | 18.64 | 14.01 | 240.66 | 201.12 | 87 | 14.41 | 248.54 | 0.8 | 0.81 | 0.79 | 0.07 | 327.93 | 0 | 0 | 68.29 | 0.1867 | 0.056448 | 0.009 | 10.34 | System Off | 1 | 0
4086 | 4086 | 2012-06-19 05:59 | 15.38 | 23.6 | 23.6 | 15.38 | 420.4 | 377.49 | 153 | 14.31 | 425.3 | 0.91 | 0.89 | 0.87 | 0.14 | 484.11 | 0 | 0 | 120.13 | 0.19207 | 0.056448 | 0.016 | 10.46 | System Off | 1 | 0
4087 | 4087 | 2012-06-19 06:59 | 16.88 | 31.58 | 31.58 | 16.88 | 720.43 | 671.51 | 265 | 14.16 | 715.24 | 0.9 | 0.94 | 0.92 | 0.24 | 669.89 | 0 | 0 | 208.12 | 0.19693 | 0.056448 | 0.027 | 10.19 | System Off | 1 | 0
4088 | 4088 | 2012-06-19 07:59 | 18.38 | 39.78 | 39.78 | 18.38 | 1010.61 | 955.42 | 380 | 13.85 | 992.2 | 0.92 | 0.96 | 0.94 | 0.35 | 749.4 | 0 | 0 | 299.07 | 0.20519 | 0.056448 | 0.038 | 10 | System Off | 1 | 0
4089 | 4089 | 2012-06-19 08:59 | 19.88 | 47.54 | 47.54 | 19.88 | 1235.78 | 1175.4 | 476 | 13.52 | 1205.69 | 0.9 | 0.97 | 0.95 | 0.43 | 769.06 | 0 | 0 | 375.56 | 0.21258 | 0.056448 | 0.048 | 10.08 | System Off | 1 | 0
4090 | 4090 | 2012-06-19 09:59 | 20.47 | 35.85 | 35.85 | 20.47 | 750.39 | 700.85 | 280 | 13.96 | 744.49 | 0.89 | 0.94 | 0.92 | 0.25 | 420.93 | 0 | 0 | 220.42 | 0.203 | 0.056448 | 0.028 | 10 | System Off | 1 | 0
4091 | 4091 | 2012-06-19 10:59 | 21.05 | 25.32 | 25.32 | 21.05 | 220.29 | 181.12 | 82 | 13.99 | 229.17 | 0.84 | 0.79 | 0.77 | 0.07 | 103.64 | 0 | 0 | 64.71 | 0.19338 | 0.056448 | 0.008 | 9.76 | System Off | 1 | 0
4092 | 4092 | 2012-06-19 11:59 | 21.63 | 26.4 | 26.4 | 21.63 | 261.5 | 221.58 | 98 | 13.9 | 270.16 | 0.81 | 0.82 | 0.8 | 0.08 | 124.99 | 0 | 0 | 77.43 | 0.19507 | 0.056448 | 0.01 | 10.2 | System Off | 1 | 0
4093 | 4093 | 2012-06-19 12:59 | 21.48 | 26.65 | 26.65 | 21.48 | 282.42 | 242.11 | 105 | 14.01 | 290.83 | 0.85 | 0.83 | 0.81 | 0.09 | 151.27 | 0 | 0 | 82.83 | 0.19522 | 0.056448 | 0.011 | 10.48 | System Off | 1 | 0
4094 | 4094 | 2012-06-19 13:59 | 21.33 | 32.66 | 32.66 | 21.33 | 618.79 | 571.96 | 230 | 14.01 | 618.14 | 0.91 | 0.93 | 0.9 | 0.21 | 403.95 | 0 | 0 | 181.16 | 0.20162 | 0.056448 | 0.023 | 10 | System Off | 1 | 0
4095 | 4095 | 2012-06-19 14:59 | 21.18 | 28.78 | 28.78 | 21.18 | 411.78 | 369.03 | 153 | 14.02 | 417.7 | 0.85 | 0.88 | 0.86 | 0.13 | 274.42 | 0 | 0 | 120.61 | 0.19733 | 0.056448 | 0.016 | 10.46 | System Off | 1 | 0
4096 | 4096 | 2012-06-19 15:59 | 20.81 | 24.71 | 24.71 | 20.81 | 213.84 | 174.79 | 80 | 13.92 | 222.67 | 0.75 | 0.78 | 0.77 | 0.06 | 132.6 | 0 | 0 | 63.2 | 0.19294 | 0.056448 | 0.008 | 10 | System Off | 1 | 0
4097 | 4097 | 2012-06-19 16:59 | 20.43 | 22.08 | 22.08 | 20.43 | 89.81 | 52.97 | 34 | 13.76 | 97.06 | 0.58 | 0.55 | 0.53 | 0.02 | 38.82 | 0 | 0 | 26.93 | 0.19309 | 0.056448 | 0.004 | 11.76 | System Off | 0 | 0
4098 | 4098 | 2012-06-19 17:59 | 20.06 | 20.81 | 20.81 | 20.06 | 40.33 | 4.34 | 16 | 13.13 | 45.19 | 0 | 0.1 | 0.09 | 0 | 2.93 | 0 | 0 | 12.78 | 0.19161 | 0.056448 | 0.002 | 12.5 | System Off | 0 | 0
4099 | 4099 | 2012-06-19 18:59 | 19.14 | 19.81 | 19.81 | 19.14 | 35.67 | 0 | 14 | 13.27 | 40.16 | 0 | 0 | 0 | 0 | 0 | 0 | 0 | 11.16 | 0.19019 | 0.056448 | 0.001 | 7.14 | System Off | 0 | 0
4100 | 4100 | 2012-06-19 19:59 | 18.22 | 18.22 | 18.22 | 18.22 | 0 | 0 | 0 | 0 | 0 | 0 | 0 | 0 | 0 | 0 | 0 | 0 | 0 | 0 | 0 | 0 | 0 | System Off | 0 | 0
4101 | 4101 | 2012-06-19 20:59 | 17.31 | 17.31 | 17.31 | 17.31 | 0 | 0 | 0 | 0 | 0 | 0 | 0 | 0 | 0 | 0 | 0 | 0 | 0 | 0 | 0 | 0 | 0 | System Off | 0 | 0
4102 | 4102 | 2012-06-19 21:59 | 17.08 | 17.08 | 17.08 | 17.08 | 0 | 0 | 0 | 0 | 0 | 0 | 0 | 0 | 0 | 0 | 0 | 0 | 0 | 0 | 0 | 0 | 0 | System Off | 0 | 0
4103 | 4103 | 2012-06-19 22:59 | 16.86 | 16.86 | 16.86 | 16.86 | 0 | 0 | 0 | 0 | 0 | 0 | 0 | 0 | 0 | 0 | 0 | 0 | 0 | 0 | 0 | 0 | 0 | System Off | 0 | 0
4104 | 4104 | 2012-06-19 23:59 | 16.63 | 16.63 | 16.63 | 16.63 | 0 | 0 | 0 | 0 | 0 | 0 | 0 | 0 | 0 | 0 | 0 | 0 | 0 | 0 | 0 | 0 | 0 | System Off | 0 | 0
4105 | 4105 | 2012-06-20 00:59 | 16.37 | 16.37 | 16.37 | 16.37 | 0 | 0 | 0 | 0 | 0 | 0 | 0 | 0 | 0 | 0 | 0 | 0 | 0 | 0 | 0 | 0 | 0 | System Off | 0 | 0
4106 | 4106 | 2012-06-20 01:59 | 16.12 | 16.12 | 16.12 | 16.12 | 0 | 0 | 0 | 0 | 0 | 0 | 0 | 0 | 0 | 0 | 0 | 0 | 0 | 0 | 0 | 0 | 0 | System Off | 0 | 0
4107 | 4107 | 2012-06-20 02:59 | 15.86 | 15.86 | 15.86 | 15.86 | 0 | 0 | 0 | 0 | 0 | 0 | 0 | 0 | 0 | 0 | 0 | 0 | 0 | 0 | 0 | 0 | 0 | System Off | 0 | 0
4108 | 4108 | 2012-06-20 03:59 | 15.99 | 16.2 | 16.2 | 15.99 | 10.16 | 0 | 4 | 13.23 | 12.1 | 0 | 0 | 0 | 0 | 0 | 0 | 0 | 3.19 | 0.18519 | 0.056448 | 0 | 0 | System Off | 0 | 0
4109 | 4109 | 2012-06-20 04:59 | 16.12 | 16.87 | 16.87 | 16.12 | 38.87 | 2.91 | 15 | 13.5 | 43.44 | 0 | 0.07 | 0.07 | 0 | 4.74 | 0 | 0 | 11.92 | 0.18595 | 0.056448 | 0.002 | 13.33 | System Off | 0 | 0
4110 | 4110 | 2012-06-20 05:59 | 16.25 | 18.08 | 18.08 | 16.25 | 100.91 | 63.87 | 38 | 13.83 | 108.13 | 0.52 | 0.59 | 0.58 | 0.02 | 81.91 | 0 | 0 | 30.07 | 0.18734 | 0.056448 | 0.004 | 10.53 | System Off | 1 | 0
4111 | 4111 | 2012-06-20 06:59 | 16.66 | 19.68 | 19.68 | 16.66 | 175.65 | 137.28 | 65 | 14.07 | 183.92 | 0.77 | 0.75 | 0.73 | 0.05 | 136.95 | 0 | 0 | 51.26 | 0.18933 | 0.056448 | 0.007 | 10.77 | System Off | 1 | 0
4112 | 4112 | 2012-06-20 07:59 | 17.07 | 24.14 | 24.14 | 17.07 | 434.69 | 391.51 | 158 | 14.33 | 439.26 | 0.88 | 0.89 | 0.87 | 0.14 | 307.09 | 0 | 0 | 124.09 | 0.19477 | 0.056448 | 0.016 | 10.13 | System Off | 1 | 0
4113 | 4113 | 2012-06-20 08:59 | 17.47 | 21.34 | 21.34 | 17.47 | 243.44 | 203.85 | 89 | 14.25 | 251.62 | 0.78 | 0.81 | 0.79 | 0.07 | 133.38 | 0 | 0 | 70.03 | 0.19174 | 0.056448 | 0.009 | 10.11 | System Off | 1 | 0
4114 | 4114 | 2012-06-20 09:59 | 17.84 | 21.11 | 21.11 | 17.84 | 203.03 | 164.17 | 75 | 14.1 | 211.45 | 0.8 | 0.78 | 0.76 | 0.06 | 98.6 | 0 | 0 | 59.13 | 0.19154 | 0.056448 | 0.008 | 10.67 | System Off | 1 | 0
4115 | 4115 | 2012-06-20 10:59 | 18.21 | 22.51 | 22.51 | 18.21 | 266.08 | 226.08 | 98 | 14.14 | 274.16 | 0.81 | 0.82 | 0.81 | 0.08 | 129.37 | 0 | 0 | 77.2 | 0.19328 | 0.056448 | 0.01 | 10.2 | System Off | 1 | 0
4116 | 4116 | 2012-06-20 11:59 | 18.57 | 30.33 | 30.33 | 18.57 | 729.7 | 680.59 | 267 | 14.23 | 723.89 | 0.94 | 0.94 | 0.92 | 0.25 | 383.91 | 0 | 0 | 209.73 | 0.1995 | 0.056448 | 0.027 | 10.11 | System Off | 1 | 0
4117 | 4117 | 2012-06-20 12:59 | 18.82 | 33.76 | 33.76 | 18.82 | 910.84 | 857.86 | 335 | 14.16 | 896.8 | 0.92 | 0.96 | 0.93 | 0.31 | 535.99 | 0 | 0 | 263.19 | 0.20344 | 0.056448 | 0.034 | 10.15 | System Off | 1 | 0
4118 | 4118 | 2012-06-20 13:59 | 19.06 | 37.16 | 37.16 | 19.06 | 1084.33 | 1027.47 | 402 | 14.05 | 1061.55 | 0.92 | 0.97 | 0.95 | 0.37 | 725.66 | 0 | 0 | 316.04 | 0.20734 | 0.056448 | 0.04 | 9.95 | System Off | 1 | 0
4119 | 4119 | 2012-06-20 14:59 | 19.3 | 31.44 | 31.44 | 19.3 | 719.49 | 670.59 | 264 | 14.19 | 714.32 | 0.91 | 0.94 | 0.92 | 0.24 | 498.67 | 0 | 0 | 207.44 | 0.20041 | 0.056448 | 0.027 | 10.23 | System Off | 1 | 0
4120 | 4120 | 2012-06-20 15:59 | 18.99 | 23.56 | 23.56 | 18.99 | 257.7 | 217.84 | 95 | 14.13 | 266.02 | 0.84 | 0.82 | 0.8 | 0.08 | 165.27 | 0 | 0 | 74.84 | 0.19424 | 0.056448 | 0.01 | 10.53 | System Off | 1 | 0
4121 | 4121 | 2012-06-20 16:59 | 18.67 | 24.89 | 24.89 | 18.67 | 337.45 | 296.12 | 124 | 14.17 | 344.64 | 0.88 | 0.86 | 0.84 | 0.11 | 217.02 | 0 | 0 | 97.59 | 0.19531 | 0.056448 | 0.013 | 10.48 | System Off | 1 | 0
4122 | 4122 | 2012-06-20 17:59 | 18.36 | 21.03 | 21.03 | 18.36 | 135.81 | 98.15 | 51 | 13.87 | 143.93 | 0.78 | 0.68 | 0.67 | 0.04 | 66.12 | 0 | 0 | 40.33 | 0.19103 | 0.056448 | 0.005 | 9.8 | System Off | 0 | 0
4123 | 4123 | 2012-06-20 18:59 | 17.83 | 18 | 18 | 17.83 | 7.95 | 0 | 3 | 13.8 | 9.61 | 0 | 0 | 0 | 0 | 0 | 0 | 0 | 2.38 | 0.18774 | 0.056448 | 0 | 0 | System Off | 0 | 0
4124 | 4124 | 2012-06-20 19:59 | 17.29 | 17.29 | 17.29 | 17.29 | 0 | 0 | 0 | 0 | 0 | 0 | 0 | 0 | 0 | 0 | 0 | 0 | 0 | 0 | 0 | 0 | 0 | System Off | 0 | 0
4125 | 4125 | 2012-06-20 20:59 | 16.76 | 16.76 | 16.76 | 16.76 | 0 | 0 | 0 | 0 | 0 | 0 | 0 | 0 | 0 | 0 | 0 | 0 | 0 | 0 | 0 | 0 | 0 | System Off | 0 | 0
4126 | 4126 | 2012-06-20 21:59 | 16.43 | 16.43 | 16.43 | 16.43 | 0 | 0 | 0 | 0 | 0 | 0 | 0 | 0 | 0 | 0 | 0 | 0 | 0 | 0 | 0 | 0 | 0 | System Off | 0 | 0
4127 | 4127 | 2012-06-20 22:59 | 16.1 | 16.1 | 16.1 | 16.1 | 0 | 0 | 0 | 0 | 0 | 0 | 0 | 0 | 0 | 0 | 0 | 0 | 0 | 0 | 0 | 0 | 0 | System Off | 0 | 0
4128 | 4128 | 2012-06-20 23:59 | 15.77 | 15.77 | 15.77 | 15.77 | 0 | 0 | 0 | 0 | 0 | 0 | 0 | 0 | 0 | 0 | 0 | 0 | 0 | 0 | 0 | 0 | 0 | System Off | 0 | 0
4129 | 4129 | 2012-06-21 00:59 | 15.74 | 15.74 | 15.74 | 15.74 | 0 | 0 | 0 | 0 | 0 | 0 | 0 | 0 | 0 | 0 | 0 | 0 | 0 | 0 | 0 | 0 | 0 | System Off | 0 | 0
4130 | 4130 | 2012-06-21 01:59 | 15.72 | 15.72 | 15.72 | 15.72 | 0 | 0 | 0 | 0 | 0 | 0 | 0 | 0 | 0 | 0 | 0 | 0 | 0 | 0 | 0 | 0 | 0 | System Off | 0 | 0
4131 | 4131 | 2012-06-21 02:59 | 15.69 | 15.69 | 15.69 | 15.69 | 0 | 0 | 0 | 0 | 0 | 0 | 0 | 0 | 0 | 0 | 0 | 0 | 0 | 0 | 0 | 0 | 0 | System Off | 0 | 0
4132 | 4132 | 2012-06-21 03:59 | 16.28 | 16.49 | 16.49 | 16.28 | 10.14 | 0 | 4 | 13.2 | 12.08 | 0 | 0 | 0 | 0 | 0 | 0 | 0 | 3.19 | 0.1856 | 0.056448 | 0 | 0 | System Off | 0 | 0
4133 | 4133 | 2012-06-21 04:59 | 16.86 | 20.89 | 20.89 | 16.86 | 230.04 | 190.69 | 84 | 14.26 | 238.3 | 0.82 | 0.8 | 0.78 | 0.07 | 310.93 | 0 | 0 | 66.07 | 0.1906 | 0.056448 | 0.009 | 10.71 | System Off | 1 | 0
4134 | 4134 | 2012-06-21 05:59 | 17.45 | 24.78 | 24.78 | 17.45 | 420.63 | 377.72 | 153 | 14.32 | 425.71 | 0.91 | 0.89 | 0.87 | 0.14 | 484.41 | 0 | 0 | 120.16 | 0.19506 | 0.056448 | 0.016 | 10.46 | System Off | 1 | 0
4135 | 4135 | 2012-06-21 06:59 | 18.29 | 30.64 | 30.64 | 18.29 | 724.92 | 675.9 | 265 | 14.25 | 719.37 | 0.9 | 0.94 | 0.92 | 0.24 | 674.27 | 0 | 0 | 208.07 | 0.19898 | 0.056448 | 0.027 | 10.19 | System Off | 1 | 0
4136 | 4136 | 2012-06-21 07:59 | 19.12 | 30.6 | 30.6 | 19.12 | 676.24 | 628.24 | 248 | 14.2 | 672.84 | 0.93 | 0.93 | 0.91 | 0.23 | 492.77 | 0 | 0 | 194.88 | 0.19931 | 0.056448 | 0.025 | 10.08 | System Off | 1 | 0
4137 | 4137 | 2012-06-21 08:59 | 19.95 | 32.42 | 32.42 | 19.95 | 730.15 | 681.03 | 269 | 14.14 | 724.67 | 0.93 | 0.94 | 0.92 | 0.25 | 445.6 | 0 | 0 | 211.5 | 0.20164 | 0.056448 | 0.027 | 10.04 | System Off | 1 | 0
4138 | 4138 | 2012-06-21 09:59 | 20.8 | 48.2 | 48.2 | 20.8 | 1545.32 | 1477.37 | 593 | 13.57 | 1496.61 | 0.89 | 0.99 | 0.96 | 0.53 | 887.32 | 0 | 0 | 467.98 | 0.22024 | 0.056448 | 0.059 | 9.95 | System Off | 1 | 0
4139 | 4139 | 2012-06-21 10:59 | 21.65 | 48.87 | 48.87 | 21.65 | 1510.48 | 1443.41 | 582 | 13.52 | 1463.99 | 0.89 | 0.99 | 0.96 | 0.52 | 825.97 | 0 | 0 | 459.62 | 0.22099 | 0.056448 | 0.058 | 9.97 | System Off | 1 | 0
4140 | 4140 | 2012-06-21 11:59 | 22.5 | 34.66 | 34.66 | 22.5 | 680.43 | 632.35 | 254 | 13.95 | 677.5 | 0.9 | 0.93 | 0.91 | 0.23 | 356.7 | 0 | 0 | 200.18 | 0.20464 | 0.056448 | 0.026 | 10.24 | System Off | 1 | 0
4141 | 4141 | 2012-06-21 12:59 | 23.05 | 31.79 | 31.79 | 23.05 | 514.65 | 469.9 | 192 | 13.96 | 517.8 | 0.88 | 0.91 | 0.89 | 0.17 | 293.59 | 0 | 0 | 151.44 | 0.20215 | 0.056448 | 0.02 | 10.42 | System Off | 1 | 0
4142 | 4142 | 2012-06-21 13:59 | 23.6 | 31.59 | 31.59 | 23.6 | 493.82 | 449.48 | 184 | 13.98 | 497.65 | 0.87 | 0.9 | 0.88 | 0.16 | 317.45 | 0 | 0 | 145.13 | 0.20253 | 0.056448 | 0.019 | 10.33 | System Off | 1 | 0
4143 | 4143 | 2012-06-21 14:59 | 24.15 | 33.5 | 33.5 | 24.15 | 605.91 | 559.34 | 226 | 13.96 | 605.92 | 0.88 | 0.92 | 0.9 | 0.2 | 415.94 | 0 | 0 | 178.25 | 0.2056 | 0.056448 | 0.023 | 10.18 | System Off | 1 | 0
4144 | 4144 | 2012-06-21 15:59 | 23.25 | 29.03 | 29.03 | 23.25 | 367.54 | 325.64 | 137 | 13.97 | 374.65 | 0.87 | 0.87 | 0.85 | 0.12 | 247.05 | 0 | 0 | 108.12 | 0.1995 | 0.056448 | 0.014 | 10.22 | System Off | 1 | 0
4145 | 4145 | 2012-06-21 16:59 | 22.36 | 28.53 | 28.53 | 22.36 | 383.31 | 341.11 | 142 | 14.06 | 389.95 | 0.84 | 0.87 | 0.86 | 0.12 | 249.99 | 0 | 0 | 111.93 | 0.19846 | 0.056448 | 0.014 | 9.86 | System Off | 1 | 0
4146 | 4146 | 2012-06-21 17:59 | 21.46 | 23.92 | 23.92 | 21.46 | 148.8 | 110.92 | 56 | 13.84 | 157.38 | 0.71 | 0.7 | 0.69 | 0.04 | 74.72 | 0 | 0 | 44.3 | 0.1926 | 0.056448 | 0.006 | 10.71 | System Off | 1 | 0
4147 | 4147 | 2012-06-21 18:59 | 20.3 | 20.71 | 20.71 | 20.3 | 22.72 | 0 | 9 | 13.15 | 26.17 | 0 | 0 | 0 | 0 | 0 | 0 | 0 | 7.19 | 0.19158 | 0.056448 | 0.001 | 11.11 | System Off | 0 | 0
4148 | 4148 | 2012-06-21 19:59 | 19.14 | 19.14 | 19.14 | 19.14 | 0 | 0 | 0 | 0 | 0 | 0 | 0 | 0 | 0 | 0 | 0 | 0 | 0 | 0 | 0 | 0 | 0 | System Off | 0 | 0
4149 | 4149 | 2012-06-21 20:59 | 17.99 | 17.99 | 17.99 | 17.99 | 0 | 0 | 0 | 0 | 0 | 0 | 0 | 0 | 0 | 0 | 0 | 0 | 0 | 0 | 0 | 0 | 0 | System Off | 0 | 0
4150 | 4150 | 2012-06-21 21:59 | 17.11 | 17.11 | 17.11 | 17.11 | 0 | 0 | 0 | 0 | 0 | 0 | 0 | 0 | 0 | 0 | 0 | 0 | 0 | 0 | 0 | 0 | 0 | System Off | 0 | 0
4151 | 4151 | 2012-06-21 22:59 | 16.24 | 16.24 | 16.24 | 16.24 | 0 | 0 | 0 | 0 | 0 | 0 | 0 | 0 | 0 | 0 | 0 | 0 | 0 | 0 | 0 | 0 | 0 | System Off | 0 | 0
4152 | 4152 | 2012-06-21 23:59 | 15.36 | 15.36 | 15.36 | 15.36 | 0 | 0 | 0 | 0 | 0 | 0 | 0 | 0 | 0 | 0 | 0 | 0 | 0 | 0 | 0 | 0 | 0 | System Off | 0 | 0
4153 | 4153 | 2012-06-22 00:59 | 14.37 | 14.37 | 14.37 | 14.37 | 0 | 0 | 0 | 0 | 0 | 0 | 0 | 0 | 0 | 0 | 0 | 0 | 0 | 0 | 0 | 0 | 0 | System Off | 0 | 0
4154 | 4154 | 2012-06-22 01:59 | 13.38 | 13.38 | 13.38 | 13.38 | 0 | 0 | 0 | 0 | 0 | 0 | 0 | 0 | 0 | 0 | 0 | 0 | 0 | 0 | 0 | 0 | 0 | System Off | 0 | 0
4155 | 4155 | 2012-06-22 02:59 | 12.39 | 12.39 | 12.39 | 12.39 | 0 | 0 | 0 | 0 | 0 | 0 | 0 | 0 | 0 | 0 | 0 | 0 | 0 | 0 | 0 | 0 | 0 | System Off | 0 | 0
4156 | 4156 | 2012-06-22 03:59 | 12.98 | 14.28 | 14.28 | 12.98 | 76.45 | 39.84 | 28 | 14.22 | 82.67 | 0.35 | 0.48 | 0.47 | 0.01 | 77.36 | 0 | 0 | 22.05 | 0.18222 | 0.056448 | 0.003 | 10.71 | System Off | 1 | 0
4157 | 4157 | 2012-06-22 04:59 | 13.57 | 16.15 | 16.15 | 13.57 | 161.61 | 123.5 | 59 | 14.27 | 169.46 | 0.67 | 0.73 | 0.71 | 0.04 | 201.36 | 0 | 0 | 46.42 | 0.18464 | 0.056448 | 0.006 | 10.17 | System Off | 1 | 0
4158 | 4158 | 2012-06-22 05:59 | 14.16 | 19.45 | 19.45 | 14.16 | 319.8 | 278.8 | 115 | 14.48 | 326.58 | 0.86 | 0.85 | 0.84 | 0.1 | 357.55 | 0 | 0 | 90.18 | 0.18835 | 0.056448 | 0.012 | 10.43 | System Off | 1 | 0
4159 | 4159 | 2012-06-22 06:59 | 15.16 | 25.35 | 25.35 | 15.16 | 713.93 | 665.15 | 256 | 14.52 | 708.09 | 0.94 | 0.94 | 0.92 | 0.24 | 663.54 | 0 | 0 | 200.45 | 0.19709 | 0.056448 | 0.026 | 10.16 | System Off | 1 | 0
4160 | 4160 | 2012-06-22 07:59 | 16.16 | 22.25 | 22.25 | 16.16 | 455.31 | 411.73 | 164 | 14.46 | 458.96 | 0.91 | 0.9 | 0.88 | 0.15 | 322.95 | 0 | 0 | 128.64 | 0.19376 | 0.056448 | 0.017 | 10.37 | System Off | 1 | 0
4161 | 4161 | 2012-06-22 08:59 | 17.16 | 25.11 | 25.11 | 17.16 | 629.15 | 582.11 | 226 | 14.5 | 626.93 | 0.93 | 0.93 | 0.91 | 0.21 | 380.87 | 0 | 0 | 177.13 | 0.19528 | 0.056448 | 0.023 | 10.18 | System Off | 1 | 0
4162 | 4162 | 2012-06-22 09:59 | 17.58 | 35.73 | 35.73 | 17.58 | 1442.09 | 1376.73 | 527 | 14.25 | 1398.61 | 0.95 | 0.98 | 0.96 | 0.5 | 826.88 | 0 | 0 | 413.57 | 0.21166 | 0.056448 | 0.052 | 9.87 | System Off | 1 | 0
4163 | 4163 | 2012-06-22 10:59 | 17.99 | 26.38 | 26.38 | 17.99 | 672.75 | 624.82 | 243 | 14.42 | 668.86 | 0.95 | 0.93 | 0.91 | 0.23 | 357.54 | 0 | 0 | 190.64 | 0.19738 | 0.056448 | 0.025 | 10.29 | System Off | 1 | 0
4164 | 4164 | 2012-06-22 11:59 | 18.4 | 38.67 | 38.67 | 18.4 | 1627.35 | 1557.32 | 600 | 14.13 | 1572.99 | 0.93 | 0.99 | 0.97 | 0.56 | 878.46 | 0 | 0 | 471.45 | 0.21679 | 0.056448 | 0.059 | 9.83 | System Off | 1 | 0
4165 | 4165 | 2012-06-22 12:59 | 18.2 | 41.17 | 41.17 | 18.2 | 1839.92 | 1764.29 | 683 | 14.03 | 1772.58 | 0.94 | 1 | 0.97 | 0.64 | 1102.33 | 0 | 0 | 537.07 | 0.22091 | 0.056448 | 0.067 | 9.81 | System Off | 1 | 0
4166 | 4166 | 2012-06-22 13:59 | 18 | 22.4 | 22.4 | 18 | 350.49 | 308.92 | 127 | 14.37 | 357.03 | 0.86 | 0.87 | 0.85 | 0.11 | 218.18 | 0 | 0 | 99.77 | 0.19449 | 0.056448 | 0.013 | 10.24 | System Off | 1 | 0
4167 | 4167 | 2012-06-22 14:59 | 17.79 | 23.58 | 23.58 | 17.79 | 462.45 | 418.73 | 167 | 14.42 | 466.08 | 0.89 | 0.9 | 0.88 | 0.15 | 311.38 | 0 | 0 | 131.07 | 0.19628 | 0.056448 | 0.017 | 10.18 | System Off | 1 | 0
4168 | 4168 | 2012-06-22 15:59 | 17.54 | 23.48 | 23.48 | 17.54 | 452.88 | 409.35 | 164 | 14.38 | 456.79 | 0.91 | 0.9 | 0.88 | 0.15 | 310.55 | 0 | 0 | 128.78 | 0.19576 | 0.056448 | 0.017 | 10.37 | System Off | 1 | 0
4169 | 4169 | 2012-06-22 16:59 | 17.3 | 22.86 | 22.86 | 17.3 | 397.96 | 355.48 | 144 | 14.39 | 403.38 | 0.9 | 0.88 | 0.86 | 0.13 | 260.53 | 0 | 0 | 113.06 | 0.19436 | 0.056448 | 0.015 | 10.42 | System Off | 1 | 0
4170 | 4170 | 2012-06-22 17:59 | 17.05 | 19.48 | 19.48 | 17.05 | 163.6 | 125.45 | 60 | 14.2 | 171.81 | 0.82 | 0.73 | 0.71 | 0.05 | 84.51 | 0 | 0 | 47.25 | 0.18962 | 0.056448 | 0.006 | 10 | System Off | 1 | 0
4171 | 4171 | 2012-06-22 18:59 | 16.33 | 17.12 | 17.12 | 16.33 | 48.49 | 12.36 | 18 | 14.03 | 53.66 | 0 | 0.23 | 0.23 | 0 | 7.7 | 0 | 0 | 14.21 | 0.1864 | 0.056448 | 0.002 | 11.11 | System Off | 0 | 0
4172 | 4172 | 2012-06-22 19:59 | 15.61 | 15.61 | 15.61 | 15.61 | 0 | 0 | 0 | 0 | 0 | 0 | 0 | 0 | 0 | 0 | 0 | 0 | 0 | 0 | 0 | 0 | 0 | System Off | 0 | 0
4173 | 4173 | 2012-06-22 20:59 | 14.9 | 14.9 | 14.9 | 14.9 | 0 | 0 | 0 | 0 | 0 | 0 | 0 | 0 | 0 | 0 | 0 | 0 | 0 | 0 | 0 | 0 | 0 | System Off | 0 | 0
4174 | 4174 | 2012-06-22 21:59 | 14.58 | 14.58 | 14.58 | 14.58 | 0 | 0 | 0 | 0 | 0 | 0 | 0 | 0 | 0 | 0 | 0 | 0 | 0 | 0 | 0 | 0 | 0 | System Off | 0 | 0
4175 | 4175 | 2012-06-22 22:59 | 14.27 | 14.27 | 14.27 | 14.27 | 0 | 0 | 0 | 0 | 0 | 0 | 0 | 0 | 0 | 0 | 0 | 0 | 0 | 0 | 0 | 0 | 0 | System Off | 0 | 0
4176 | 4176 | 2012-06-22 23:59 | 13.95 | 13.95 | 13.95 | 13.95 | 0 | 0 | 0 | 0 | 0 | 0 | 0 | 0 | 0 | 0 | 0 | 0 | 0 | 0 | 0 | 0 | 0 | System Off | 0 | 0
4177 | 4177 | 2012-06-23 00:59 | 13.22 | 13.22 | 13.22 | 13.22 | 0 | 0 | 0 | 0 | 0 | 0 | 0 | 0 | 0 | 0 | 0 | 0 | 0 | 0 | 0 | 0 | 0 | System Off | 0 | 0
4178 | 4178 | 2012-06-23 01:59 | 12.49 | 12.49 | 12.49 | 12.49 | 0 | 0 | 0 | 0 | 0 | 0 | 0 | 0 | 0 | 0 | 0 | 0 | 0 | 0 | 0 | 0 | 0 | System Off | 0 | 0
4179 | 4179 | 2012-06-23 02:59 | 11.76 | 11.76 | 11.76 | 11.76 | 0 | 0 | 0 | 0 | 0 | 0 | 0 | 0 | 0 | 0 | 0 | 0 | 0 | 0 | 0 | 0 | 0 | System Off | 0 | 0
4180 | 4180 | 2012-06-23 03:59 | 12.74 | 12.94 | 12.94 | 12.74 | 10.34 | 0 | 4 | 13.46 | 12.24 | 0 | 0 | 0 | 0 | 0 | 0 | 0 | 3.18 | 0.18065 | 0.056448 | 0 | 0 | System Off | 0 | 0
4181 | 4181 | 2012-06-23 04:59 | 13.73 | 14.69 | 14.69 | 13.73 | 53.11 | 16.9 | 20 | 13.83 | 58.39 | 0.49 | 0.29 | 0.28 | 0.01 | 27.56 | 0 | 0 | 15.83 | 0.18286 | 0.056448 | 0.002 | 10 | System Off | 0 | 0
4182 | 4182 | 2012-06-23 05:59 | 14.71 | 19.01 | 19.01 | 14.71 | 253.21 | 213.44 | 92 | 14.33 | 261 | 0.87 | 0.82 | 0.8 | 0.08 | 273.73 | 0 | 0 | 72.29 | 0.18795 | 0.056448 | 0.009 | 9.78 | System Off | 1 | 0
4183 | 4183 | 2012-06-23 06:59 | 15.67 | 23.05 | 23.05 | 15.67 | 458.08 | 414.44 | 165 | 14.46 | 461.76 | 0.9 | 0.9 | 0.88 | 0.15 | 413.44 | 0 | 0 | 129.36 | 0.1931 | 0.056448 | 0.017 | 10.3 | System Off | 1 | 0
4184 | 4184 | 2012-06-23 07:59 | 16.63 | 32.47 | 32.47 | 16.63 | 1026.41 | 970.86 | 374 | 14.29 | 1006.16 | 0.93 | 0.96 | 0.94 | 0.35 | 761.51 | 0 | 0 | 293.3 | 0.20222 | 0.056448 | 0.037 | 9.89 | System Off | 1 | 0
4185 | 4185 | 2012-06-23 08:59 | 17.58 | 36.49 | 36.49 | 17.58 | 1271.93 | 1210.7 | 468 | 14.16 | 1238.48 | 0.94 | 0.98 | 0.95 | 0.44 | 792.16 | 0 | 0 | 367.47 | 0.20857 | 0.056448 | 0.047 | 10.04 | System Off | 1 | 0
4186 | 4186 | 2012-06-23 09:59 | 17.84 | 42.19 | 42.19 | 17.84 | 1644.32 | 1573.85 | 614 | 13.95 | 1589.07 | 0.93 | 0.99 | 0.97 | 0.57 | 945.27 | 0 | 0 | 482.85 | 0.2167 | 0.056448 | 0.061 | 9.93 | System Off | 1 | 0
4187 | 4187 | 2012-06-23 10:59 | 18.1 | 36.05 | 36.05 | 18.1 | 1236.73 | 1176.34 | 454 | 14.19 | 1205.26 | 0.95 | 0.98 | 0.95 | 0.43 | 673.14 | 0 | 0 | 356.43 | 0.20861 | 0.056448 | 0.045 | 9.91 | System Off | 1 | 0
4188 | 4188 | 2012-06-23 11:59 | 18.35 | 46.5 | 46.5 | 18.35 | 1936.94 | 1858.68 | 733 | 13.76 | 1863.64 | 0.91 | 1 | 0.97 | 0.67 | 1048.45 | 0 | 0 | 577.42 | 0.22386 | 0.056448 | 0.072 | 9.82 | System Off | 1 | 0
4189 | 4189 | 2012-06-23 12:59 | 18.54 | 40.45 | 40.45 | 18.54 | 1516.05 | 1448.84 | 564 | 14 | 1468.57 | 0.92 | 0.99 | 0.96 | 0.52 | 905.23 | 0 | 0 | 443.5 | 0.21513 | 0.056448 | 0.056 | 9.93 | System Off | 1 | 0
4190 | 4190 | 2012-06-23 13:59 | 18.73 | 36.58 | 36.58 | 18.73 | 1236.6 | 1176.21 | 455 | 14.16 | 1205.19 | 0.94 | 0.98 | 0.95 | 0.43 | 830.71 | 0 | 0 | 357.38 | 0.20962 | 0.056448 | 0.045 | 9.89 | System Off | 1 | 0
4191 | 4191 | 2012-06-23 14:59 | 18.92 | 32.28 | 32.28 | 18.92 | 923.3 | 870.04 | 337 | 14.27 | 908.48 | 0.92 | 0.96 | 0.94 | 0.31 | 646.98 | 0 | 0 | 264.55 | 0.20368 | 0.056448 | 0.034 | 10.09 | System Off | 1 | 0
4192 | 4192 | 2012-06-23 15:59 | 18.6 | 28.99 | 28.99 | 18.6 | 672.26 | 624.34 | 245 | 14.29 | 668.8 | 0.94 | 0.93 | 0.91 | 0.23 | 473.66 | 0 | 0 | 192.38 | 0.19838 | 0.056448 | 0.025 | 10.2 | System Off | 1 | 0
4193 | 4193 | 2012-06-23 16:59 | 18.27 | 24.94 | 24.94 | 18.27 | 391.68 | 349.32 | 143 | 14.27 | 397.58 | 0.9 | 0.88 | 0.86 | 0.13 | 256.01 | 0 | 0 | 112.4 | 0.19572 | 0.056448 | 0.015 | 10.49 | System Off | 1 | 0
4194 | 4194 | 2012-06-23 17:59 | 17.95 | 20.81 | 20.81 | 17.95 | 157.97 | 119.93 | 59 | 13.95 | 166.29 | 0.68 | 0.72 | 0.71 | 0.04 | 80.79 | 0 | 0 | 46.61 | 0.19086 | 0.056448 | 0.006 | 10.17 | System Off | 1 | 0
4195 | 4195 | 2012-06-23 18:59 | 16.4 | 17.23 | 17.23 | 16.4 | 44.14 | 8.08 | 17 | 13.52 | 49.06 | 0 | 0.16 | 0.16 | 0 | 5.03 | 0 | 0 | 13.51 | 0.18645 | 0.056448 | 0.002 | 11.76 | System Off | 0 | 0
4196 | 4196 | 2012-06-23 19:59 | 14.85 | 14.85 | 14.85 | 14.85 | 0 | 0 | 0 | 0 | 0 | 0 | 0 | 0 | 0 | 0 | 0 | 0 | 0 | 0 | 0 | 0 | 0 | System Off | 0 | 0
4197 | 4197 | 2012-06-23 20:59 | 13.31 | 13.31 | 13.31 | 13.31 | 0 | 0 | 0 | 0 | 0 | 0 | 0 | 0 | 0 | 0 | 0 | 0 | 0 | 0 | 0 | 0 | 0 | System Off | 0 | 0
4198 | 4198 | 2012-06-23 21:59 | 13.06 | 13.06 | 13.06 | 13.06 | 0 | 0 | 0 | 0 | 0 | 0 | 0 | 0 | 0 | 0 | 0 | 0 | 0 | 0 | 0 | 0 | 0 | System Off | 0 | 0
4199 | 4199 | 2012-06-23 22:59 | 12.82 | 12.82 | 12.82 | 12.82 | 0 | 0 | 0 | 0 | 0 | 0 | 0 | 0 | 0 | 0 | 0 | 0 | 0 | 0 | 0 | 0 | 0 | System Off | 0 | 0
4200 | 4200 | 2012-06-23 23:59 | 12.57 | 12.57 | 12.57 | 12.57 | 0 | 0 | 0 | 0 | 0 | 0 | 0 | 0 | 0 | 0 | 0 | 0 | 0 | 0 | 0 | 0 | 0 | System Off | 0 | 0
4201 | 4201 | 2012-06-24 00:59 | 11.98 | 11.98 | 11.98 | 11.98 | 0 | 0 | 0 | 0 | 0 | 0 | 0 | 0 | 0 | 0 | 0 | 0 | 0 | 0 | 0 | 0 | 0 | System Off | 0 | 0
4202 | 4202 | 2012-06-24 01:59 | 11.38 | 11.38 | 11.38 | 11.38 | 0 | 0 | 0 | 0 | 0 | 0 | 0 | 0 | 0 | 0 | 0 | 0 | 0 | 0 | 0 | 0 | 0 | System Off | 0 | 0
4203 | 4203 | 2012-06-24 02:59 | 10.79 | 10.79 | 10.79 | 10.79 | 0 | 0 | 0 | 0 | 0 | 0 | 0 | 0 | 0 | 0 | 0 | 0 | 0 | 0 | 0 | 0 | 0 | System Off | 0 | 0
4204 | 4204 | 2012-06-24 03:59 | 12.21 | 12.41 | 12.41 | 12.21 | 10.37 | 0 | 4 | 13.5 | 12.27 | 0 | 0 | 0 | 0 | 0 | 0 | 0 | 3.18 | 0.17992 | 0.056448 | 0 | 0 | System Off | 0 | 0
4205 | 4205 | 2012-06-24 04:59 | 13.63 | 15.96 | 15.96 | 13.63 | 144.84 | 107.03 | 53 | 14.23 | 152.56 | 0.75 | 0.7 | 0.69 | 0.04 | 174.51 | 0 | 0 | 41.72 | 0.18442 | 0.056448 | 0.005 | 9.43 | System Off | 1 | 0
4206 | 4206 | 2012-06-24 05:59 | 15.05 | 18.7 | 18.7 | 15.05 | 243.87 | 204.27 | 88 | 14.43 | 251.72 | 0.79 | 0.81 | 0.79 | 0.07 | 261.97 | 0 | 0 | 69.08 | 0.18822 | 0.056448 | 0.009 | 10.23 | System Off | 1 | 0
4207 | 4207 | 2012-06-24 06:59 | 16.23 | 19.22 | 19.22 | 16.23 | 197.55 | 158.79 | 72 | 14.29 | 205.77 | 0.82 | 0.77 | 0.75 | 0.06 | 158.41 | 0 | 0 | 56.63 | 0.18908 | 0.056448 | 0.007 | 9.72 | System Off | 1 | 0
4208 | 4208 | 2012-06-24 07:59 | 17.4 | 25.85 | 25.85 | 17.4 | 566.51 | 520.74 | 205 | 14.39 | 566.84 | 0.92 | 0.92 | 0.9 | 0.19 | 408.45 | 0 | 0 | 160.84 | 0.19454 | 0.056448 | 0.021 | 10.24 | System Off | 1 | 0
4209 | 4209 | 2012-06-24 08:59 | 18.57 | 28.17 | 28.17 | 18.57 | 640.28 | 593.01 | 233 | 14.31 | 638.03 | 0.9 | 0.93 | 0.91 | 0.21 | 388.01 | 0 | 0 | 182.95 | 0.19771 | 0.056448 | 0.024 | 10.3 | System Off | 1 | 0
4210 | 4210 | 2012-06-24 09:59 | 18.45 | 23.56 | 23.56 | 18.45 | 355.95 | 314.27 | 130 | 14.26 | 362.53 | 0.84 | 0.87 | 0.85 | 0.11 | 188.75 | 0 | 0 | 102.25 | 0.1953 | 0.056448 | 0.013 | 10 | System Off | 1 | 0
4211 | 4211 | 2012-06-24 10:59 | 18.32 | 22.95 | 22.95 | 18.32 | 337.59 | 296.26 | 123 | 14.29 | 344.49 | 0.89 | 0.86 | 0.84 | 0.11 | 169.53 | 0 | 0 | 96.71 | 0.19474 | 0.056448 | 0.013 | 10.57 | System Off | 1 | 0
4212 | 4212 | 2012-06-24 11:59 | 18.19 | 22.9 | 22.9 | 18.19 | 359.4 | 317.65 | 131 | 14.29 | 365.79 | 0.84 | 0.87 | 0.85 | 0.11 | 179.18 | 0 | 0 | 103.01 | 0.19498 | 0.056448 | 0.013 | 9.92 | System Off | 1 | 0
4213 | 4213 | 2012-06-24 12:59 | 17.17 | 21.35 | 21.35 | 17.17 | 318.12 | 277.15 | 116 | 14.28 | 325.21 | 0.86 | 0.85 | 0.83 | 0.1 | 173.17 | 0 | 0 | 91.23 | 0.19272 | 0.056448 | 0.012 | 10.34 | System Off | 1 | 0
4214 | 4214 | 2012-06-24 13:59 | 16.15 | 19.27 | 19.27 | 16.15 | 236.01 | 196.55 | 86 | 14.29 | 244.01 | 0.81 | 0.81 | 0.79 | 0.07 | 138.82 | 0 | 0 | 67.64 | 0.18969 | 0.056448 | 0.009 | 10.47 | System Off | 1 | 0
4215 | 4215 | 2012-06-24 14:59 | 15.12 | 18.86 | 18.86 | 15.12 | 284.97 | 244.62 | 103 | 14.41 | 292.3 | 0.87 | 0.84 | 0.82 | 0.09 | 181.9 | 0 | 0 | 80.88 | 0.1891 | 0.056448 | 0.01 | 9.71 | System Off | 1 | 0
4216 | 4216 | 2012-06-24 15:59 | 14.56 | 17.78 | 17.78 | 14.56 | 247.27 | 207.61 | 89 | 14.47 | 254.97 | 0.89 | 0.81 | 0.8 | 0.08 | 157.51 | 0 | 0 | 69.84 | 0.18758 | 0.056448 | 0.009 | 10.11 | System Off | 1 | 0
4217 | 4217 | 2012-06-24 16:59 | 14 | 15.15 | 15.15 | 14 | 85.72 | 48.94 | 32 | 13.95 | 92.3 | 0.62 | 0.53 | 0.52 | 0.02 | 35.87 | 0 | 0 | 25.29 | 0.18386 | 0.056448 | 0.003 | 9.38 | System Off | 0 | 0
4218 | 4218 | 2012-06-24 17:59 | 13.44 | 15.36 | 15.36 | 13.44 | 147.58 | 109.72 | 54 | 14.23 | 155.27 | 0.74 | 0.71 | 0.69 | 0.04 | 73.91 | 0 | 0 | 42.52 | 0.1842 | 0.056448 | 0.006 | 11.11 | System Off | 0 | 0
4219 | 4219 | 2012-06-24 18:59 | 13.29 | 13.98 | 13.98 | 13.29 | 48.24 | 12.12 | 18 | 13.96 | 53.23 | 0 | 0.23 | 0.22 | 0 | 7.55 | 0 | 0 | 14.22 | 0.18214 | 0.056448 | 0.002 | 11.11 | System Off | 0 | 0
4220 | 4220 | 2012-06-24 19:59 | 13.14 | 13.14 | 13.14 | 13.14 | 0 | 0 | 0 | 0 | 0 | 0 | 0 | 0 | 0 | 0 | 0 | 0 | 0 | 0 | 0 | 0 | 0 | System Off | 0 | 0
4221 | 4221 | 2012-06-24 20:59 | 12.99 | 12.99 | 12.99 | 12.99 | 0 | 0 | 0 | 0 | 0 | 0 | 0 | 0 | 0 | 0 | 0 | 0 | 0 | 0 | 0 | 0 | 0 | System Off | 0 | 0
4222 | 4222 | 2012-06-24 21:59 | 12.85 | 12.85 | 12.85 | 12.85 | 0 | 0 | 0 | 0 | 0 | 0 | 0 | 0 | 0 | 0 | 0 | 0 | 0 | 0 | 0 | 0 | 0 | System Off | 0 | 0
4223 | 4223 | 2012-06-24 22:59 | 12.72 | 12.72 | 12.72 | 12.72 | 0 | 0 | 0 | 0 | 0 | 0 | 0 | 0 | 0 | 0 | 0 | 0 | 0 | 0 | 0 | 0 | 0 | System Off | 0 | 0
4224 | 4224 | 2012-06-24 23:59 | 12.58 | 12.58 | 12.58 | 12.58 | 0 | 0 | 0 | 0 | 0 | 0 | 0 | 0 | 0 | 0 | 0 | 0 | 0 | 0 | 0 | 0 | 0 | System Off | 0 | 0
4225 | 4225 | 2012-06-25 00:59 | 11.92 | 11.92 | 11.92 | 11.92 | 0 | 0 | 0 | 0 | 0 | 0 | 0 | 0 | 0 | 0 | 0 | 0 | 0 | 0 | 0 | 0 | 0 | System Off | 0 | 0
4226 | 4226 | 2012-06-25 01:59 | 11.27 | 11.27 | 11.27 | 11.27 | 0 | 0 | 0 | 0 | 0 | 0 | 0 | 0 | 0 | 0 | 0 | 0 | 0 | 0 | 0 | 0 | 0 | System Off | 0 | 0
4227 | 4227 | 2012-06-25 02:59 | 10.61 | 10.61 | 10.61 | 10.61 | 0 | 0 | 0 | 0 | 0 | 0 | 0 | 0 | 0 | 0 | 0 | 0 | 0 | 0 | 0 | 0 | 0 | System Off | 0 | 0
4228 | 4228 | 2012-06-25 03:59 | 10.91 | 11.54 | 11.54 | 10.91 | 42.23 | 6.21 | 16 | 13.75 | 46.76 | 0 | 0.13 | 0.13 | 0 | 12.06 | 0 | 0 | 12.68 | 0.17874 | 0.056448 | 0.002 | 12.5 | System Off | 0 | 0
4229 | 4229 | 2012-06-25 04:59 | 11.22 | 12.72 | 12.72 | 11.22 | 108.23 | 71.07 | 39 | 14.45 | 115.17 | 0.75 | 0.62 | 0.6 | 0.03 | 115.87 | 0 | 0 | 30.62 | 0.18033 | 0.056448 | 0.004 | 10.26 | System Off | 1 | 0
4230 | 4230 | 2012-06-25 05:59 | 11.52 | 15.79 | 15.79 | 11.52 | 331.92 | 290.69 | 118 | 14.65 | 337.98 | 0.93 | 0.86 | 0.84 | 0.11 | 372.8 | 0 | 0 | 92.37 | 0.18477 | 0.056448 | 0.012 | 10.17 | System Off | 1 | 0
4231 | 4231 | 2012-06-25 06:59 | 12.7 | 21.12 | 21.12 | 12.7 | 663.47 | 615.73 | 234 | 14.77 | 659.19 | 0.94 | 0.93 | 0.91 | 0.22 | 614.24 | 0 | 0 | 182.75 | 0.19237 | 0.056448 | 0.024 | 10.26 | System Off | 1 | 0
4232 | 4232 | 2012-06-25 07:59 | 13.88 | 21.25 | 21.25 | 13.88 | 584.94 | 538.8 | 208 | 14.65 | 583.87 | 0.91 | 0.92 | 0.9 | 0.19 | 422.61 | 0 | 0 | 162.73 | 0.19274 | 0.056448 | 0.021 | 10.1 | System Off | 1 | 0
4233 | 4233 | 2012-06-25 08:59 | 15.05 | 24.13 | 24.13 | 15.05 | 724.34 | 675.34 | 258 | 14.62 | 717.9 | 0.93 | 0.94 | 0.92 | 0.24 | 441.88 | 0 | 0 | 201.85 | 0.19702 | 0.056448 | 0.026 | 10.08 | System Off | 1 | 0
4234 | 4234 | 2012-06-25 09:59 | 15.78 | 33.06 | 33.06 | 15.78 | 1381.13 | 1317.27 | 500 | 14.39 | 1341.09 | 0.96 | 0.98 | 0.96 | 0.48 | 791.16 | 0 | 0 | 391.76 | 0.2075 | 0.056448 | 0.05 | 10 | System Off | 1 | 0
4235 | 4235 | 2012-06-25 10:59 | 16.51 | 29.98 | 29.98 | 16.51 | 1083.4 | 1026.56 | 390 | 14.47 | 1059.82 | 0.95 | 0.97 | 0.95 | 0.37 | 587.43 | 0 | 0 | 305.48 | 0.20285 | 0.056448 | 0.039 | 10 | System Off | 1 | 0
4236 | 4236 | 2012-06-25 11:59 | 17.23 | 29.77 | 29.77 | 17.23 | 1013.79 | 958.53 | 366 | 14.43 | 993.89 | 0.96 | 0.96 | 0.94 | 0.35 | 540.69 | 0 | 0 | 286.89 | 0.20267 | 0.056448 | 0.037 | 10.11 | System Off | 1 | 0
4237 | 4237 | 2012-06-25 12:59 | 17.29 | 22.74 | 22.74 | 17.29 | 442.18 | 398.85 | 160 | 14.39 | 446.31 | 0.87 | 0.89 | 0.87 | 0.14 | 249.2 | 0 | 0 | 125.64 | 0.19519 | 0.056448 | 0.016 | 10 | System Off | 1 | 0
4238 | 4238 | 2012-06-25 13:59 | 17.35 | 21.06 | 21.06 | 17.35 | 301.57 | 260.91 | 110 | 14.28 | 308.92 | 0.82 | 0.84 | 0.83 | 0.09 | 184.27 | 0 | 0 | 86.53 | 0.19267 | 0.056448 | 0.011 | 10 | System Off | 1 | 0
4239 | 4239 | 2012-06-25 14:59 | 17.41 | 21.37 | 21.37 | 17.41 | 325.35 | 284.25 | 118 | 14.36 | 332.3 | 0.84 | 0.86 | 0.84 | 0.1 | 211.37 | 0 | 0 | 92.72 | 0.19317 | 0.056448 | 0.012 | 10.17 | System Off | 1 | 0
4240 | 4240 | 2012-06-25 15:59 | 17.01 | 20.4 | 20.4 | 17.01 | 263.72 | 223.76 | 96 | 14.31 | 271.56 | 0.83 | 0.82 | 0.81 | 0.08 | 169.76 | 0 | 0 | 75.49 | 0.19144 | 0.056448 | 0.01 | 10.42 | System Off | 1 | 0
4241 | 4241 | 2012-06-25 16:59 | 16.61 | 21.07 | 21.07 | 16.61 | 329.39 | 288.21 | 119 | 14.42 | 336.2 | 0.83 | 0.86 | 0.84 | 0.1 | 211.22 | 0 | 0 | 93.42 | 0.19206 | 0.056448 | 0.012 | 10.08 | System Off | 1 | 0
4242 | 4242 | 2012-06-25 17:59 | 16.21 | 18.9 | 18.9 | 16.21 | 185.22 | 146.68 | 68 | 14.19 | 193.41 | 0.73 | 0.76 | 0.74 | 0.05 | 98.81 | 0 | 0 | 53.56 | 0.18884 | 0.056448 | 0.007 | 10.29 | System Off | 1 | 0
4243 | 4243 | 2012-06-25 18:59 | 15.3 | 15.86 | 15.86 | 15.3 | 34.53 | 0 | 13 | 13.83 | 38.76 | 0 | 0 | 0 | 0 | 0 | 0 | 0 | 10.29 | 0.18469 | 0.056448 | 0.001 | 7.69 | System Off | 0 | 0
4244 | 4244 | 2012-06-25 19:59 | 14.38 | 14.38 | 14.38 | 14.38 | 0 | 0 | 0 | 0 | 0 | 0 | 0 | 0 | 0 | 0 | 0 | 0 | 0 | 0 | 0 | 0 | 0 | System Off | 0 | 0
4245 | 4245 | 2012-06-25 20:59 | 13.47 | 13.47 | 13.47 | 13.47 | 0 | 0 | 0 | 0 | 0 | 0 | 0 | 0 | 0 | 0 | 0 | 0 | 0 | 0 | 0 | 0 | 0 | System Off | 0 | 0
4246 | 4246 | 2012-06-25 21:59 | 12.84 | 12.84 | 12.84 | 12.84 | 0 | 0 | 0 | 0 | 0 | 0 | 0 | 0 | 0 | 0 | 0 | 0 | 0 | 0 | 0 | 0 | 0 | System Off | 0 | 0
4247 | 4247 | 2012-06-25 22:59 | 12.22 | 12.22 | 12.22 | 12.22 | 0 | 0 | 0 | 0 | 0 | 0 | 0 | 0 | 0 | 0 | 0 | 0 | 0 | 0 | 0 | 0 | 0 | System Off | 0 | 0
4248 | 4248 | 2012-06-25 23:59 | 11.6 | 11.6 | 11.6 | 11.6 | 0 | 0 | 0 | 0 | 0 | 0 | 0 | 0 | 0 | 0 | 0 | 0 | 0 | 0 | 0 | 0 | 0 | System Off | 0 | 0
4249 | 4249 | 2012-06-26 00:59 | 11.04 | 11.04 | 11.04 | 11.04 | 0 | 0 | 0 | 0 | 0 | 0 | 0 | 0 | 0 | 0 | 0 | 0 | 0 | 0 | 0 | 0 | 0 | System Off | 0 | 0
4250 | 4250 | 2012-06-26 01:59 | 10.48 | 10.48 | 10.48 | 10.48 | 0 | 0 | 0 | 0 | 0 | 0 | 0 | 0 | 0 | 0 | 0 | 0 | 0 | 0 | 0 | 0 | 0 | System Off | 0 | 0
4251 | 4251 | 2012-06-26 02:59 | 9.92 | 9.92 | 9.92 | 9.92 | 0 | 0 | 0 | 0 | 0 | 0 | 0 | 0 | 0 | 0 | 0 | 0 | 0 | 0 | 0 | 0 | 0 | System Off | 0 | 0
4252 | 4252 | 2012-06-26 03:59 | 11.25 | 12.69 | 12.69 | 11.25 | 77.03 | 40.4 | 28 | 14.33 | 83.16 | 0.35 | 0.49 | 0.48 | 0.01 | 78.45 | 0 | 0 | 22.02 | 0.17982 | 0.056448 | 0.003 | 10.71 | System Off | 1 | 0
4253 | 4253 | 2012-06-26 04:59 | 12.57 | 15.94 | 15.94 | 12.57 | 178.66 | 140.25 | 65 | 14.32 | 186.54 | 0.77 | 0.75 | 0.74 | 0.05 | 228.67 | 0 | 0 | 51.1 | 0.18355 | 0.056448 | 0.007 | 10.77 | System Off | 1 | 0
4254 | 4254 | 2012-06-26 05:59 | 13.9 | 20.95 | 20.95 | 13.9 | 337.14 | 295.82 | 122 | 14.39 | 343.78 | 0.9 | 0.86 | 0.84 | 0.11 | 379.37 | 0 | 0 | 95.71 | 0.18835 | 0.056448 | 0.012 | 9.84 | System Off | 1 | 0
4255 | 4255 | 2012-06-26 06:59 | 15.22 | 27.7 | 27.7 | 15.22 | 695.81 | 647.4 | 252 | 14.38 | 691.11 | 0.91 | 0.94 | 0.92 | 0.23 | 645.84 | 0 | 0 | 197.5 | 0.19698 | 0.056448 | 0.025 | 9.92 | System Off | 1 | 0
4256 | 4256 | 2012-06-26 07:59 | 16.53 | 35.45 | 35.45 | 16.53 | 1159.66 | 1101.07 | 426 | 14.18 | 1132.55 | 0.94 | 0.97 | 0.95 | 0.4 | 863.64 | 0 | 0 | 334.3 | 0.2048 | 0.056448 | 0.043 | 10.09 | System Off | 1 | 0
4257 | 4257 | 2012-06-26 08:59 | 17.84 | 40.16 | 40.16 | 17.84 | 1460.8 | 1394.97 | 543 | 14.01 | 1416.59 | 0.92 | 0.98 | 0.96 | 0.5 | 912.73 | 0 | 0 | 426.8 | 0.21294 | 0.056448 | 0.054 | 9.94 | System Off | 1 | 0
4258 | 4258 | 2012-06-26 09:59 | 18.38 | 45.97 | 45.97 | 18.38 | 1754.8 | 1681.45 | 665 | 13.74 | 1692.95 | 0.92 | 0.99 | 0.97 | 0.61 | 1009.89 | 0 | 0 | 523.87 | 0.2203 | 0.056448 | 0.066 | 9.92 | System Off | 1 | 0
4259 | 4259 | 2012-06-26 10:59 | 18.92 | 51.24 | 51.24 | 18.92 | 1997.32 | 1917.4 | 771 | 13.49 | 1920.28 | 0.89 | 1 | 0.97 | 0.69 | 1097.2 | 0 | 0 | 608.65 | 0.22278 | 0.056448 | 0.076 | 9.86 | System Off | 1 | 0
4260 | 4260 | 2012-06-26 11:59 | 19.46 | 54.6 | 54.6 | 19.46 | 2123.26 | 2039.8 | 830 | 13.32 | 2038.25 | 0.89 | 1 | 0.98 | 0.74 | 1150.62 | 0 | 0 | 656.19 | 0.21434 | 0.056448 | 0.082 | 9.88 | System Off | 1 | 0
4261 | 4261 | 2012-06-26 12:59 | 19.74 | 52.6 | 52.6 | 19.74 | 1995.78 | 1915.9 | 775 | 13.41 | 1918.87 | 0.89 | 1 | 0.97 | 0.69 | 1197.05 | 0 | 0 | 612.33 | 0.2243 | 0.056448 | 0.076 | 9.81 | System Off | 1 | 0
4262 | 4262 | 2012-06-26 13:59 | 20.01 | 46.68 | 46.68 | 20.01 | 1643.64 | 1573.19 | 626 | 13.68 | 1588.73 | 0.91 | 0.99 | 0.97 | 0.57 | 1111.08 | 0 | 0 | 493.62 | 0.22076 | 0.056448 | 0.062 | 9.9 | System Off | 1 | 0
4263 | 4263 | 2012-06-26 14:59 | 20.28 | 38.87 | 38.87 | 20.28 | 1156.92 | 1098.39 | 431 | 13.98 | 1130.31 | 0.93 | 0.97 | 0.95 | 0.4 | 816.79 | 0 | 0 | 339.13 | 0.21072 | 0.056448 | 0.043 | 9.98 | System Off | 1 | 0
4264 | 4264 | 2012-06-26 15:59 | 19.98 | 31.78 | 31.78 | 19.98 | 683.06 | 634.91 | 252 | 14.12 | 679.55 | 0.91 | 0.93 | 0.91 | 0.23 | 481.68 | 0 | 0 | 198.21 | 0.20079 | 0.056448 | 0.025 | 9.92 | System Off | 1 | 0
4265 | 4265 | 2012-06-26 16:59 | 19.67 | 25.89 | 25.89 | 19.67 | 314.08 | 273.19 | 116 | 14.1 | 321.89 | 0.86 | 0.85 | 0.83 | 0.1 | 200.22 | 0 | 0 | 91.37 | 0.19319 | 0.056448 | 0.012 | 10.34 | System Off | 1 | 0
4266 | 4266 | 2012-06-26 17:59 | 19.37 | 22.31 | 22.31 | 19.37 | 146.26 | 108.42 | 55 | 13.85 | 154.64 | 0.72 | 0.7 | 0.69 | 0.04 | 73.04 | 0 | 0 | 43.5 | 0.19269 | 0.056448 | 0.006 | 10.91 | System Off | 0 | 0
4267 | 4267 | 2012-06-26 18:59 | 18.85 | 19.7 | 19.7 | 18.85 | 41.66 | 5.65 | 16 | 13.56 | 46.55 | 0 | 0.12 | 0.12 | 0 | 3.52 | 0 | 0 | 12.71 | 0.18988 | 0.056448 | 0.002 | 12.5 | System Off | 0 | 0
4268 | 4268 | 2012-06-26 19:59 | 18.33 | 18.33 | 18.33 | 18.33 | 0 | 0 | 0 | 0 | 0 | 0 | 0 | 0 | 0 | 0 | 0 | 0 | 0 | 0 | 0 | 0 | 0 | System Off | 0 | 0
4269 | 4269 | 2012-06-26 20:59 | 17.82 | 17.82 | 17.82 | 17.82 | 0 | 0 | 0 | 0 | 0 | 0 | 0 | 0 | 0 | 0 | 0 | 0 | 0 | 0 | 0 | 0 | 0 | System Off | 0 | 0
4270 | 4270 | 2012-06-26 21:59 | 16.58 | 16.58 | 16.58 | 16.58 | 0 | 0 | 0 | 0 | 0 | 0 | 0 | 0 | 0 | 0 | 0 | 0 | 0 | 0 | 0 | 0 | 0 | System Off | 0 | 0
4271 | 4271 | 2012-06-26 22:59 | 15.34 | 15.34 | 15.34 | 15.34 | 0 | 0 | 0 | 0 | 0 | 0 | 0 | 0 | 0 | 0 | 0 | 0 | 0 | 0 | 0 | 0 | 0 | System Off | 0 | 0
4272 | 4272 | 2012-06-26 23:59 | 14.1 | 14.1 | 14.1 | 14.1 | 0 | 0 | 0 | 0 | 0 | 0 | 0 | 0 | 0 | 0 | 0 | 0 | 0 | 0 | 0 | 0 | 0 | System Off | 0 | 0
4273 | 4273 | 2012-06-27 00:59 | 13.94 | 13.94 | 13.94 | 13.94 | 0 | 0 | 0 | 0 | 0 | 0 | 0 | 0 | 0 | 0 | 0 | 0 | 0 | 0 | 0 | 0 | 0 | System Off | 0 | 0
4274 | 4274 | 2012-06-27 01:59 | 13.78 | 13.78 | 13.78 | 13.78 | 0 | 0 | 0 | 0 | 0 | 0 | 0 | 0 | 0 | 0 | 0 | 0 | 0 | 0 | 0 | 0 | 0 | System Off | 0 | 0
4275 | 4275 | 2012-06-27 02:59 | 13.62 | 13.62 | 13.62 | 13.62 | 0 | 0 | 0 | 0 | 0 | 0 | 0 | 0 | 0 | 0 | 0 | 0 | 0 | 0 | 0 | 0 | 0 | System Off | 0 | 0
4276 | 4276 | 2012-06-27 03:59 | 14.84 | 16.19 | 16.19 | 14.84 | 73.56 | 37 | 27 | 14.19 | 79.81 | 0.36 | 0.46 | 0.45 | 0.01 | 71.84 | 0 | 0 | 21.27 | 0.18477 | 0.056448 | 0.003 | 11.11 | System Off | 1 | 0
4277 | 4277 | 2012-06-27 04:59 | 16.06 | 19.79 | 19.79 | 16.06 | 212.82 | 173.79 | 78 | 14.21 | 221.05 | 0.77 | 0.79 | 0.77 | 0.06 | 283.37 | 0 | 0 | 61.4 | 0.18915 | 0.056448 | 0.008 | 10.26 | System Off | 1 | 0
4278 | 4278 | 2012-06-27 05:59 | 17.28 | 24.72 | 24.72 | 17.28 | 426.33 | 383.31 | 155 | 14.33 | 431.24 | 0.9 | 0.89 | 0.87 | 0.14 | 491.58 | 0 | 0 | 121.72 | 0.19491 | 0.056448 | 0.016 | 10.32 | System Off | 1 | 0
4279 | 4279 | 2012-06-27 06:59 | 18.5 | 24.98 | 24.98 | 18.5 | 402.84 | 360.27 | 147 | 14.27 | 408.45 | 0.88 | 0.88 | 0.86 | 0.13 | 359.39 | 0 | 0 | 115.55 | 0.19627 | 0.056448 | 0.015 | 10.2 | System Off | 1 | 0
4280 | 4280 | 2012-06-27 07:59 | 19.72 | 23.9 | 23.9 | 19.72 | 271.59 | 231.49 | 100 | 14.15 | 279.78 | 0.79 | 0.83 | 0.81 | 0.08 | 181.57 | 0 | 0 | 78.78 | 0.19556 | 0.056448 | 0.01 | 10 | System Off | 1 | 0
4281 | 4281 | 2012-06-27 08:59 | 20.93 | 24.69 | 24.69 | 20.93 | 256.39 | 216.57 | 95 | 14.06 | 264.89 | 0.84 | 0.82 | 0.8 | 0.08 | 141.7 | 0 | 0 | 74.93 | 0.1939 | 0.056448 | 0.01 | 10.53 | System Off | 1 | 0
4282 | 4282 | 2012-06-27 09:59 | 21.27 | 27.13 | 27.13 | 21.27 | 395.66 | 353.23 | 146 | 14.11 | 401.78 | 0.89 | 0.88 | 0.86 | 0.13 | 212.15 | 0 | 0 | 115.02 | 0.19708 | 0.056448 | 0.015 | 10.27 | System Off | 1 | 0
4283 | 4283 | 2012-06-27 10:59 | 21.61 | 31.49 | 31.49 | 21.61 | 655.94 | 608.35 | 242 | 14.12 | 653.55 | 0.91 | 0.93 | 0.91 | 0.22 | 348.12 | 0 | 0 | 190.48 | 0.20267 | 0.056448 | 0.025 | 10.33 | System Off | 1 | 0
4284 | 4284 | 2012-06-27 11:59 | 21.94 | 30.21 | 30.21 | 21.94 | 537.23 | 492.04 | 199 | 14.06 | 539.34 | 0.9 | 0.91 | 0.89 | 0.18 | 277.55 | 0 | 0 | 156.79 | 0.20088 | 0.056448 | 0.02 | 10.05 | System Off | 1 | 0
4285 | 4285 | 2012-06-27 12:59 | 21.92 | 39.83 | 39.83 | 21.92 | 1171.72 | 1112.85 | 438 | 13.93 | 1144.42 | 0.91 | 0.97 | 0.95 | 0.4 | 695.31 | 0 | 0 | 344.95 | 0.2136 | 0.056448 | 0.044 | 10.05 | System Off | 1 | 0
4286 | 4286 | 2012-06-27 13:59 | 21.9 | 35.65 | 35.65 | 21.9 | 915.94 | 862.85 | 339 | 14.07 | 901.93 | 0.91 | 0.96 | 0.93 | 0.31 | 609.4 | 0 | 0 | 266.76 | 0.20826 | 0.056448 | 0.034 | 10.03 | System Off | 1 | 0
4287 | 4287 | 2012-06-27 14:59 | 21.87 | 25.61 | 25.61 | 21.87 | 248.25 | 208.57 | 93 | 13.9 | 256.96 | 0.86 | 0.81 | 0.79 | 0.08 | 155.1 | 0 | 0 | 73.5 | 0.19516 | 0.056448 | 0.01 | 10.75 | System Off | 1 | 0
4288 | 4288 | 2012-06-27 15:59 | 21.53 | 32.31 | 32.31 | 21.53 | 689.29 | 641.01 | 255 | 14.08 | 685.6 | 0.9 | 0.93 | 0.91 | 0.23 | 486.31 | 0 | 0 | 200.76 | 0.20324 | 0.056448 | 0.026 | 10.2 | System Off | 1 | 0
4289 | 4289 | 2012-06-27 16:59 | 21.2 | 27.48 | 27.48 | 21.2 | 376.7 | 334.63 | 139 | 14.11 | 383.35 | 0.86 | 0.87 | 0.85 | 0.12 | 245.24 | 0 | 0 | 109.48 | 0.19661 | 0.056448 | 0.014 | 10.07 | System Off | 1 | 0
4290 | 4290 | 2012-06-27 17:59 | 20.86 | 24.08 | 24.08 | 20.86 | 180.73 | 142.27 | 68 | 13.84 | 189.52 | 0.73 | 0.75 | 0.73 | 0.05 | 95.84 | 0 | 0 | 53.78 | 0.19553 | 0.056448 | 0.007 | 10.29 | System Off | 1 | 0
4291 | 4291 | 2012-06-27 18:59 | 20.27 | 20.56 | 20.56 | 20.27 | 14.13 | 0 | 5 | 14.72 | 16.67 | 0 | 0 | 0 | 0 | 0 | 0 | 0 | 3.91 | 0.19131 | 0.056448 | 0.001 | 20 | System Off | 0 | 0
4292 | 4292 | 2012-06-27 19:59 | 19.68 | 19.68 | 19.68 | 19.68 | 0 | 0 | 0 | 0 | 0 | 0 | 0 | 0 | 0 | 0 | 0 | 0 | 0 | 0 | 0 | 0 | 0 | System Off | 0 | 0
4293 | 4293 | 2012-06-27 20:59 | 19.09 | 19.09 | 19.09 | 19.09 | 0 | 0 | 0 | 0 | 0 | 0 | 0 | 0 | 0 | 0 | 0 | 0 | 0 | 0 | 0 | 0 | 0 | System Off | 0 | 0
4294 | 4294 | 2012-06-27 21:59 | 18.26 | 18.26 | 18.26 | 18.26 | 0 | 0 | 0 | 0 | 0 | 0 | 0 | 0 | 0 | 0 | 0 | 0 | 0 | 0 | 0 | 0 | 0 | System Off | 0 | 0
4295 | 4295 | 2012-06-27 22:59 | 17.44 | 17.44 | 17.44 | 17.44 | 0 | 0 | 0 | 0 | 0 | 0 | 0 | 0 | 0 | 0 | 0 | 0 | 0 | 0 | 0 | 0 | 0 | System Off | 0 | 0
4296 | 4296 | 2012-06-27 23:59 | 16.61 | 16.61 | 16.61 | 16.61 | 0 | 0 | 0 | 0 | 0 | 0 | 0 | 0 | 0 | 0 | 0 | 0 | 0 | 0 | 0 | 0 | 0 | System Off | 0 | 0
4297 | 4297 | 2012-06-28 00:59 | 16.18 | 16.18 | 16.18 | 16.18 | 0 | 0 | 0 | 0 | 0 | 0 | 0 | 0 | 0 | 0 | 0 | 0 | 0 | 0 | 0 | 0 | 0 | System Off | 0 | 0
4298 | 4298 | 2012-06-28 01:59 | 15.76 | 15.76 | 15.76 | 15.76 | 0 | 0 | 0 | 0 | 0 | 0 | 0 | 0 | 0 | 0 | 0 | 0 | 0 | 0 | 0 | 0 | 0 | System Off | 0 | 0
4299 | 4299 | 2012-06-28 02:59 | 15.33 | 15.33 | 15.33 | 15.33 | 0 | 0 | 0 | 0 | 0 | 0 | 0 | 0 | 0 | 0 | 0 | 0 | 0 | 0 | 0 | 0 | 0 | System Off | 0 | 0
4300 | 4300 | 2012-06-28 03:59 | 16.64 | 16.96 | 16.96 | 16.64 | 16.58 | 0 | 6 | 14.39 | 19.3 | 0 | 0 | 0 | 0 | 0 | 0 | 0 | 4.72 | 0.18621 | 0.056448 | 0.001 | 16.67 | System Off | 0 | 0
4301 | 4301 | 2012-06-28 04:59 | 17.94 | 18.81 | 18.81 | 17.94 | 49.78 | 13.63 | 19 | 13.65 | 55.11 | 0 | 0.25 | 0.24 | 0 | 22.22 | 0 | 0 | 15.07 | 0.18874 | 0.056448 | 0.002 | 10.53 | System Off | 0 | 0
4302 | 4302 | 2012-06-28 05:59 | 19.25 | 22.43 | 22.43 | 19.25 | 201.83 | 162.99 | 75 | 14.02 | 210.41 | 0.8 | 0.77 | 0.76 | 0.06 | 209.03 | 0 | 0 | 59.19 | 0.19357 | 0.056448 | 0.008 | 10.67 | System Off | 1 | 0
4303 | 4303 | 2012-06-28 06:59 | 20.96 | 31.11 | 31.11 | 20.96 | 659.17 | 611.52 | 243 | 14.13 | 656.58 | 0.9 | 0.93 | 0.91 | 0.22 | 610.04 | 0 | 0 | 191.22 | 0.20176 | 0.056448 | 0.025 | 10.29 | System Off | 1 | 0
4304 | 4304 | 2012-06-28 07:59 | 22.66 | 38.29 | 38.29 | 22.66 | 1026.02 | 970.48 | 383 | 13.95 | 1006.56 | 0.91 | 0.96 | 0.94 | 0.35 | 761.21 | 0 | 0 | 301.71 | 0.21177 | 0.056448 | 0.038 | 9.92 | System Off | 1 | 0
4305 | 4305 | 2012-06-28 08:59 | 24.36 | 48.33 | 48.33 | 24.36 | 1575.89 | 1507.18 | 605 | 13.57 | 1525.33 | 0.91 | 0.99 | 0.96 | 0.55 | 986.14 | 0 | 0 | 478.13 | 0.22238 | 0.056448 | 0.06 | 9.92 | System Off | 1 | 0
4306 | 4306 | 2012-06-28 09:59 | 25.45 | 56.52 | 56.52 | 25.45 | 2034.73 | 1953.77 | 803 | 13.2 | 1955.44 | 0.88 | 1 | 0.97 | 0.71 | 1173.45 | 0 | 0 | 636.71 | 0.22211 | 0.056448 | 0.079 | 9.84 | System Off | 1 | 0
4307 | 4307 | 2012-06-28 10:59 | 26.53 | 58.6 | 58.6 | 26.53 | 2110.17 | 2027.09 | 839 | 13.1 | 2025.94 | 0.87 | 1 | 0.98 | 0.73 | 1159.96 | 0 | 0 | 665.97 | 0.22568 | 0.056448 | 0.083 | 9.89 | System Off | 1 | 0
4308 | 4308 | 2012-06-28 11:59 | 27.61 | 47.7 | 47.7 | 27.61 | 1364.3 | 1300.84 | 524 | 13.56 | 1326.55 | 0.9 | 0.98 | 0.96 | 0.47 | 733.78 | 0 | 0 | 414.53 | 0.22306 | 0.056448 | 0.052 | 9.92 | System Off | 1 | 0
4309 | 4309 | 2012-06-28 12:59 | 27.98 | 44.5 | 44.5 | 27.98 | 1102.5 | 1045.22 | 421 | 13.64 | 1079.71 | 0.9 | 0.97 | 0.94 | 0.38 | 653.05 | 0 | 0 | 332.94 | 0.22206 | 0.056448 | 0.042 | 9.98 | System Off | 1 | 0
4310 | 4310 | 2012-06-28 13:59 | 28.35 | 47.63 | 47.63 | 28.35 | 1258.21 | 1197.31 | 485 | 13.51 | 1226.82 | 0.89 | 0.98 | 0.95 | 0.43 | 845.61 | 0 | 0 | 383.93 | 0.2221 | 0.056448 | 0.049 | 10.1 | System Off | 1 | 0
4311 | 4311 | 2012-06-28 14:59 | 28.71 | 43 | 43 | 28.71 | 916.53 | 863.42 | 350 | 13.64 | 903.57 | 0.88 | 0.96 | 0.93 | 0.31 | 642.06 | 0 | 0 | 276.89 | 0.21929 | 0.056448 | 0.035 | 10 | System Off | 1 | 0
4312 | 4312 | 2012-06-28 15:59 | 28.22 | 33.01 | 33.01 | 28.22 | 304.3 | 263.59 | 116 | 13.66 | 313.29 | 0.86 | 0.84 | 0.82 | 0.1 | 199.98 | 0 | 0 | 91.93 | 0.20572 | 0.056448 | 0.012 | 10.34 | System Off | 1 | 0
4313 | 4313 | 2012-06-28 16:59 | 27.74 | 29.92 | 29.92 | 27.74 | 135.72 | 98.06 | 53 | 13.34 | 144.75 | 0.75 | 0.68 | 0.66 | 0.04 | 71.87 | 0 | 0 | 42.2 | 0.20158 | 0.056448 | 0.005 | 9.43 | System Off | 0 | 0
4314 | 4314 | 2012-06-28 17:59 | 27.25 | 30.17 | 30.17 | 27.25 | 184.3 | 145.78 | 71 | 13.52 | 193.81 | 0.7 | 0.75 | 0.74 | 0.05 | 98.2 | 0 | 0 | 56.39 | 0.20184 | 0.056448 | 0.007 | 9.86 | System Off | 1 | 0
4315 | 4315 | 2012-06-28 18:59 | 25.81 | 26.51 | 26.51 | 25.81 | 41.2 | 5.2 | 16 | 13.41 | 46.42 | 0 | 0.11 | 0.11 | 0 | 3.24 | 0 | 0 | 12.73 | 0.19674 | 0.056448 | 0.002 | 12.5 | System Off | 0 | 0
4316 | 4316 | 2012-06-28 19:59 | 24.36 | 24.36 | 24.36 | 24.36 | 0 | 0 | 0 | 0 | 0 | 0 | 0 | 0 | 0 | 0 | 0 | 0 | 0 | 0 | 0 | 0 | 0 | System Off | 0 | 0
4317 | 4317 | 2012-06-28 20:59 | 22.92 | 22.92 | 22.92 | 22.92 | 0 | 0 | 0 | 0 | 0 | 0 | 0 | 0 | 0 | 0 | 0 | 0 | 0 | 0 | 0 | 0 | 0 | System Off | 0 | 0
4318 | 4318 | 2012-06-28 21:59 | 22.51 | 22.51 | 22.51 | 22.51 | 0 | 0 | 0 | 0 | 0 | 0 | 0 | 0 | 0 | 0 | 0 | 0 | 0 | 0 | 0 | 0 | 0 | System Off | 0 | 0
4319 | 4319 | 2012-06-28 22:59 | 22.1 | 22.1 | 22.1 | 22.1 | 0 | 0 | 0 | 0 | 0 | 0 | 0 | 0 | 0 | 0 | 0 | 0 | 0 | 0 | 0 | 0 | 0 | System Off | 0 | 0
4320 | 4320 | 2012-06-28 23:59 | 21.69 | 21.69 | 21.69 | 21.69 | 0 | 0 | 0 | 0 | 0 | 0 | 0 | 0 | 0 | 0 | 0 | 0 | 0 | 0 | 0 | 0 | 0 | System Off | 0 | 0
4321 | 4321 | 2012-06-29 00:59 | 21.22 | 21.22 | 21.22 | 21.22 | 0 | 0 | 0 | 0 | 0 | 0 | 0 | 0 | 0 | 0 | 0 | 0 | 0 | 0 | 0 | 0 | 0 | System Off | 0 | 0
4322 | 4322 | 2012-06-29 01:59 | 20.74 | 20.74 | 20.74 | 20.74 | 0 | 0 | 0 | 0 | 0 | 0 | 0 | 0 | 0 | 0 | 0 | 0 | 0 | 0 | 0 | 0 | 0 | System Off | 0 | 0
4323 | 4323 | 2012-06-29 02:59 | 20.27 | 20.27 | 20.27 | 20.27 | 0 | 0 | 0 | 0 | 0 | 0 | 0 | 0 | 0 | 0 | 0 | 0 | 0 | 0 | 0 | 0 | 0 | System Off | 0 | 0
4324 | 4324 | 2012-06-29 03:59 | 20.81 | 21.14 | 21.14 | 20.81 | 18.35 | 0 | 7 | 13.65 | 21.38 | 0 | 0 | 0 | 0 | 0 | 0 | 0 | 5.55 | 0.1922 | 0.056448 | 0.001 | 14.29 | System Off | 0 | 0
4325 | 4325 | 2012-06-29 04:59 | 21.35 | 24.01 | 24.01 | 21.35 | 155.79 | 117.78 | 59 | 13.75 | 164.44 | 0.68 | 0.72 | 0.7 | 0.04 | 192.04 | 0 | 0 | 46.73 | 0.19261 | 0.056448 | 0.006 | 10.17 | System Off | 1 | 0
4326 | 4326 | 2012-06-29 05:59 | 21.89 | 29.19 | 29.19 | 21.89 | 416.37 | 373.54 | 155 | 13.99 | 422.24 | 0.9 | 0.88 | 0.86 | 0.14 | 479.05 | 0 | 0 | 122.24 | 0.19847 | 0.056448 | 0.016 | 10.32 | System Off | 1 | 0
4327 | 4327 | 2012-06-29 06:59 | 22.9 | 34.66 | 34.66 | 22.9 | 696.9 | 648.47 | 260 | 13.96 | 693.24 | 0.88 | 0.94 | 0.91 | 0.23 | 646.9 | 0 | 0 | 204.93 | 0.20555 | 0.056448 | 0.026 | 10 | System Off | 1 | 0
4328 | 4328 | 2012-06-29 07:59 | 23.91 | 33.35 | 33.35 | 23.91 | 577.75 | 531.75 | 216 | 13.93 | 578.84 | 0.88 | 0.92 | 0.9 | 0.19 | 417.08 | 0 | 0 | 170.41 | 0.20471 | 0.056448 | 0.022 | 10.19 | System Off | 1 | 0
4329 | 4329 | 2012-06-29 08:59 | 24.91 | 38.62 | 38.62 | 24.91 | 857.19 | 805.37 | 322 | 13.87 | 846.65 | 0.9 | 0.95 | 0.93 | 0.29 | 526.95 | 0 | 0 | 254.02 | 0.21191 | 0.056448 | 0.033 | 10.25 | System Off | 1 | 0
4330 | 4330 | 2012-06-29 09:59 | 24.52 | 48.16 | 48.16 | 24.52 | 1419.73 | 1354.92 | 546 | 13.54 | 1378.68 | 0.9 | 0.98 | 0.96 | 0.49 | 813.78 | 0 | 0 | 431.52 | 0.22351 | 0.056448 | 0.055 | 10.07 | System Off | 1 | 0
4331 | 4331 | 2012-06-29 10:59 | 24.13 | 27.22 | 27.22 | 24.13 | 178.91 | 140.49 | 68 | 13.7 | 188.05 | 0.73 | 0.75 | 0.73 | 0.05 | 80.39 | 0 | 0 | 53.88 | 0.19711 | 0.056448 | 0.007 | 10.29 | System Off | 1 | 0
4332 | 4332 | 2012-06-29 11:59 | 23.74 | 26.88 | 26.88 | 23.74 | 176.88 | 138.5 | 67 | 13.75 | 185.97 | 0.74 | 0.74 | 0.73 | 0.05 | 78.12 | 0 | 0 | 53.06 | 0.19648 | 0.056448 | 0.007 | 10.45 | System Off | 1 | 0
4333 | 4333 | 2012-06-29 12:59 | 23.6 | 32.51 | 32.51 | 23.6 | 534.24 | 489.11 | 199 | 13.98 | 536.82 | 0.9 | 0.91 | 0.89 | 0.18 | 305.6 | 0 | 0 | 156.91 | 0.20333 | 0.056448 | 0.02 | 10.05 | System Off | 1 | 0
4334 | 4334 | 2012-06-29 13:59 | 23.45 | 35.11 | 35.11 | 23.45 | 727.23 | 678.17 | 271 | 13.98 | 722.28 | 0.92 | 0.94 | 0.92 | 0.25 | 478.96 | 0 | 0 | 213.58 | 0.20696 | 0.056448 | 0.027 | 9.96 | System Off | 1 | 0
4335 | 4335 | 2012-06-29 14:59 | 23.3 | 26.5 | 26.5 | 23.3 | 202.78 | 163.93 | 77 | 13.72 | 211.85 | 0.78 | 0.77 | 0.76 | 0.06 | 121.9 | 0 | 0 | 61 | 0.19638 | 0.056448 | 0.008 | 10.39 | System Off | 1 | 0
4336 | 4336 | 2012-06-29 15:59 | 22.82 | 25.43 | 25.43 | 22.82 | 157.16 | 119.12 | 60 | 13.64 | 165.97 | 0.67 | 0.72 | 0.7 | 0.04 | 90.37 | 0 | 0 | 47.59 | 0.19478 | 0.056448 | 0.006 | 10 | System Off | 1 | 0
4337 | 4337 | 2012-06-29 16:59 | 22.34 | 24.38 | 24.38 | 22.34 | 116.26 | 78.95 | 44 | 13.76 | 124.38 | 0.67 | 0.63 | 0.62 | 0.03 | 57.86 | 0 | 0 | 34.85 | 0.19323 | 0.056448 | 0.005 | 11.36 | System Off | 0 | 0
4338 | 4338 | 2012-06-29 17:59 | 21.86 | 24.88 | 24.88 | 21.86 | 166.54 | 128.34 | 63 | 13.77 | 175.37 | 0.79 | 0.73 | 0.72 | 0.05 | 86.45 | 0 | 0 | 49.88 | 0.19355 | 0.056448 | 0.006 | 9.52 | System Off | 1 | 0
4339 | 4339 | 2012-06-29 18:59 | 20.99 | 21.24 | 21.24 | 20.99 | 11.97 | 0 | 5 | 12.47 | 14.25 | 0 | 0 | 0 | 0 | 0 | 0 | 0 | 4.03 | 0.19235 | 0.056448 | 0.001 | 20 | System Off | 0 | 0
4340 | 4340 | 2012-06-29 19:59 | 20.11 | 20.11 | 20.11 | 20.11 | 0 | 0 | 0 | 0 | 0 | 0 | 0 | 0 | 0 | 0 | 0 | 0 | 0 | 0 | 0 | 0 | 0 | System Off | 0 | 0
4341 | 4341 | 2012-06-29 20:59 | 19.24 | 19.24 | 19.24 | 19.24 | 0 | 0 | 0 | 0 | 0 | 0 | 0 | 0 | 0 | 0 | 0 | 0 | 0 | 0 | 0 | 0 | 0 | System Off | 0 | 0
4342 | 4342 | 2012-06-29 21:59 | 18.88 | 18.88 | 18.88 | 18.88 | 0 | 0 | 0 | 0 | 0 | 0 | 0 | 0 | 0 | 0 | 0 | 0 | 0 | 0 | 0 | 0 | 0 | System Off | 0 | 0
4343 | 4343 | 2012-06-29 22:59 | 18.52 | 18.52 | 18.52 | 18.52 | 0 | 0 | 0 | 0 | 0 | 0 | 0 | 0 | 0 | 0 | 0 | 0 | 0 | 0 | 0 | 0 | 0 | System Off | 0 | 0
4344 | 4344 | 2012-06-29 23:59 | 18.16 | 18.16 | 18.16 | 18.16 | 0 | 0 | 0 | 0 | 0 | 0 | 0 | 0 | 0 | 0 | 0 | 0 | 0 | 0 | 0 | 0 | 0 | System Off | 0 | 0
4345 | 4345 | 2012-06-30 00:59 | 17.24 | 17.24 | 17.24 | 17.24 | 0 | 0 | 0 | 0 | 0 | 0 | 0 | 0 | 0 | 0 | 0 | 0 | 0 | 0 | 0 | 0 | 0 | System Off | 0 | 0
4346 | 4346 | 2012-06-30 01:59 | 16.33 | 16.33 | 16.33 | 16.33 | 0 | 0 | 0 | 0 | 0 | 0 | 0 | 0 | 0 | 0 | 0 | 0 | 0 | 0 | 0 | 0 | 0 | System Off | 0 | 0
4347 | 4347 | 2012-06-30 02:59 | 15.41 | 15.41 | 15.41 | 15.41 | 0 | 0 | 0 | 0 | 0 | 0 | 0 | 0 | 0 | 0 | 0 | 0 | 0 | 0 | 0 | 0 | 0 | System Off | 0 | 0
4348 | 4348 | 2012-06-30 03:59 | 16.41 | 17.64 | 17.64 | 16.41 | 65.66 | 29.24 | 25 | 13.68 | 71.7 | 0.4 | 0.41 | 0.4 | 0.01 | 67.25 | 0 | 0 | 19.82 | 0.18689 | 0.056448 | 0.003 | 12 | System Off | 1 | 0
4349 | 4349 | 2012-06-30 04:59 | 17.42 | 20.96 | 20.96 | 17.42 | 197.13 | 158.38 | 73 | 14.06 | 205.55 | 0.82 | 0.77 | 0.75 | 0.06 | 331.52 | 0 | 0 | 57.57 | 0.19083 | 0.056448 | 0.007 | 9.59 | System Off | 1 | 0
4350 | 4350 | 2012-06-30 05:59 | 18.42 | 24.43 | 24.43 | 18.42 | 312.27 | 271.41 | 115 | 14.14 | 319.89 | 0.87 | 0.85 | 0.83 | 0.1 | 377.75 | 0 | 0 | 90.54 | 0.19447 | 0.056448 | 0.012 | 10.43 | System Off | 1 | 0
4351 | 4351 | 2012-06-30 06:59 | 19.82 | 31.3 | 31.3 | 19.82 | 671.01 | 623.12 | 247 | 14.15 | 667.94 | 0.93 | 0.93 | 0.91 | 0.23 | 567.28 | 0 | 0 | 194.22 | 0.20029 | 0.056448 | 0.025 | 10.12 | System Off | 1 | 0
4352 | 4352 | 2012-06-30 07:59 | 21.21 | 37.11 | 37.11 | 21.21 | 979.58 | 925.08 | 364 | 14.02 | 962.5 | 0.9 | 0.96 | 0.94 | 0.33 | 662.2 | 0 | 0 | 286.44 | 0.20856 | 0.056448 | 0.037 | 10.16 | System Off | 1 | 0
4353 | 4353 | 2012-06-30 08:59 | 22.6 | 45.98 | 45.98 | 22.6 | 1485.31 | 1418.88 | 565 | 13.69 | 1440.07 | 0.9 | 0.99 | 0.96 | 0.51 | 902 | 0 | 0 | 445.79 | 0.22151 | 0.056448 | 0.056 | 9.91 | System Off | 1 | 0
4354 | 4354 | 2012-06-30 09:59 | 23.22 | 42.54 | 42.54 | 23.22 | 1228.87 | 1168.66 | 464 | 13.79 | 1198.61 | 0.9 | 0.98 | 0.95 | 0.42 | 712.5 | 0 | 0 | 365.94 | 0.21701 | 0.056448 | 0.046 | 9.91 | System Off | 1 | 0
4355 | 4355 | 2012-06-30 10:59 | 23.84 | 34.31 | 34.31 | 23.84 | 671.55 | 623.64 | 250 | 13.99 | 668.99 | 0.92 | 0.93 | 0.91 | 0.23 | 383.55 | 0 | 0 | 197.05 | 0.20642 | 0.056448 | 0.025 | 10 | System Off | 1 | 0
4356 | 4356 | 2012-06-30 11:59 | 24.46 | 50.47 | 50.47 | 24.46 | 1640.83 | 1570.45 | 635 | 13.46 | 1586.29 | 0.9 | 0.99 | 0.97 | 0.57 | 962.68 | 0 | 0 | 502.25 | 0.22418 | 0.056448 | 0.063 | 9.92 | System Off | 1 | 0
4357 | 4357 | 2012-06-30 12:59 | 24.34 | 32.39 | 32.39 | 24.34 | 501.5 | 457.01 | 187 | 13.97 | 505.2 | 0.9 | 0.9 | 0.88 | 0.17 | 301.46 | 0 | 0 | 147.51 | 0.20378 | 0.056448 | 0.019 | 10.16 | System Off | 1 | 0
4358 | 4358 | 2012-06-30 13:59 | 24.21 | 38.85 | 38.85 | 24.21 | 882.73 | 830.36 | 332 | 13.85 | 870.87 | 0.9 | 0.95 | 0.93 | 0.3 | 610.07 | 0 | 0 | 261.89 | 0.2114 | 0.056448 | 0.034 | 10.24 | System Off | 1 | 0
4359 | 4359 | 2012-06-30 14:59 | 24.08 | 30.42 | 30.42 | 24.08 | 368.79 | 326.87 | 138 | 13.92 | 376.09 | 0.86 | 0.87 | 0.85 | 0.12 | 252.81 | 0 | 0 | 108.96 | 0.20077 | 0.056448 | 0.014 | 10.14 | System Off | 1 | 0
4360 | 4360 | 2012-06-30 15:59 | 23.63 | 30.6 | 30.6 | 23.63 | 384.97 | 342.74 | 144 | 13.92 | 391.9 | 0.83 | 0.87 | 0.85 | 0.12 | 265.6 | 0 | 0 | 113.67 | 0.20043 | 0.056448 | 0.015 | 10.42 | System Off | 1 | 0
4361 | 4361 | 2012-06-30 16:59 | 23.17 | 25.76 | 25.76 | 23.17 | 131.54 | 93.96 | 50 | 13.7 | 140.08 | 0.59 | 0.67 | 0.66 | 0.03 | 67.55 | 0 | 0 | 39.62 | 0.19475 | 0.056448 | 0.005 | 10 | System Off | 0 | 0
4362 | 4362 | 2012-06-30 17:59 | 22.72 | 26.47 | 26.47 | 22.72 | 181.34 | 142.87 | 69 | 13.69 | 190.4 | 0.72 | 0.75 | 0.73 | 0.05 | 91.34 | 0 | 0 | 54.67 | 0.19512 | 0.056448 | 0.007 | 10.14 | System Off | 1 | 0
4363 | 4363 | 2012-06-30 18:59 | 21.39 | 22.22 | 22.22 | 21.39 | 39.61 | 3.63 | 15 | 13.75 | 44.5 | 0 | 0.08 | 0.08 | 0 | 2.15 | 0 | 0 | 11.88 | 0.19346 | 0.056448 | 0.002 | 13.33 | System Off | 0 | 0
4364 | 4364 | 2012-06-30 19:59 | 20.06 | 20.06 | 20.06 | 20.06 | 0 | 0 | 0 | 0 | 0 | 0 | 0 | 0 | 0 | 0 | 0 | 0 | 0 | 0 | 0 | 0 | 0 | System Off | 0 | 0
4365 | 4365 | 2012-06-30 20:59 | 18.74 | 18.74 | 18.74 | 18.74 | 0 | 0 | 0 | 0 | 0 | 0 | 0 | 0 | 0 | 0 | 0 | 0 | 0 | 0 | 0 | 0 | 0 | System Off | 0 | 0
4366 | 4366 | 2012-06-30 21:59 | 18.28 | 18.28 | 18.28 | 18.28 | 0 | 0 | 0 | 0 | 0 | 0 | 0 | 0 | 0 | 0 | 0 | 0 | 0 | 0 | 0 | 0 | 0 | System Off | 0 | 0
4367 | 4367 | 2012-06-30 22:59 | 17.82 | 17.82 | 17.82 | 17.82 | 0 | 0 | 0 | 0 | 0 | 0 | 0 | 0 | 0 | 0 | 0 | 0 | 0 | 0 | 0 | 0 | 0 | System Off | 0 | 0
4368 | 4368 | 2012-06-30 23:59 | 17.36 | 17.36 | 17.36 | 17.36 | 0 | 0 | 0 | 0 | 0 | 0 | 0 | 0 | 0 | 0 | 0 | 0 | 0 | 0 | 0 | 0 | 0 | System Off | 0 | 0
4369 | 4369 | 2012-07-01 00:59 | 16.83 | 16.83 | 16.83 | 16.83 | 0 | 0 | 0 | 0 | 0 | 0 | 0 | 0 | 0 | 0 | 0 | 0 | 0 | 0 | 0 | 0 | 0 | System Off | 0 | 0
4370 | 4370 | 2012-07-01 01:59 | 16.3 | 16.3 | 16.3 | 16.3 | 0 | 0 | 0 | 0 | 0 | 0 | 0 | 0 | 0 | 0 | 0 | 0 | 0 | 0 | 0 | 0 | 0 | System Off | 0 | 0
4371 | 4371 | 2012-07-01 02:59 | 15.77 | 15.77 | 15.77 | 15.77 | 0 | 0 | 0 | 0 | 0 | 0 | 0 | 0 | 0 | 0 | 0 | 0 | 0 | 0 | 0 | 0 | 0 | System Off | 0 | 0
4372 | 4372 | 2012-07-01 03:59 | 16.12 | 17.16 | 17.16 | 16.12 | 56.31 | 20.04 | 21 | 13.97 | 61.88 | 0.46 | 0.32 | 0.32 | 0.01 | 46.1 | 0 | 0 | 16.59 | 0.18626 | 0.056448 | 0.002 | 9.52 | System Off | 1 | 0
4373 | 4373 | 2012-07-01 04:59 | 16.47 | 19.35 | 19.35 | 16.47 | 166.21 | 128.02 | 61 | 14.19 | 174.43 | 0.81 | 0.73 | 0.72 | 0.05 | 267.97 | 0 | 0 | 48.04 | 0.18885 | 0.056448 | 0.006 | 9.84 | System Off | 1 | 0
4374 | 4374 | 2012-07-01 05:59 | 16.82 | 21.35 | 21.35 | 16.82 | 270.14 | 230.06 | 99 | 14.21 | 278.01 | 0.81 | 0.83 | 0.81 | 0.08 | 320.19 | 0 | 0 | 77.91 | 0.19133 | 0.056448 | 0.01 | 10.1 | System Off | 1 | 0
4375 | 4375 | 2012-07-01 06:59 | 17.45 | 27.21 | 27.21 | 17.45 | 598.65 | 552.23 | 218 | 14.3 | 597.94 | 0.92 | 0.92 | 0.9 | 0.2 | 502.75 | 0 | 0 | 171.16 | 0.1953 | 0.056448 | 0.022 | 10.09 | System Off | 1 | 0
4376 | 4376 | 2012-07-01 07:59 | 18.09 | 27.38 | 27.38 | 18.09 | 581.42 | 535.35 | 212 | 14.28 | 581.41 | 0.9 | 0.92 | 0.9 | 0.19 | 383.22 | 0 | 0 | 166.52 | 0.19592 | 0.056448 | 0.021 | 9.91 | System Off | 1 | 0
4377 | 4377 | 2012-07-01 08:59 | 18.72 | 32.18 | 32.18 | 18.72 | 857.63 | 805.81 | 314 | 14.23 | 846.08 | 0.92 | 0.95 | 0.93 | 0.29 | 512.26 | 0 | 0 | 246.59 | 0.20218 | 0.056448 | 0.032 | 10.19 | System Off | 1 | 0
4378 | 4378 | 2012-07-01 09:59 | 18.31 | 21.94 | 21.94 | 18.31 | 226.07 | 186.8 | 83 | 14.19 | 234.48 | 0.83 | 0.8 | 0.78 | 0.07 | 113.89 | 0 | 0 | 65.36 | 0.19263 | 0.056448 | 0.008 | 9.64 | System Off | 1 | 0
4379 | 4379 | 2012-07-01 10:59 | 17.89 | 24.05 | 24.05 | 17.89 | 384.11 | 341.89 | 140 | 14.29 | 390.07 | 0.85 | 0.88 | 0.86 | 0.12 | 210.27 | 0 | 0 | 110.03 | 0.19501 | 0.056448 | 0.014 | 10 | System Off | 1 | 0
4380 | 4380 | 2012-07-01 11:59 | 17.47 | 22.61 | 22.61 | 17.47 | 316.39 | 275.46 | 116 | 14.21 | 323.67 | 0.86 | 0.85 | 0.83 | 0.1 | 168.85 | 0 | 0 | 91.29 | 0.19316 | 0.056448 | 0.012 | 10.34 | System Off | 1 | 0
4381 | 4381 | 2012-07-01 12:59 | 18.47 | 38.59 | 38.59 | 18.47 | 1280.88 | 1219.43 | 475 | 14.04 | 1247.16 | 0.93 | 0.98 | 0.95 | 0.44 | 804.39 | 0 | 0 | 373.34 | 0.2103 | 0.056448 | 0.047 | 9.89 | System Off | 1 | 0
4382 | 4382 | 2012-07-01 13:59 | 19.47 | 38.94 | 38.94 | 19.47 | 1287.08 | 1225.49 | 478 | 14.02 | 1253.05 | 0.92 | 0.98 | 0.96 | 0.44 | 900.37 | 0 | 0 | 375.9 | 0.21198 | 0.056448 | 0.048 | 10.04 | System Off | 1 | 0
4383 | 4383 | 2012-07-01 14:59 | 20.47 | 34.95 | 34.95 | 20.47 | 995.18 | 940.33 | 367 | 14.12 | 976.93 | 0.93 | 0.96 | 0.94 | 0.34 | 727.29 | 0 | 0 | 288.58 | 0.2076 | 0.056448 | 0.037 | 10.08 | System Off | 1 | 0
4384 | 4384 | 2012-07-01 15:59 | 19.72 | 29.29 | 29.29 | 19.72 | 648.2 | 600.77 | 237 | 14.24 | 645.8 | 0.93 | 0.93 | 0.91 | 0.22 | 465.56 | 0 | 0 | 186.25 | 0.19961 | 0.056448 | 0.024 | 10.13 | System Off | 1 | 0
4385 | 4385 | 2012-07-01 16:59 | 18.97 | 24.37 | 24.37 | 18.97 | 358.05 | 316.34 | 131 | 14.24 | 364.7 | 0.84 | 0.87 | 0.85 | 0.11 | 227.43 | 0 | 0 | 103.05 | 0.19611 | 0.056448 | 0.013 | 9.92 | System Off | 1 | 0
4386 | 4386 | 2012-07-01 17:59 | 18.23 | 20.78 | 20.78 | 18.23 | 165 | 126.82 | 61 | 14.09 | 173.35 | 0.81 | 0.73 | 0.72 | 0.05 | 81.08 | 0 | 0 | 48.11 | 0.19136 | 0.056448 | 0.006 | 9.84 | System Off | 1 | 0
4387 | 4387 | 2012-07-01 18:59 | 16.62 | 16.8 | 16.8 | 16.62 | 10.13 | 0 | 4 | 13.19 | 12.07 | 0 | 0 | 0 | 0 | 0 | 0 | 0 | 3.19 | 0.18608 | 0.056448 | 0 | 0 | System Off | 0 | 0
4388 | 4388 | 2012-07-01 19:59 | 15.01 | 15.01 | 15.01 | 15.01 | 0 | 0 | 0 | 0 | 0 | 0 | 0 | 0 | 0 | 0 | 0 | 0 | 0 | 0 | 0 | 0 | 0 | System Off | 0 | 0
4389 | 4389 | 2012-07-01 20:59 | 13.4 | 13.4 | 13.4 | 13.4 | 0 | 0 | 0 | 0 | 0 | 0 | 0 | 0 | 0 | 0 | 0 | 0 | 0 | 0 | 0 | 0 | 0 | System Off | 0 | 0
4390 | 4390 | 2012-07-01 21:59 | 13.27 | 13.27 | 13.27 | 13.27 | 0 | 0 | 0 | 0 | 0 | 0 | 0 | 0 | 0 | 0 | 0 | 0 | 0 | 0 | 0 | 0 | 0 | System Off | 0 | 0
4391 | 4391 | 2012-07-01 22:59 | 13.14 | 13.14 | 13.14 | 13.14 | 0 | 0 | 0 | 0 | 0 | 0 | 0 | 0 | 0 | 0 | 0 | 0 | 0 | 0 | 0 | 0 | 0 | System Off | 0 | 0
4392 | 4392 | 2012-07-01 23:59 | 13.01 | 13.01 | 13.01 | 13.01 | 0 | 0 | 0 | 0 | 0 | 0 | 0 | 0 | 0 | 0 | 0 | 0 | 0 | 0 | 0 | 0 | 0 | System Off | 0 | 0
4393 | 4393 | 2012-07-02 00:59 | 12.59 | 12.59 | 12.59 | 12.59 | 0 | 0 | 0 | 0 | 0 | 0 | 0 | 0 | 0 | 0 | 0 | 0 | 0 | 0 | 0 | 0 | 0 | System Off | 0 | 0
4394 | 4394 | 2012-07-02 01:59 | 12.17 | 12.17 | 12.17 | 12.17 | 0 | 0 | 0 | 0 | 0 | 0 | 0 | 0 | 0 | 0 | 0 | 0 | 0 | 0 | 0 | 0 | 0 | System Off | 0 | 0
4395 | 4395 | 2012-07-02 02:59 | 11.75 | 11.75 | 11.75 | 11.75 | 0 | 0 | 0 | 0 | 0 | 0 | 0 | 0 | 0 | 0 | 0 | 0 | 0 | 0 | 0 | 0 | 0 | System Off | 0 | 0
4396 | 4396 | 2012-07-02 03:59 | 12.78 | 13.54 | 13.54 | 12.78 | 37.22 | 1.29 | 14 | 13.85 | 41.53 | 0 | 0.03 | 0.03 | 0 | 2.96 | 0 | 0 | 11.08 | 0.18123 | 0.056448 | 0.001 | 7.14 | System Off | 0 | 0
4397 | 4397 | 2012-07-02 04:59 | 13.82 | 16.79 | 16.79 | 13.82 | 153.81 | 115.84 | 56 | 14.31 | 161.69 | 0.71 | 0.72 | 0.7 | 0.04 | 242.48 | 0 | 0 | 44.03 | 0.18484 | 0.056448 | 0.006 | 10.71 | System Off | 1 | 0
4398 | 4398 | 2012-07-02 05:59 | 14.86 | 23 | 23 | 14.86 | 422.14 | 379.2 | 153 | 14.37 | 426.91 | 0.91 | 0.89 | 0.87 | 0.14 | 527.77 | 0 | 0 | 120.04 | 0.19132 | 0.056448 | 0.016 | 10.46 | System Off | 1 | 0
4399 | 4399 | 2012-07-02 06:59 | 16.23 | 24.57 | 24.57 | 16.23 | 427.37 | 384.33 | 156 | 14.27 | 432.23 | 0.9 | 0.89 | 0.87 | 0.14 | 349.89 | 0 | 0 | 122.55 | 0.19346 | 0.056448 | 0.016 | 10.26 | System Off | 1 | 0
4400 | 4400 | 2012-07-02 07:59 | 17.59 | 22.87 | 22.87 | 17.59 | 260.88 | 220.97 | 96 | 14.15 | 269.07 | 0.83 | 0.82 | 0.8 | 0.08 | 158.18 | 0 | 0 | 75.58 | 0.19228 | 0.056448 | 0.01 | 10.42 | System Off | 1 | 0
4401 | 4401 | 2012-07-02 08:59 | 18.96 | 40.6 | 40.6 | 18.96 | 1029.89 | 974.26 | 388 | 13.82 | 1010.56 | 0.9 | 0.96 | 0.94 | 0.35 | 619.35 | 0 | 0 | 305.46 | 0.20648 | 0.056448 | 0.039 | 10.05 | System Off | 1 | 0
4402 | 4402 | 2012-07-02 09:59 | 19.01 | 40.96 | 40.96 | 19.01 | 1034.1 | 978.38 | 390 | 13.81 | 1014.6 | 0.9 | 0.96 | 0.94 | 0.35 | 596.49 | 0 | 0 | 307.06 | 0.20666 | 0.056448 | 0.039 | 10 | System Off | 1 | 0
4403 | 4403 | 2012-07-02 10:59 | 19.05 | 24.34 | 24.34 | 19.05 | 249.67 | 209.97 | 93 | 13.98 | 258.19 | 0.86 | 0.81 | 0.8 | 0.08 | 129.13 | 0 | 0 | 73.38 | 0.19423 | 0.056448 | 0.01 | 10.75 | System Off | 1 | 0
4404 | 4404 | 2012-07-02 11:59 | 19.1 | 30.93 | 30.93 | 19.1 | 556.95 | 511.37 | 206 | 14.08 | 558.43 | 0.87 | 0.92 | 0.89 | 0.18 | 313.47 | 0 | 0 | 162.05 | 0.19708 | 0.056448 | 0.021 | 10.19 | System Off | 1 | 0
4405 | 4405 | 2012-07-02 12:59 | 19.73 | 24.67 | 24.67 | 19.73 | 237.47 | 197.99 | 88 | 14.05 | 246.14 | 0.79 | 0.8 | 0.79 | 0.07 | 130.6 | 0 | 0 | 69.38 | 0.19494 | 0.056448 | 0.009 | 10.23 | System Off | 1 | 0
4406 | 4406 | 2012-07-02 13:59 | 20.36 | 34.97 | 34.97 | 20.36 | 725.38 | 676.36 | 270 | 13.99 | 720.5 | 0.89 | 0.94 | 0.92 | 0.24 | 496.93 | 0 | 0 | 212.5 | 0.20231 | 0.056448 | 0.027 | 10 | System Off | 1 | 0
4407 | 4407 | 2012-07-02 14:59 | 20.99 | 33.54 | 33.54 | 20.99 | 641.25 | 593.97 | 239 | 13.97 | 639.83 | 0.88 | 0.93 | 0.91 | 0.21 | 459.4 | 0 | 0 | 188.26 | 0.2016 | 0.056448 | 0.024 | 10.04 | System Off | 1 | 0
4408 | 4408 | 2012-07-02 15:59 | 21.01 | 34.58 | 34.58 | 21.01 | 693.67 | 645.3 | 259 | 13.95 | 690.14 | 0.89 | 0.94 | 0.91 | 0.23 | 500.07 | 0 | 0 | 204.03 | 0.2027 | 0.056448 | 0.026 | 10.04 | System Off | 1 | 0
4409 | 4409 | 2012-07-02 16:59 | 21.03 | 27.18 | 27.18 | 21.03 | 316.09 | 275.16 | 118 | 13.95 | 324.02 | 0.85 | 0.85 | 0.83 | 0.1 | 197.83 | 0 | 0 | 93.13 | 0.19526 | 0.056448 | 0.012 | 10.17 | System Off | 1 | 0
4410 | 4410 | 2012-07-02 17:59 | 21.06 | 24.6 | 24.6 | 21.06 | 180.57 | 142.12 | 68 | 13.83 | 189.42 | 0.73 | 0.75 | 0.73 | 0.05 | 90.85 | 0 | 0 | 53.78 | 0.19582 | 0.056448 | 0.007 | 10.29 | System Off | 1 | 0
4411 | 4411 | 2012-07-02 18:59 | 20.13 | 21.09 | 21.09 | 20.13 | 45.42 | 9.35 | 18 | 13.14 | 50.63 | 0 | 0.18 | 0.18 | 0 | 5.54 | 0 | 0 | 14.37 | 0.19182 | 0.056448 | 0.002 | 11.11 | System Off | 0 | 0
4412 | 4412 | 2012-07-02 19:59 | 19.19 | 19.19 | 19.19 | 19.19 | 0 | 0 | 0 | 0 | 0 | 0 | 0 | 0 | 0 | 0 | 0 | 0 | 0 | 0 | 0 | 0 | 0 | System Off | 0 | 0
4413 | 4413 | 2012-07-02 20:59 | 18.26 | 18.26 | 18.26 | 18.26 | 0 | 0 | 0 | 0 | 0 | 0 | 0 | 0 | 0 | 0 | 0 | 0 | 0 | 0 | 0 | 0 | 0 | System Off | 0 | 0
4414 | 4414 | 2012-07-02 21:59 | 17.82 | 17.82 | 17.82 | 17.82 | 0 | 0 | 0 | 0 | 0 | 0 | 0 | 0 | 0 | 0 | 0 | 0 | 0 | 0 | 0 | 0 | 0 | System Off | 0 | 0
4415 | 4415 | 2012-07-02 22:59 | 17.38 | 17.38 | 17.38 | 17.38 | 0 | 0 | 0 | 0 | 0 | 0 | 0 | 0 | 0 | 0 | 0 | 0 | 0 | 0 | 0 | 0 | 0 | System Off | 0 | 0
4416 | 4416 | 2012-07-02 23:59 | 16.94 | 16.94 | 16.94 | 16.94 | 0 | 0 | 0 | 0 | 0 | 0 | 0 | 0 | 0 | 0 | 0 | 0 | 0 | 0 | 0 | 0 | 0 | System Off | 0 | 0
4417 | 4417 | 2012-07-03 00:59 | 15.05 | 15.05 | 15.05 | 15.05 | 0 | 0 | 0 | 0 | 0 | 0 | 0 | 0 | 0 | 0 | 0 | 0 | 0 | 0 | 0 | 0 | 0 | System Off | 0 | 0
4418 | 4418 | 2012-07-03 01:59 | 13.16 | 13.16 | 13.16 | 13.16 | 0 | 0 | 0 | 0 | 0 | 0 | 0 | 0 | 0 | 0 | 0 | 0 | 0 | 0 | 0 | 0 | 0 | System Off | 0 | 0
4419 | 4419 | 2012-07-03 02:59 | 11.28 | 11.28 | 11.28 | 11.28 | 0 | 0 | 0 | 0 | 0 | 0 | 0 | 0 | 0 | 0 | 0 | 0 | 0 | 0 | 0 | 0 | 0 | System Off | 0 | 0
4420 | 4420 | 2012-07-03 03:59 | 12.98 | 13.78 | 13.78 | 12.98 | 41.77 | 5.76 | 16 | 13.6 | 46.38 | 0 | 0.12 | 0.12 | 0 | 13.24 | 0 | 0 | 12.7 | 0.18161 | 0.056448 | 0.002 | 12.5 | System Off | 0 | 0
4421 | 4421 | 2012-07-03 04:59 | 14.69 | 15.67 | 15.67 | 14.69 | 50.56 | 14.39 | 19 | 13.86 | 55.76 | 0.51 | 0.26 | 0.25 | 0.01 | 30.12 | 0 | 0 | 15.03 | 0.18415 | 0.056448 | 0.002 | 10.53 | System Off | 1 | 0
4422 | 4422 | 2012-07-03 05:59 | 16.4 | 24.35 | 24.35 | 16.4 | 419.06 | 376.18 | 153 | 14.27 | 424.12 | 0.91 | 0.89 | 0.87 | 0.14 | 523.57 | 0 | 0 | 120.21 | 0.19355 | 0.056448 | 0.016 | 10.46 | System Off | 1 | 0
4423 | 4423 | 2012-07-03 06:59 | 18.08 | 31.54 | 31.54 | 18.08 | 697.53 | 649.08 | 257 | 14.14 | 693.35 | 0.89 | 0.94 | 0.91 | 0.23 | 590.92 | 0 | 0 | 201.98 | 0.19826 | 0.056448 | 0.026 | 10.12 | System Off | 1 | 0
4424 | 4424 | 2012-07-03 07:59 | 19.75 | 41.83 | 41.83 | 19.75 | 1121.2 | 1063.5 | 423 | 13.81 | 1096.96 | 0.9 | 0.97 | 0.95 | 0.38 | 761.29 | 0 | 0 | 333.12 | 0.20952 | 0.056448 | 0.042 | 9.93 | System Off | 1 | 0
4425 | 4425 | 2012-07-03 08:59 | 21.43 | 45.96 | 45.96 | 21.43 | 1195.73 | 1136.3 | 458 | 13.6 | 1167.76 | 0.89 | 0.97 | 0.95 | 0.41 | 722.36 | 0 | 0 | 361.39 | 0.21397 | 0.056448 | 0.046 | 10.04 | System Off | 1 | 0
4426 | 4426 | 2012-07-03 09:59 | 22.12 | 62.05 | 62.05 | 22.12 | 1866.04 | 1789.71 | 756 | 12.86 | 1797.68 | 0.86 | 1 | 0.97 | 0.65 | 1091.14 | 0 | 0 | 599.89 | 0.21468 | 0.056448 | 0.075 | 9.92 | System Off | 1 | 0
4427 | 4427 | 2012-07-03 10:59 | 22.81 | 67.03 | 67.03 | 22.81 | 2018.26 | 1937.76 | 834 | 12.6 | 1940.01 | 0.84 | 1 | 0.97 | 0.7 | 1191.76 | 0 | 0 | 663.17 | 0.21983 | 0.056448 | 0.083 | 9.95 | System Off | 1 | 0
4428 | 4428 | 2012-07-03 11:59 | 23.5 | 62.08 | 62.08 | 23.5 | 1775.25 | 1701.35 | 720 | 12.84 | 1712.76 | 0.86 | 0.99 | 0.97 | 0.62 | 1042.92 | 0 | 0 | 571.57 | 0.21491 | 0.056448 | 0.072 | 10 | System Off | 1 | 0
4429 | 4429 | 2012-07-03 12:59 | 23.46 | 58.54 | 58.54 | 23.46 | 1603.35 | 1533.93 | 643 | 12.99 | 1551.71 | 0.86 | 0.99 | 0.96 | 0.55 | 1011.84 | 0 | 0 | 509.92 | 0.22315 | 0.056448 | 0.064 | 9.95 | System Off | 1 | 0
4430 | 4430 | 2012-07-03 13:59 | 23.42 | 50.32 | 50.32 | 23.42 | 1232.6 | 1172.3 | 481 | 13.35 | 1203.02 | 0.87 | 0.97 | 0.95 | 0.42 | 861.3 | 0 | 0 | 380.47 | 0.21831 | 0.056448 | 0.048 | 9.98 | System Off | 1 | 0
4431 | 4431 | 2012-07-03 14:59 | 23.39 | 41.04 | 41.04 | 23.39 | 806.81 | 756.07 | 307 | 13.69 | 799.06 | 0.88 | 0.95 | 0.92 | 0.27 | 584.78 | 0 | 0 | 242.34 | 0.20883 | 0.056448 | 0.031 | 10.1 | System Off | 1 | 0
4432 | 4432 | 2012-07-03 15:59 | 23.12 | 36.45 | 36.45 | 23.12 | 607.53 | 560.93 | 229 | 13.82 | 607.94 | 0.87 | 0.92 | 0.9 | 0.2 | 434.69 | 0 | 0 | 180.67 | 0.20423 | 0.056448 | 0.023 | 10.04 | System Off | 1 | 0
4433 | 4433 | 2012-07-03 16:59 | 22.85 | 28.7 | 28.7 | 22.85 | 264.39 | 224.42 | 100 | 13.77 | 273.33 | 0.8 | 0.82 | 0.8 | 0.08 | 161.35 | 0 | 0 | 79.1 | 0.19695 | 0.056448 | 0.01 | 10 | System Off | 1 | 0
4434 | 4434 | 2012-07-03 17:59 | 22.59 | 25.72 | 25.72 | 22.59 | 138.41 | 100.71 | 53 | 13.6 | 147.05 | 0.75 | 0.68 | 0.67 | 0.04 | 64.39 | 0 | 0 | 42.04 | 0.19408 | 0.056448 | 0.005 | 9.43 | System Off | 0 | 0
4435 | 4435 | 2012-07-03 18:59 | 21.7 | 22.47 | 22.47 | 21.7 | 33.38 | 0 | 13 | 13.37 | 37.82 | 0 | 0 | 0 | 0 | 0 | 0 | 0 | 10.35 | 0.1938 | 0.056448 | 0.001 | 7.69 | System Off | 0 | 0
4436 | 4436 | 2012-07-03 19:59 | 20.81 | 20.81 | 20.81 | 20.81 | 0 | 0 | 0 | 0 | 0 | 0 | 0 | 0 | 0 | 0 | 0 | 0 | 0 | 0 | 0 | 0 | 0 | System Off | 0 | 0
4437 | 4437 | 2012-07-03 20:59 | 19.92 | 19.92 | 19.92 | 19.92 | 0 | 0 | 0 | 0 | 0 | 0 | 0 | 0 | 0 | 0 | 0 | 0 | 0 | 0 | 0 | 0 | 0 | System Off | 0 | 0
4438 | 4438 | 2012-07-03 21:59 | 19.19 | 19.19 | 19.19 | 19.19 | 0 | 0 | 0 | 0 | 0 | 0 | 0 | 0 | 0 | 0 | 0 | 0 | 0 | 0 | 0 | 0 | 0 | System Off | 0 | 0
4439 | 4439 | 2012-07-03 22:59 | 18.45 | 18.45 | 18.45 | 18.45 | 0 | 0 | 0 | 0 | 0 | 0 | 0 | 0 | 0 | 0 | 0 | 0 | 0 | 0 | 0 | 0 | 0 | System Off | 0 | 0
4440 | 4440 | 2012-07-03 23:59 | 17.72 | 17.72 | 17.72 | 17.72 | 0 | 0 | 0 | 0 | 0 | 0 | 0 | 0 | 0 | 0 | 0 | 0 | 0 | 0 | 0 | 0 | 0 | System Off | 0 | 0
4441 | 4441 | 2012-07-04 00:59 | 16.89 | 16.89 | 16.89 | 16.89 | 0 | 0 | 0 | 0 | 0 | 0 | 0 | 0 | 0 | 0 | 0 | 0 | 0 | 0 | 0 | 0 | 0 | System Off | 0 | 0
4442 | 4442 | 2012-07-04 01:59 | 16.05 | 16.05 | 16.05 | 16.05 | 0 | 0 | 0 | 0 | 0 | 0 | 0 | 0 | 0 | 0 | 0 | 0 | 0 | 0 | 0 | 0 | 0 | System Off | 0 | 0
4443 | 4443 | 2012-07-04 02:59 | 15.22 | 15.22 | 15.22 | 15.22 | 0 | 0 | 0 | 0 | 0 | 0 | 0 | 0 | 0 | 0 | 0 | 0 | 0 | 0 | 0 | 0 | 0 | System Off | 0 | 0
4444 | 4444 | 2012-07-04 03:59 | 16.4 | 17.58 | 17.58 | 16.4 | 61.09 | 24.74 | 23 | 13.83 | 66.92 | 0.42 | 0.37 | 0.36 | 0.01 | 56.91 | 0 | 0 | 18.2 | 0.18677 | 0.056448 | 0.002 | 8.7 | System Off | 1 | 0
4445 | 4445 | 2012-07-04 04:59 | 17.59 | 21.5 | 21.5 | 17.59 | 210.87 | 171.88 | 78 | 14.08 | 219.31 | 0.77 | 0.78 | 0.77 | 0.06 | 359.78 | 0 | 0 | 61.49 | 0.19134 | 0.056448 | 0.008 | 10.26 | System Off | 1 | 0
4446 | 4446 | 2012-07-04 05:59 | 18.78 | 26.43 | 26.43 | 18.78 | 410.91 | 368.18 | 151 | 14.17 | 416.51 | 0.86 | 0.88 | 0.86 | 0.13 | 512.43 | 0 | 0 | 118.79 | 0.19373 | 0.056448 | 0.015 | 9.93 | System Off | 1 | 0
4447 | 4447 | 2012-07-04 06:59 | 20.36 | 32.85 | 32.85 | 20.36 | 675.65 | 627.66 | 250 | 14.08 | 672.65 | 0.92 | 0.93 | 0.91 | 0.23 | 571.41 | 0 | 0 | 196.69 | 0.20124 | 0.056448 | 0.025 | 10 | System Off | 1 | 0
4448 | 4448 | 2012-07-04 07:59 | 21.94 | 41.16 | 41.16 | 21.94 | 1051.13 | 995.03 | 397 | 13.79 | 1030.73 | 0.91 | 0.97 | 0.94 | 0.36 | 712.27 | 0 | 0 | 312.99 | 0.21145 | 0.056448 | 0.04 | 10.08 | System Off | 1 | 0
4449 | 4449 | 2012-07-04 08:59 | 23.52 | 50.19 | 50.19 | 23.52 | 1444.13 | 1378.72 | 560 | 13.43 | 1401.87 | 0.89 | 0.98 | 0.96 | 0.5 | 876.48 | 0 | 0 | 442.75 | 0.22273 | 0.056448 | 0.056 | 10 | System Off | 1 | 0
4450 | 4450 | 2012-07-04 09:59 | 23.97 | 52.73 | 52.73 | 23.97 | 1572.71 | 1504.07 | 615 | 13.32 | 1522.62 | 0.88 | 0.99 | 0.96 | 0.54 | 916.99 | 0 | 0 | 486.72 | 0.22236 | 0.056448 | 0.061 | 9.92 | System Off | 1 | 0
4451 | 4451 | 2012-07-04 10:59 | 24.41 | 54.56 | 54.56 | 24.41 | 1671.14 | 1599.97 | 657 | 13.25 | 1614.93 | 0.88 | 0.99 | 0.97 | 0.58 | 984.02 | 0 | 0 | 520.3 | 0.22533 | 0.056448 | 0.065 | 9.89 | System Off | 1 | 0
4452 | 4452 | 2012-07-04 11:59 | 24.86 | 52.88 | 52.88 | 24.86 | 1589.2 | 1520.15 | 622 | 13.31 | 1538.11 | 0.88 | 0.99 | 0.96 | 0.55 | 931.84 | 0 | 0 | 492.49 | 0.22414 | 0.056448 | 0.062 | 9.97 | System Off | 1 | 0
4453 | 4453 | 2012-07-04 12:59 | 24.74 | 43.54 | 43.54 | 24.74 | 1067.77 | 1011.29 | 407 | 13.66 | 1046.76 | 0.91 | 0.97 | 0.94 | 0.37 | 667.09 | 0 | 0 | 321.46 | 0.21628 | 0.056448 | 0.041 | 10.07 | System Off | 1 | 0
4454 | 4454 | 2012-07-04 13:59 | 24.62 | 45.86 | 45.86 | 24.62 | 1185.74 | 1126.54 | 454 | 13.6 | 1158.33 | 0.9 | 0.97 | 0.95 | 0.41 | 827.67 | 0 | 0 | 358.64 | 0.21865 | 0.056448 | 0.046 | 10.13 | System Off | 1 | 0
4455 | 4455 | 2012-07-04 14:59 | 24.5 | 43.48 | 43.48 | 24.5 | 1050.11 | 994.03 | 400 | 13.67 | 1030.07 | 0.9 | 0.97 | 0.94 | 0.36 | 768.83 | 0 | 0 | 315.86 | 0.21553 | 0.056448 | 0.04 | 10 | System Off | 1 | 0
4456 | 4456 | 2012-07-04 15:59 | 24.18 | 36.1 | 36.1 | 24.18 | 640.82 | 593.54 | 241 | 13.85 | 639.8 | 0.87 | 0.93 | 0.91 | 0.21 | 459.96 | 0 | 0 | 190.19 | 0.20645 | 0.056448 | 0.024 | 9.96 | System Off | 1 | 0
4457 | 4457 | 2012-07-04 16:59 | 23.86 | 31.04 | 31.04 | 23.86 | 358.84 | 317.1 | 135 | 13.84 | 366.45 | 0.81 | 0.87 | 0.85 | 0.11 | 227.98 | 0 | 0 | 106.66 | 0.2003 | 0.056448 | 0.014 | 10.37 | System Off | 1 | 0
4458 | 4458 | 2012-07-04 17:59 | 23.55 | 27.08 | 27.08 | 23.55 | 175.95 | 137.58 | 67 | 13.68 | 185.06 | 0.74 | 0.74 | 0.73 | 0.05 | 87.95 | 0 | 0 | 53.1 | 0.19621 | 0.056448 | 0.007 | 10.45 | System Off | 1 | 0
4459 | 4459 | 2012-07-04 18:59 | 22.43 | 23.33 | 23.33 | 22.43 | 43.84 | 7.79 | 17 | 13.43 | 49.07 | 0 | 0.16 | 0.16 | 0 | 4.61 | 0 | 0 | 13.52 | 0.19507 | 0.056448 | 0.002 | 11.76 | System Off | 0 | 0
4460 | 4460 | 2012-07-04 19:59 | 21.31 | 21.31 | 21.31 | 21.31 | 0 | 0 | 0 | 0 | 0 | 0 | 0 | 0 | 0 | 0 | 0 | 0 | 0 | 0 | 0 | 0 | 0 | System Off | 0 | 0
4461 | 4461 | 2012-07-04 20:59 | 20.19 | 20.19 | 20.19 | 20.19 | 0 | 0 | 0 | 0 | 0 | 0 | 0 | 0 | 0 | 0 | 0 | 0 | 0 | 0 | 0 | 0 | 0 | System Off | 0 | 0
4462 | 4462 | 2012-07-04 21:59 | 19.84 | 19.84 | 19.84 | 19.84 | 0 | 0 | 0 | 0 | 0 | 0 | 0 | 0 | 0 | 0 | 0 | 0 | 0 | 0 | 0 | 0 | 0 | System Off | 0 | 0
4463 | 4463 | 2012-07-04 22:59 | 19.48 | 19.48 | 19.48 | 19.48 | 0 | 0 | 0 | 0 | 0 | 0 | 0 | 0 | 0 | 0 | 0 | 0 | 0 | 0 | 0 | 0 | 0 | System Off | 0 | 0
4464 | 4464 | 2012-07-04 23:59 | 19.13 | 19.13 | 19.13 | 19.13 | 0 | 0 | 0 | 0 | 0 | 0 | 0 | 0 | 0 | 0 | 0 | 0 | 0 | 0 | 0 | 0 | 0 | System Off | 0 | 0
4465 | 4465 | 2012-07-05 00:59 | 18.5 | 18.5 | 18.5 | 18.5 | 0 | 0 | 0 | 0 | 0 | 0 | 0 | 0 | 0 | 0 | 0 | 0 | 0 | 0 | 0 | 0 | 0 | System Off | 0 | 0
4466 | 4466 | 2012-07-05 01:59 | 17.86 | 17.86 | 17.86 | 17.86 | 0 | 0 | 0 | 0 | 0 | 0 | 0 | 0 | 0 | 0 | 0 | 0 | 0 | 0 | 0 | 0 | 0 | System Off | 0 | 0
4467 | 4467 | 2012-07-05 02:59 | 17.23 | 17.23 | 17.23 | 17.23 | 0 | 0 | 0 | 0 | 0 | 0 | 0 | 0 | 0 | 0 | 0 | 0 | 0 | 0 | 0 | 0 | 0 | System Off | 0 | 0
4468 | 4468 | 2012-07-05 03:59 | 18.19 | 18.57 | 18.57 | 18.19 | 18.61 | 0 | 7 | 13.85 | 21.59 | 0 | 0 | 0 | 0 | 0 | 0 | 0 | 5.54 | 0.18846 | 0.056448 | 0.001 | 14.29 | System Off | 0 | 0
4469 | 4469 | 2012-07-05 04:59 | 19.15 | 21.67 | 21.67 | 19.15 | 131.86 | 94.28 | 50 | 13.74 | 140 | 0.6 | 0.67 | 0.66 | 0.03 | 197.35 | 0 | 0 | 39.61 | 0.19211 | 0.056448 | 0.005 | 10 | System Off | 1 | 0
4470 | 4470 | 2012-07-05 05:59 | 20.11 | 25.77 | 25.77 | 20.11 | 272.6 | 232.48 | 101 | 14.06 | 281.05 | 0.78 | 0.83 | 0.81 | 0.08 | 323.56 | 0 | 0 | 79.61 | 0.19303 | 0.056448 | 0.01 | 9.9 | System Off | 1 | 0
4471 | 4471 | 2012-07-05 06:59 | 21.36 | 33.75 | 33.75 | 21.36 | 651.67 | 604.17 | 243 | 13.97 | 649.85 | 0.9 | 0.93 | 0.91 | 0.22 | 550.03 | 0 | 0 | 191.44 | 0.20236 | 0.056448 | 0.025 | 10.29 | System Off | 1 | 0
4472 | 4472 | 2012-07-05 07:59 | 22.62 | 43.44 | 43.44 | 22.62 | 1097.6 | 1040.44 | 418 | 13.68 | 1074.92 | 0.91 | 0.97 | 0.94 | 0.38 | 744.78 | 0 | 0 | 329.87 | 0.21363 | 0.056448 | 0.042 | 10.05 | System Off | 1 | 0
4473 | 4473 | 2012-07-05 08:59 | 23.87 | 53.74 | 53.74 | 23.87 | 1529.73 | 1462.18 | 601 | 13.26 | 1482.43 | 0.88 | 0.99 | 0.96 | 0.53 | 929.53 | 0 | 0 | 475.77 | 0.22146 | 0.056448 | 0.06 | 9.98 | System Off | 1 | 0
4474 | 4474 | 2012-07-05 09:59 | 23.81 | 46.6 | 46.6 | 23.81 | 1163 | 1104.33 | 447 | 13.55 | 1137 | 0.89 | 0.97 | 0.95 | 0.4 | 673.28 | 0 | 0 | 353.12 | 0.21703 | 0.056448 | 0.045 | 10.07 | System Off | 1 | 0
4475 | 4475 | 2012-07-05 10:59 | 23.74 | 64.27 | 64.27 | 23.74 | 1968.78 | 1889.65 | 804 | 12.75 | 1893.74 | 0.84 | 1 | 0.97 | 0.68 | 1162.17 | 0 | 0 | 638.85 | 0.21965 | 0.056448 | 0.08 | 9.95 | System Off | 1 | 0
4476 | 4476 | 2012-07-05 11:59 | 23.68 | 39.2 | 39.2 | 23.68 | 788.19 | 737.85 | 298 | 13.78 | 781.11 | 0.9 | 0.94 | 0.92 | 0.27 | 452.3 | 0 | 0 | 235.15 | 0.20877 | 0.056448 | 0.03 | 10.07 | System Off | 1 | 0
4477 | 4477 | 2012-07-05 12:59 | 23.41 | 51.88 | 51.88 | 23.41 | 1414.95 | 1350.25 | 553 | 13.33 | 1374.54 | 0.89 | 0.98 | 0.96 | 0.49 | 890.68 | 0 | 0 | 437.48 | 0.2222 | 0.056448 | 0.055 | 9.95 | System Off | 1 | 0
4478 | 4478 | 2012-07-05 13:59 | 23.14 | 43.79 | 43.79 | 23.14 | 1043.43 | 987.5 | 398 | 13.65 | 1023.8 | 0.9 | 0.96 | 0.94 | 0.36 | 725.52 | 0 | 0 | 314.15 | 0.21335 | 0.056448 | 0.04 | 10.05 | System Off | 1 | 0
4479 | 4479 | 2012-07-05 14:59 | 22.88 | 30.7 | 30.7 | 22.88 | 398.87 | 356.38 | 149 | 13.94 | 405.46 | 0.87 | 0.88 | 0.86 | 0.13 | 275.64 | 0 | 0 | 117.55 | 0.1996 | 0.056448 | 0.015 | 10.07 | System Off | 1 | 0
4480 | 4480 | 2012-07-05 15:59 | 22.89 | 35.13 | 35.13 | 22.89 | 623.41 | 576.49 | 234 | 13.88 | 622.96 | 0.9 | 0.93 | 0.9 | 0.21 | 446.74 | 0 | 0 | 184.57 | 0.20416 | 0.056448 | 0.024 | 10.26 | System Off | 1 | 0
4481 | 4481 | 2012-07-05 16:59 | 22.9 | 27.86 | 27.86 | 22.9 | 250.89 | 211.17 | 95 | 13.75 | 259.86 | 0.84 | 0.81 | 0.79 | 0.08 | 151.82 | 0 | 0 | 75.18 | 0.19676 | 0.056448 | 0.01 | 10.53 | System Off | 1 | 0
4482 | 4482 | 2012-07-05 17:59 | 22.91 | 24.1 | 24.1 | 22.91 | 57.37 | 21.09 | 22 | 13.58 | 63.43 | 0.44 | 0.33 | 0.33 | 0.01 | 13.48 | 0 | 0 | 17.47 | 0.19288 | 0.056448 | 0.002 | 9.09 | System Off | 0 | 0
4483 | 4483 | 2012-07-05 18:59 | 21.66 | 22.43 | 22.43 | 21.66 | 37.36 | 1.42 | 15 | 12.97 | 42.1 | 0 | 0.03 | 0.03 | 0 | 0.84 | 0 | 0 | 12 | 0.19386 | 0.056448 | 0.002 | 13.33 | System Off | 0 | 0
4484 | 4484 | 2012-07-05 19:59 | 20.41 | 20.41 | 20.41 | 20.41 | 0 | 0 | 0 | 0 | 0 | 0 | 0 | 0 | 0 | 0 | 0 | 0 | 0 | 0 | 0 | 0 | 0 | System Off | 0 | 0
4485 | 4485 | 2012-07-05 20:59 | 19.16 | 19.16 | 19.16 | 19.16 | 0 | 0 | 0 | 0 | 0 | 0 | 0 | 0 | 0 | 0 | 0 | 0 | 0 | 0 | 0 | 0 | 0 | System Off | 0 | 0
4486 | 4486 | 2012-07-05 21:59 | 19.04 | 19.04 | 19.04 | 19.04 | 0 | 0 | 0 | 0 | 0 | 0 | 0 | 0 | 0 | 0 | 0 | 0 | 0 | 0 | 0 | 0 | 0 | System Off | 0 | 0
4487 | 4487 | 2012-07-05 22:59 | 18.93 | 18.93 | 18.93 | 18.93 | 0 | 0 | 0 | 0 | 0 | 0 | 0 | 0 | 0 | 0 | 0 | 0 | 0 | 0 | 0 | 0 | 0 | System Off | 0 | 0
4488 | 4488 | 2012-07-05 23:59 | 18.81 | 18.81 | 18.81 | 18.81 | 0 | 0 | 0 | 0 | 0 | 0 | 0 | 0 | 0 | 0 | 0 | 0 | 0 | 0 | 0 | 0 | 0 | System Off | 0 | 0
4489 | 4489 | 2012-07-06 00:59 | 18.43 | 18.43 | 18.43 | 18.43 | 0 | 0 | 0 | 0 | 0 | 0 | 0 | 0 | 0 | 0 | 0 | 0 | 0 | 0 | 0 | 0 | 0 | System Off | 0 | 0
4490 | 4490 | 2012-07-06 01:59 | 18.05 | 18.05 | 18.05 | 18.05 | 0 | 0 | 0 | 0 | 0 | 0 | 0 | 0 | 0 | 0 | 0 | 0 | 0 | 0 | 0 | 0 | 0 | System Off | 0 | 0
4491 | 4491 | 2012-07-06 02:59 | 17.67 | 17.67 | 17.67 | 17.67 | 0 | 0 | 0 | 0 | 0 | 0 | 0 | 0 | 0 | 0 | 0 | 0 | 0 | 0 | 0 | 0 | 0 | System Off | 0 | 0
4492 | 4492 | 2012-07-06 03:59 | 17.55 | 17.71 | 17.71 | 17.55 | 7.97 | 0 | 3 | 13.84 | 9.62 | 0 | 0 | 0 | 0 | 0 | 0 | 0 | 2.37 | 0.18734 | 0.056448 | 0 | 0 | System Off | 0 | 0
4493 | 4493 | 2012-07-06 04:59 | 17.43 | 20.65 | 20.65 | 17.43 | 193.92 | 155.23 | 71 | 14.23 | 202.32 | 0.83 | 0.77 | 0.75 | 0.06 | 324.94 | 0 | 0 | 55.88 | 0.19074 | 0.056448 | 0.007 | 9.86 | System Off | 1 | 0
4494 | 4494 | 2012-07-06 05:59 | 17.31 | 19.64 | 19.64 | 17.31 | 144.8 | 106.99 | 54 | 13.97 | 152.89 | 0.74 | 0.7 | 0.68 | 0.04 | 148.9 | 0 | 0 | 42.65 | 0.18968 | 0.056448 | 0.006 | 11.11 | System Off | 1 | 0
4495 | 4495 | 2012-07-06 06:59 | 17.68 | 26.3 | 26.3 | 17.68 | 560.2 | 514.55 | 203 | 14.37 | 560.84 | 0.93 | 0.92 | 0.9 | 0.19 | 468.44 | 0 | 0 | 159.3 | 0.19484 | 0.056448 | 0.021 | 10.34 | System Off | 1 | 0
4496 | 4496 | 2012-07-06 07:59 | 18.06 | 30.35 | 30.35 | 18.06 | 813.7 | 762.81 | 296 | 14.32 | 803.98 | 0.94 | 0.95 | 0.93 | 0.28 | 546.05 | 0 | 0 | 232.26 | 0.20025 | 0.056448 | 0.03 | 10.14 | System Off | 1 | 0
4497 | 4497 | 2012-07-06 08:59 | 18.43 | 25.21 | 25.21 | 18.43 | 454.39 | 410.83 | 165 | 14.34 | 458.54 | 0.9 | 0.9 | 0.88 | 0.15 | 261.17 | 0 | 0 | 129.58 | 0.19395 | 0.056448 | 0.017 | 10.3 | System Off | 1 | 0
4498 | 4498 | 2012-07-06 09:59 | 19.03 | 24.2 | 24.2 | 19.03 | 338.15 | 296.81 | 124 | 14.2 | 345.22 | 0.88 | 0.86 | 0.84 | 0.11 | 180.96 | 0 | 0 | 97.59 | 0.19583 | 0.056448 | 0.013 | 10.48 | System Off | 1 | 0
4499 | 4499 | 2012-07-06 10:59 | 19.63 | 25.25 | 25.25 | 19.63 | 360.51 | 318.75 | 132 | 14.22 | 367.24 | 0.9 | 0.87 | 0.85 | 0.12 | 196.04 | 0 | 0 | 103.85 | 0.19396 | 0.056448 | 0.013 | 9.85 | System Off | 1 | 0
4500 | 4500 | 2012-07-06 11:59 | 20.23 | 40.05 | 40.05 | 20.23 | 1240.49 | 1180 | 463 | 13.95 | 1209.23 | 0.93 | 0.98 | 0.95 | 0.43 | 723.34 | 0 | 0 | 364.34 | 0.21235 | 0.056448 | 0.046 | 9.94 | System Off | 1 | 0
4501 | 4501 | 2012-07-06 12:59 | 20.93 | 44.55 | 44.55 | 20.93 | 1436.76 | 1371.53 | 544 | 13.76 | 1394.34 | 0.92 | 0.98 | 0.96 | 0.5 | 904.71 | 0 | 0 | 428.78 | 0.21778 | 0.056448 | 0.054 | 9.93 | System Off | 1 | 0
4502 | 4502 | 2012-07-06 13:59 | 21.62 | 41.35 | 41.35 | 21.62 | 1180.05 | 1120.98 | 444 | 13.84 | 1152.42 | 0.92 | 0.97 | 0.95 | 0.41 | 823.59 | 0 | 0 | 349.86 | 0.21347 | 0.056448 | 0.044 | 9.91 | System Off | 1 | 0
4503 | 4503 | 2012-07-06 14:59 | 22.32 | 37.77 | 37.77 | 22.32 | 906.68 | 853.79 | 339 | 13.93 | 893.49 | 0.91 | 0.96 | 0.93 | 0.31 | 660.36 | 0 | 0 | 267.06 | 0.20891 | 0.056448 | 0.034 | 10.03 | System Off | 1 | 0
4504 | 4504 | 2012-07-06 15:59 | 21.99 | 33.71 | 33.71 | 21.99 | 675.27 | 627.28 | 251 | 14.01 | 672.43 | 0.91 | 0.93 | 0.91 | 0.23 | 486.1 | 0 | 0 | 197.69 | 0.20371 | 0.056448 | 0.025 | 9.96 | System Off | 1 | 0
4505 | 4505 | 2012-07-06 16:59 | 21.67 | 28.59 | 28.59 | 21.67 | 379.88 | 337.75 | 141 | 14.03 | 386.62 | 0.85 | 0.87 | 0.85 | 0.12 | 242.82 | 0 | 0 | 111.15 | 0.1974 | 0.056448 | 0.014 | 9.93 | System Off | 1 | 0
4506 | 4506 | 2012-07-06 17:59 | 21.35 | 24.08 | 24.08 | 21.35 | 148.7 | 110.81 | 56 | 13.83 | 157.29 | 0.71 | 0.7 | 0.69 | 0.04 | 70.84 | 0 | 0 | 44.3 | 0.19559 | 0.056448 | 0.006 | 10.71 | System Off | 0 | 0
4507 | 4507 | 2012-07-06 18:59 | 19.9 | 20.69 | 20.69 | 19.9 | 41.12 | 5.12 | 16 | 13.39 | 46.03 | 0 | 0.11 | 0.11 | 0 | 3.04 | 0 | 0 | 12.74 | 0.19138 | 0.056448 | 0.002 | 12.5 | System Off | 0 | 0
4508 | 4508 | 2012-07-06 19:59 | 18.45 | 18.45 | 18.45 | 18.45 | 0 | 0 | 0 | 0 | 0 | 0 | 0 | 0 | 0 | 0 | 0 | 0 | 0 | 0 | 0 | 0 | 0 | System Off | 0 | 0
4509 | 4509 | 2012-07-06 20:59 | 17 | 17 | 17 | 17 | 0 | 0 | 0 | 0 | 0 | 0 | 0 | 0 | 0 | 0 | 0 | 0 | 0 | 0 | 0 | 0 | 0 | System Off | 0 | 0
4510 | 4510 | 2012-07-06 21:59 | 16.56 | 16.56 | 16.56 | 16.56 | 0 | 0 | 0 | 0 | 0 | 0 | 0 | 0 | 0 | 0 | 0 | 0 | 0 | 0 | 0 | 0 | 0 | System Off | 0 | 0
4511 | 4511 | 2012-07-06 22:59 | 16.12 | 16.12 | 16.12 | 16.12 | 0 | 0 | 0 | 0 | 0 | 0 | 0 | 0 | 0 | 0 | 0 | 0 | 0 | 0 | 0 | 0 | 0 | System Off | 0 | 0
4512 | 4512 | 2012-07-06 23:59 | 15.68 | 15.68 | 15.68 | 15.68 | 0 | 0 | 0 | 0 | 0 | 0 | 0 | 0 | 0 | 0 | 0 | 0 | 0 | 0 | 0 | 0 | 0 | System Off | 0 | 0
4513 | 4513 | 2012-07-07 00:59 | 15.22 | 15.22 | 15.22 | 15.22 | 0 | 0 | 0 | 0 | 0 | 0 | 0 | 0 | 0 | 0 | 0 | 0 | 0 | 0 | 0 | 0 | 0 | System Off | 0 | 0
4514 | 4514 | 2012-07-07 01:59 | 14.76 | 14.76 | 14.76 | 14.76 | 0 | 0 | 0 | 0 | 0 | 0 | 0 | 0 | 0 | 0 | 0 | 0 | 0 | 0 | 0 | 0 | 0 | System Off | 0 | 0
4515 | 4515 | 2012-07-07 02:59 | 14.31 | 14.31 | 14.31 | 14.31 | 0 | 0 | 0 | 0 | 0 | 0 | 0 | 0 | 0 | 0 | 0 | 0 | 0 | 0 | 0 | 0 | 0 | System Off | 0 | 0
4516 | 4516 | 2012-07-07 03:59 | 15.34 | 16.45 | 16.45 | 15.34 | 57.41 | 21.13 | 22 | 13.59 | 63 | 0.45 | 0.34 | 0.33 | 0.01 | 48.6 | 0 | 0 | 17.46 | 0.18522 | 0.056448 | 0.002 | 9.09 | System Off | 1 | 0
4517 | 4517 | 2012-07-07 04:59 | 16.38 | 17.51 | 17.51 | 16.38 | 56.97 | 20.7 | 22 | 13.49 | 62.6 | 0.45 | 0.33 | 0.32 | 0.01 | 43.33 | 0 | 0 | 17.49 | 0.18669 | 0.056448 | 0.002 | 9.09 | System Off | 1 | 0
4518 | 4518 | 2012-07-07 05:59 | 17.42 | 24.68 | 24.68 | 17.42 | 378.61 | 336.5 | 139 | 14.19 | 384.81 | 0.86 | 0.87 | 0.85 | 0.12 | 468.33 | 0 | 0 | 109.34 | 0.19429 | 0.056448 | 0.014 | 10.07 | System Off | 1 | 0
4519 | 4519 | 2012-07-07 06:59 | 18.49 | 23.36 | 23.36 | 18.49 | 262.69 | 222.75 | 97 | 14.1 | 270.93 | 0.82 | 0.82 | 0.8 | 0.08 | 202.79 | 0 | 0 | 76.43 | 0.19363 | 0.056448 | 0.01 | 10.31 | System Off | 1 | 0
4520 | 4520 | 2012-07-07 07:59 | 19.57 | 32.35 | 32.35 | 19.57 | 717.52 | 668.66 | 265 | 14.1 | 712.59 | 0.91 | 0.94 | 0.92 | 0.24 | 478.65 | 0 | 0 | 208.42 | 0.20087 | 0.056448 | 0.027 | 10.19 | System Off | 1 | 0
4521 | 4521 | 2012-07-07 08:59 | 20.64 | 48.18 | 48.18 | 20.64 | 1576.51 | 1507.78 | 605 | 13.57 | 1525.89 | 0.91 | 0.99 | 0.96 | 0.55 | 958.52 | 0 | 0 | 477.47 | 0.22064 | 0.056448 | 0.06 | 9.92 | System Off | 1 | 0
4522 | 4522 | 2012-07-07 09:59 | 21.09 | 27.28 | 27.28 | 21.09 | 345.45 | 303.97 | 128 | 14.06 | 352.8 | 0.85 | 0.86 | 0.84 | 0.11 | 185.32 | 0 | 0 | 100.89 | 0.19587 | 0.056448 | 0.013 | 10.16 | System Off | 1 | 0
4523 | 4523 | 2012-07-07 10:59 | 21.53 | 62.06 | 62.06 | 21.53 | 2070.56 | 1988.6 | 836 | 12.9 | 1988.88 | 0.86 | 1 | 0.97 | 0.72 | 1223.03 | 0 | 0 | 663.19 | 0.2179 | 0.056448 | 0.083 | 9.93 | System Off | 1 | 0
4524 | 4524 | 2012-07-07 11:59 | 21.97 | 45.19 | 45.19 | 21.97 | 1186.48 | 1127.27 | 453 | 13.64 | 1158.96 | 0.9 | 0.97 | 0.95 | 0.41 | 691.01 | 0 | 0 | 357.41 | 0.21452 | 0.056448 | 0.045 | 9.93 | System Off | 1 | 0
4525 | 4525 | 2012-07-07 12:59 | 21.89 | 38.33 | 38.33 | 21.89 | 862.09 | 810.17 | 324 | 13.86 | 851.25 | 0.89 | 0.95 | 0.93 | 0.29 | 534.42 | 0 | 0 | 255.36 | 0.20747 | 0.056448 | 0.033 | 10.19 | System Off | 1 | 0
4526 | 4526 | 2012-07-07 13:59 | 21.81 | 46.67 | 46.67 | 21.81 | 1310.36 | 1248.21 | 502 | 13.6 | 1275.76 | 0.9 | 0.98 | 0.95 | 0.45 | 917.06 | 0 | 0 | 396.18 | 0.21691 | 0.056448 | 0.05 | 9.96 | System Off | 1 | 0
4527 | 4527 | 2012-07-07 14:59 | 21.73 | 41.04 | 41.04 | 21.73 | 1045.62 | 989.64 | 394 | 13.82 | 1025.51 | 0.91 | 0.97 | 0.94 | 0.36 | 765.43 | 0 | 0 | 310.48 | 0.21097 | 0.056448 | 0.04 | 10.15 | System Off | 1 | 0
4528 | 4528 | 2012-07-07 15:59 | 21.51 | 34.46 | 34.46 | 21.51 | 683.58 | 635.42 | 255 | 13.96 | 680.48 | 0.9 | 0.93 | 0.91 | 0.23 | 492.41 | 0 | 0 | 200.89 | 0.20322 | 0.056448 | 0.026 | 10.2 | System Off | 1 | 0
4529 | 4529 | 2012-07-07 16:59 | 21.29 | 28.25 | 28.25 | 21.29 | 341.35 | 299.94 | 127 | 14 | 348.93 | 0.86 | 0.86 | 0.84 | 0.11 | 215.64 | 0 | 0 | 100.14 | 0.19611 | 0.056448 | 0.013 | 10.24 | System Off | 1 | 0
4530 | 4530 | 2012-07-07 17:59 | 21.07 | 23.76 | 23.76 | 21.07 | 132.04 | 94.45 | 50 | 13.75 | 140.39 | 0.59 | 0.67 | 0.66 | 0.03 | 60.38 | 0 | 0 | 39.59 | 0.19487 | 0.056448 | 0.005 | 10 | System Off | 0 | 0
4531 | 4531 | 2012-07-07 18:59 | 19.88 | 20.67 | 20.67 | 19.88 | 38.5 | 2.54 | 15 | 13.37 | 43.23 | 0 | 0.06 | 0.06 | 0 | 1.51 | 0 | 0 | 11.94 | 0.1913 | 0.056448 | 0.002 | 13.33 | System Off | 0 | 0
4532 | 4532 | 2012-07-07 19:59 | 18.69 | 18.69 | 18.69 | 18.69 | 0 | 0 | 0 | 0 | 0 | 0 | 0 | 0 | 0 | 0 | 0 | 0 | 0 | 0 | 0 | 0 | 0 | System Off | 0 | 0
4533 | 4533 | 2012-07-07 20:59 | 17.5 | 17.5 | 17.5 | 17.5 | 0 | 0 | 0 | 0 | 0 | 0 | 0 | 0 | 0 | 0 | 0 | 0 | 0 | 0 | 0 | 0 | 0 | System Off | 0 | 0
4534 | 4534 | 2012-07-07 21:59 | 17.53 | 17.53 | 17.53 | 17.53 | 0 | 0 | 0 | 0 | 0 | 0 | 0 | 0 | 0 | 0 | 0 | 0 | 0 | 0 | 0 | 0 | 0 | System Off | 0 | 0
4535 | 4535 | 2012-07-07 22:59 | 17.57 | 17.57 | 17.57 | 17.57 | 0 | 0 | 0 | 0 | 0 | 0 | 0 | 0 | 0 | 0 | 0 | 0 | 0 | 0 | 0 | 0 | 0 | System Off | 0 | 0
4536 | 4536 | 2012-07-07 23:59 | 17.6 | 17.6 | 17.6 | 17.6 | 0 | 0 | 0 | 0 | 0 | 0 | 0 | 0 | 0 | 0 | 0 | 0 | 0 | 0 | 0 | 0 | 0 | System Off | 0 | 0
4537 | 4537 | 2012-07-08 00:59 | 17.65 | 17.65 | 17.65 | 17.65 | 0 | 0 | 0 | 0 | 0 | 0 | 0 | 0 | 0 | 0 | 0 | 0 | 0 | 0 | 0 | 0 | 0 | System Off | 0 | 0
4538 | 4538 | 2012-07-08 01:59 | 17.69 | 17.69 | 17.69 | 17.69 | 0 | 0 | 0 | 0 | 0 | 0 | 0 | 0 | 0 | 0 | 0 | 0 | 0 | 0 | 0 | 0 | 0 | System Off | 0 | 0
4539 | 4539 | 2012-07-08 02:59 | 17.74 | 17.74 | 17.74 | 17.74 | 0 | 0 | 0 | 0 | 0 | 0 | 0 | 0 | 0 | 0 | 0 | 0 | 0 | 0 | 0 | 0 | 0 | System Off | 0 | 0
4540 | 4540 | 2012-07-08 03:59 | 17.78 | 17.93 | 17.93 | 17.78 | 7.96 | 0 | 3 | 13.82 | 9.62 | 0 | 0 | 0 | 0 | 0 | 0 | 0 | 2.38 | 0.18767 | 0.056448 | 0 | 0 | System Off | 0 | 0
4541 | 4541 | 2012-07-08 04:59 | 17.83 | 18.42 | 18.42 | 17.83 | 34.09 | 0 | 13 | 13.66 | 38.4 | 0 | 0 | 0 | 0 | 0 | 0 | 0 | 10.31 | 0.18827 | 0.056448 | 0.001 | 7.69 | System Off | 0 | 0
4542 | 4542 | 2012-07-08 05:59 | 17.88 | 18.95 | 18.95 | 17.88 | 65.73 | 29.3 | 25 | 13.69 | 71.85 | 0.39 | 0.41 | 0.4 | 0.01 | 40.78 | 0 | 0 | 19.82 | 0.18897 | 0.056448 | 0.003 | 12 | System Off | 0 | 0
4543 | 4543 | 2012-07-08 06:59 | 17.67 | 19.3 | 19.3 | 17.67 | 105.01 | 67.9 | 39 | 14.02 | 112.42 | 0.5 | 0.6 | 0.59 | 0.02 | 61.81 | 0 | 0 | 30.79 | 0.1894 | 0.056448 | 0.004 | 10.26 | System Off | 0 | 0
4544 | 4544 | 2012-07-08 07:59 | 17.46 | 19.65 | 19.65 | 17.46 | 147.16 | 109.3 | 55 | 13.94 | 155.28 | 0.73 | 0.7 | 0.69 | 0.04 | 78.24 | 0 | 0 | 43.46 | 0.18995 | 0.056448 | 0.006 | 10.91 | System Off | 1 | 0
4545 | 4545 | 2012-07-08 08:59 | 17.25 | 20.56 | 20.56 | 17.25 | 232.26 | 192.87 | 85 | 14.23 | 240.46 | 0.82 | 0.8 | 0.78 | 0.07 | 122.61 | 0 | 0 | 66.9 | 0.19121 | 0.056448 | 0.009 | 10.59 | System Off | 1 | 0
4546 | 4546 | 2012-07-08 09:59 | 17.45 | 27.76 | 27.76 | 17.45 | 762.04 | 712.25 | 275 | 14.43 | 754.38 | 0.94 | 0.94 | 0.92 | 0.26 | 434.24 | 0 | 0 | 215.59 | 0.19825 | 0.056448 | 0.028 | 10.18 | System Off | 1 | 0
4547 | 4547 | 2012-07-08 10:59 | 17.64 | 20.09 | 20.09 | 17.64 | 182.45 | 143.97 | 67 | 14.18 | 190.79 | 0.74 | 0.75 | 0.74 | 0.05 | 88.54 | 0 | 0 | 52.78 | 0.19083 | 0.056448 | 0.007 | 10.45 | System Off | 1 | 0
4548 | 4548 | 2012-07-08 11:59 | 17.84 | 33.82 | 33.82 | 17.84 | 1257.12 | 1196.24 | 458 | 14.3 | 1224.29 | 0.94 | 0.98 | 0.95 | 0.43 | 733.29 | 0 | 0 | 359.35 | 0.20842 | 0.056448 | 0.046 | 10.04 | System Off | 1 | 0
4549 | 4549 | 2012-07-08 12:59 | 18.68 | 24.36 | 24.36 | 18.68 | 446.37 | 402.96 | 162 | 14.35 | 450.63 | 0.92 | 0.89 | 0.87 | 0.15 | 265.81 | 0 | 0 | 127.27 | 0.19416 | 0.056448 | 0.016 | 9.88 | System Off | 1 | 0
4550 | 4550 | 2012-07-08 13:59 | 19.52 | 39.99 | 39.99 | 19.52 | 1624.8 | 1554.83 | 602 | 14.06 | 1570.74 | 0.93 | 0.99 | 0.97 | 0.56 | 1142.34 | 0 | 0 | 473.41 | 0.21864 | 0.056448 | 0.06 | 9.97 | System Off | 1 | 0
4551 | 4551 | 2012-07-08 14:59 | 20.36 | 31.59 | 31.59 | 20.36 | 892.35 | 839.77 | 326 | 14.26 | 878.97 | 0.92 | 0.96 | 0.93 | 0.3 | 649.51 | 0 | 0 | 256.15 | 0.20525 | 0.056448 | 0.033 | 10.12 | System Off | 1 | 0
4552 | 4552 | 2012-07-08 15:59 | 19.68 | 26.21 | 26.21 | 19.68 | 507.15 | 462.56 | 185 | 14.28 | 509.7 | 0.92 | 0.91 | 0.89 | 0.17 | 358.45 | 0 | 0 | 145.45 | 0.19682 | 0.056448 | 0.019 | 10.27 | System Off | 1 | 0
4553 | 4553 | 2012-07-08 16:59 | 19.01 | 24.35 | 24.35 | 19.01 | 396.27 | 353.82 | 145 | 14.23 | 401.96 | 0.9 | 0.88 | 0.86 | 0.13 | 254.38 | 0 | 0 | 114.08 | 0.19375 | 0.056448 | 0.015 | 10.34 | System Off | 1 | 0
4554 | 4554 | 2012-07-08 17:59 | 18.34 | 20.63 | 20.63 | 18.34 | 167.32 | 129.1 | 62 | 14.06 | 175.67 | 0.8 | 0.73 | 0.72 | 0.05 | 82.54 | 0 | 0 | 48.92 | 0.19157 | 0.056448 | 0.006 | 9.68 | System Off | 1 | 0
4555 | 4555 | 2012-07-08 18:59 | 17.7 | 17.83 | 17.83 | 17.7 | 7.96 | 0 | 3 | 13.82 | 9.62 | 0 | 0 | 0 | 0 | 0 | 0 | 0 | 2.38 | 0.18755 | 0.056448 | 0 | 0 | System Off | 0 | 0
4556 | 4556 | 2012-07-08 19:59 | 17.07 | 17.07 | 17.07 | 17.07 | 0 | 0 | 0 | 0 | 0 | 0 | 0 | 0 | 0 | 0 | 0 | 0 | 0 | 0 | 0 | 0 | 0 | System Off | 0 | 0
4557 | 4557 | 2012-07-08 20:59 | 16.43 | 16.43 | 16.43 | 16.43 | 0 | 0 | 0 | 0 | 0 | 0 | 0 | 0 | 0 | 0 | 0 | 0 | 0 | 0 | 0 | 0 | 0 | System Off | 0 | 0
4558 | 4558 | 2012-07-08 21:59 | 16.28 | 16.28 | 16.28 | 16.28 | 0 | 0 | 0 | 0 | 0 | 0 | 0 | 0 | 0 | 0 | 0 | 0 | 0 | 0 | 0 | 0 | 0 | System Off | 0 | 0
4559 | 4559 | 2012-07-08 22:59 | 16.13 | 16.13 | 16.13 | 16.13 | 0 | 0 | 0 | 0 | 0 | 0 | 0 | 0 | 0 | 0 | 0 | 0 | 0 | 0 | 0 | 0 | 0 | System Off | 0 | 0
4560 | 4560 | 2012-07-08 23:59 | 15.98 | 15.98 | 15.98 | 15.98 | 0 | 0 | 0 | 0 | 0 | 0 | 0 | 0 | 0 | 0 | 0 | 0 | 0 | 0 | 0 | 0 | 0 | System Off | 0 | 0
4561 | 4561 | 2012-07-09 00:59 | 15.59 | 15.59 | 15.59 | 15.59 | 0 | 0 | 0 | 0 | 0 | 0 | 0 | 0 | 0 | 0 | 0 | 0 | 0 | 0 | 0 | 0 | 0 | System Off | 0 | 0
4562 | 4562 | 2012-07-09 01:59 | 15.2 | 15.2 | 15.2 | 15.2 | 0 | 0 | 0 | 0 | 0 | 0 | 0 | 0 | 0 | 0 | 0 | 0 | 0 | 0 | 0 | 0 | 0 | System Off | 0 | 0
4563 | 4563 | 2012-07-09 02:59 | 14.81 | 14.81 | 14.81 | 14.81 | 0 | 0 | 0 | 0 | 0 | 0 | 0 | 0 | 0 | 0 | 0 | 0 | 0 | 0 | 0 | 0 | 0 | System Off | 0 | 0
4564 | 4564 | 2012-07-09 03:59 | 15.2 | 16.11 | 16.11 | 15.2 | 55.69 | 19.44 | 21 | 13.81 | 61.17 | 0.47 | 0.32 | 0.31 | 0.01 | 44.71 | 0 | 0 | 16.63 | 0.18497 | 0.056448 | 0.002 | 9.52 | System Off | 1 | 0
4565 | 4565 | 2012-07-09 04:59 | 15.59 | 18.36 | 18.36 | 15.59 | 174.05 | 135.72 | 64 | 14.16 | 182.18 | 0.78 | 0.74 | 0.73 | 0.05 | 284.09 | 0 | 0 | 50.42 | 0.18776 | 0.056448 | 0.007 | 10.94 | System Off | 1 | 0
4566 | 4566 | 2012-07-09 05:59 | 15.99 | 21.21 | 21.21 | 15.99 | 300.77 | 260.12 | 109 | 14.37 | 308.15 | 0.82 | 0.84 | 0.83 | 0.09 | 362.03 | 0 | 0 | 85.59 | 0.19066 | 0.056448 | 0.011 | 10.09 | System Off | 1 | 0
4567 | 4567 | 2012-07-09 06:59 | 17.05 | 27.56 | 27.56 | 17.05 | 685.94 | 637.73 | 248 | 14.41 | 681.65 | 0.92 | 0.94 | 0.91 | 0.23 | 580.59 | 0 | 0 | 194.45 | 0.19627 | 0.056448 | 0.025 | 10.08 | System Off | 1 | 0
4568 | 4568 | 2012-07-09 07:59 | 18.1 | 32.94 | 32.94 | 18.1 | 1020.15 | 964.74 | 373 | 14.24 | 1000.3 | 0.94 | 0.96 | 0.94 | 0.35 | 690.6 | 0 | 0 | 292.81 | 0.20436 | 0.056448 | 0.037 | 9.92 | System Off | 1 | 0
4569 | 4569 | 2012-07-09 08:59 | 19.16 | 36.25 | 36.25 | 19.16 | 1215.11 | 1155.23 | 447 | 14.16 | 1184.9 | 0.94 | 0.97 | 0.95 | 0.42 | 734.39 | 0 | 0 | 351.16 | 0.20985 | 0.056448 | 0.045 | 10.07 | System Off | 1 | 0
4570 | 4570 | 2012-07-09 09:59 | 19.59 | 43.63 | 43.63 | 19.59 | 1683.84 | 1612.34 | 632 | 13.88 | 1626.29 | 0.92 | 0.99 | 0.97 | 0.58 | 983 | 0 | 0 | 497.57 | 0.22038 | 0.056448 | 0.063 | 9.97 | System Off | 1 | 0
4571 | 4571 | 2012-07-09 10:59 | 20.01 | 23.13 | 23.13 | 20.01 | 215.39 | 176.31 | 80 | 14.02 | 224.01 | 0.75 | 0.79 | 0.77 | 0.06 | 108.43 | 0 | 0 | 63.14 | 0.19493 | 0.056448 | 0.008 | 10 | System Off | 1 | 0
4572 | 4572 | 2012-07-09 11:59 | 20.44 | 28.91 | 28.91 | 20.44 | 593.03 | 546.72 | 217 | 14.23 | 592.81 | 0.92 | 0.92 | 0.9 | 0.2 | 335.14 | 0 | 0 | 170.61 | 0.19961 | 0.056448 | 0.022 | 10.14 | System Off | 1 | 0
4573 | 4573 | 2012-07-09 12:59 | 20.11 | 43.45 | 43.45 | 20.11 | 1635.3 | 1565.06 | 614 | 13.87 | 1580.7 | 0.93 | 0.99 | 0.97 | 0.57 | 1032.37 | 0 | 0 | 483.51 | 0.22023 | 0.056448 | 0.061 | 9.93 | System Off | 1 | 0
4574 | 4574 | 2012-07-09 13:59 | 19.78 | 34.4 | 34.4 | 19.78 | 1044.27 | 988.32 | 383 | 14.2 | 1023.32 | 0.94 | 0.97 | 0.94 | 0.36 | 726.12 | 0 | 0 | 300.88 | 0.20739 | 0.056448 | 0.038 | 9.92 | System Off | 1 | 0
4575 | 4575 | 2012-07-09 14:59 | 19.45 | 33.33 | 33.33 | 19.45 | 1004.33 | 949.28 | 368 | 14.21 | 985.37 | 0.92 | 0.96 | 0.94 | 0.34 | 734.21 | 0 | 0 | 289.1 | 0.20611 | 0.056448 | 0.037 | 10.05 | System Off | 1 | 0
4576 | 4576 | 2012-07-09 15:59 | 19.13 | 29.29 | 29.29 | 19.13 | 704.2 | 655.62 | 257 | 14.27 | 699.4 | 0.93 | 0.94 | 0.92 | 0.24 | 508.06 | 0 | 0 | 201.89 | 0.19979 | 0.056448 | 0.026 | 10.12 | System Off | 1 | 0
4577 | 4577 | 2012-07-09 16:59 | 18.81 | 23.29 | 23.29 | 18.81 | 296.27 | 255.71 | 109 | 14.16 | 304.01 | 0.82 | 0.84 | 0.82 | 0.09 | 183.84 | 0 | 0 | 85.85 | 0.19472 | 0.056448 | 0.011 | 10.09 | System Off | 1 | 0
4578 | 4578 | 2012-07-09 17:59 | 18.5 | 20.91 | 20.91 | 18.5 | 150.84 | 112.92 | 56 | 14.03 | 159.11 | 0.71 | 0.71 | 0.69 | 0.04 | 72.19 | 0 | 0 | 44.2 | 0.19148 | 0.056448 | 0.006 | 10.71 | System Off | 0 | 0
4579 | 4579 | 2012-07-09 18:59 | 17.62 | 17.96 | 17.96 | 17.62 | 18.67 | 0 | 7 | 13.89 | 21.63 | 0 | 0 | 0 | 0 | 0 | 0 | 0 | 5.54 | 0.18765 | 0.056448 | 0.001 | 14.29 | System Off | 0 | 0
4580 | 4580 | 2012-07-09 19:59 | 16.73 | 16.73 | 16.73 | 16.73 | 0 | 0 | 0 | 0 | 0 | 0 | 0 | 0 | 0 | 0 | 0 | 0 | 0 | 0 | 0 | 0 | 0 | System Off | 0 | 0
4581 | 4581 | 2012-07-09 20:59 | 15.85 | 15.85 | 15.85 | 15.85 | 0 | 0 | 0 | 0 | 0 | 0 | 0 | 0 | 0 | 0 | 0 | 0 | 0 | 0 | 0 | 0 | 0 | System Off | 0 | 0
4582 | 4582 | 2012-07-09 21:59 | 15.53 | 15.53 | 15.53 | 15.53 | 0 | 0 | 0 | 0 | 0 | 0 | 0 | 0 | 0 | 0 | 0 | 0 | 0 | 0 | 0 | 0 | 0 | System Off | 0 | 0
4583 | 4583 | 2012-07-09 22:59 | 15.22 | 15.22 | 15.22 | 15.22 | 0 | 0 | 0 | 0 | 0 | 0 | 0 | 0 | 0 | 0 | 0 | 0 | 0 | 0 | 0 | 0 | 0 | System Off | 0 | 0
4584 | 4584 | 2012-07-09 23:59 | 14.9 | 14.9 | 14.9 | 14.9 | 0 | 0 | 0 | 0 | 0 | 0 | 0 | 0 | 0 | 0 | 0 | 0 | 0 | 0 | 0 | 0 | 0 | System Off | 0 | 0
4585 | 4585 | 2012-07-10 00:59 | 14.34 | 14.34 | 14.34 | 14.34 | 0 | 0 | 0 | 0 | 0 | 0 | 0 | 0 | 0 | 0 | 0 | 0 | 0 | 0 | 0 | 0 | 0 | System Off | 0 | 0
4586 | 4586 | 2012-07-10 01:59 | 13.77 | 13.77 | 13.77 | 13.77 | 0 | 0 | 0 | 0 | 0 | 0 | 0 | 0 | 0 | 0 | 0 | 0 | 0 | 0 | 0 | 0 | 0 | System Off | 0 | 0
4587 | 4587 | 2012-07-10 02:59 | 13.21 | 13.21 | 13.21 | 13.21 | 0 | 0 | 0 | 0 | 0 | 0 | 0 | 0 | 0 | 0 | 0 | 0 | 0 | 0 | 0 | 0 | 0 | System Off | 0 | 0
4588 | 4588 | 2012-07-10 03:59 | 14.26 | 14.48 | 14.48 | 14.26 | 10.26 | 0 | 4 | 13.36 | 12.17 | 0 | 0 | 0 | 0 | 0 | 0 | 0 | 3.19 | 0.18277 | 0.056448 | 0 | 0 | System Off | 0 | 0
4589 | 4589 | 2012-07-10 04:59 | 15.31 | 16.46 | 16.46 | 15.31 | 57.26 | 20.98 | 22 | 13.56 | 62.85 | 0.45 | 0.33 | 0.33 | 0.01 | 43.92 | 0 | 0 | 17.47 | 0.18518 | 0.056448 | 0.002 | 9.09 | System Off | 1 | 0
4590 | 4590 | 2012-07-10 05:59 | 16.36 | 22.03 | 22.03 | 16.36 | 291.45 | 250.98 | 106 | 14.32 | 299.09 | 0.84 | 0.84 | 0.82 | 0.09 | 349.3 | 0 | 0 | 83.27 | 0.19103 | 0.056448 | 0.011 | 10.38 | System Off | 1 | 0
4591 | 4591 | 2012-07-10 06:59 | 17.27 | 30.15 | 30.15 | 17.27 | 682.36 | 634.23 | 250 | 14.22 | 678.62 | 0.92 | 0.93 | 0.91 | 0.23 | 577.4 | 0 | 0 | 196.31 | 0.19671 | 0.056448 | 0.025 | 10 | System Off | 1 | 0
4592 | 4592 | 2012-07-10 07:59 | 18.18 | 36.94 | 36.94 | 18.18 | 1031.88 | 976.21 | 383 | 14.03 | 1012 | 0.91 | 0.96 | 0.94 | 0.35 | 698.81 | 0 | 0 | 301.05 | 0.20502 | 0.056448 | 0.038 | 9.92 | System Off | 1 | 0
4593 | 4593 | 2012-07-10 08:59 | 19.09 | 45.62 | 45.62 | 19.09 | 1491.95 | 1425.35 | 567 | 13.7 | 1446.32 | 0.92 | 0.99 | 0.96 | 0.52 | 906.12 | 0 | 0 | 446.78 | 0.21618 | 0.056448 | 0.056 | 9.88 | System Off | 1 | 0
4594 | 4594 | 2012-07-10 09:59 | 19.46 | 31.45 | 31.45 | 19.46 | 701.95 | 653.42 | 258 | 14.17 | 697.57 | 0.93 | 0.94 | 0.92 | 0.24 | 398.37 | 0 | 0 | 202.79 | 0.20033 | 0.056448 | 0.026 | 10.08 | System Off | 1 | 0
4595 | 4595 | 2012-07-10 10:59 | 19.83 | 46.05 | 46.05 | 19.83 | 1546.27 | 1478.3 | 588 | 13.7 | 1497.29 | 0.9 | 0.99 | 0.96 | 0.53 | 909.19 | 0 | 0 | 463.49 | 0.21845 | 0.056448 | 0.058 | 9.86 | System Off | 1 | 0
4596 | 4596 | 2012-07-10 11:59 | 20.2 | 25.89 | 25.89 | 20.2 | 349.94 | 308.37 | 129 | 14.13 | 357.01 | 0.85 | 0.86 | 0.84 | 0.11 | 189.03 | 0 | 0 | 101.6 | 0.19463 | 0.056448 | 0.013 | 10.08 | System Off | 1 | 0
4597 | 4597 | 2012-07-10 12:59 | 19.84 | 33.02 | 33.02 | 19.84 | 824.67 | 773.55 | 303 | 14.18 | 814.87 | 0.92 | 0.95 | 0.93 | 0.28 | 510.26 | 0 | 0 | 238.11 | 0.20326 | 0.056448 | 0.031 | 10.23 | System Off | 1 | 0
4598 | 4598 | 2012-07-10 13:59 | 19.47 | 22.27 | 22.27 | 19.47 | 173.59 | 135.27 | 65 | 13.91 | 182.15 | 0.77 | 0.74 | 0.73 | 0.05 | 99.38 | 0 | 0 | 51.37 | 0.19336 | 0.056448 | 0.007 | 10.77 | System Off | 1 | 0
4599 | 4599 | 2012-07-10 14:59 | 19.11 | 32.49 | 32.49 | 19.11 | 862.54 | 810.61 | 316 | 14.22 | 850.8 | 0.92 | 0.95 | 0.93 | 0.29 | 626.96 | 0 | 0 | 248.2 | 0.20286 | 0.056448 | 0.032 | 10.13 | System Off | 1 | 0
4600 | 4600 | 2012-07-10 15:59 | 18.82 | 24.85 | 24.85 | 18.82 | 387.65 | 345.36 | 142 | 14.22 | 393.64 | 0.84 | 0.88 | 0.86 | 0.12 | 267.63 | 0 | 0 | 111.71 | 0.19647 | 0.056448 | 0.014 | 9.86 | System Off | 1 | 0
4601 | 4601 | 2012-07-10 16:59 | 18.53 | 19.53 | 19.53 | 18.53 | 60.97 | 24.62 | 23 | 13.81 | 66.92 | 0.42 | 0.37 | 0.36 | 0.01 | 17.7 | 0 | 0 | 18.21 | 0.18979 | 0.056448 | 0.002 | 8.7 | System Off | 0 | 0
4602 | 4602 | 2012-07-10 17:59 | 18.24 | 18.74 | 18.74 | 18.24 | 29.58 | 0 | 11 | 14.01 | 33.56 | 0 | 0 | 0 | 0 | 0 | 0 | 0 | 8.69 | 0.18874 | 0.056448 | 0.001 | 9.09 | System Off | 0 | 0
4603 | 4603 | 2012-07-10 18:59 | 17.35 | 17.99 | 17.99 | 17.35 | 35.91 | 0 | 14 | 13.36 | 40.34 | 0 | 0 | 0 | 0 | 0 | 0 | 0 | 11.15 | 0.18764 | 0.056448 | 0.001 | 7.14 | System Off | 0 | 0
4604 | 4604 | 2012-07-10 19:59 | 16.46 | 16.46 | 16.46 | 16.46 | 0 | 0 | 0 | 0 | 0 | 0 | 0 | 0 | 0 | 0 | 0 | 0 | 0 | 0 | 0 | 0 | 0 | System Off | 0 | 0
4605 | 4605 | 2012-07-10 20:59 | 15.57 | 15.57 | 15.57 | 15.57 | 0 | 0 | 0 | 0 | 0 | 0 | 0 | 0 | 0 | 0 | 0 | 0 | 0 | 0 | 0 | 0 | 0 | System Off | 0 | 0
4606 | 4606 | 2012-07-10 21:59 | 15.38 | 15.38 | 15.38 | 15.38 | 0 | 0 | 0 | 0 | 0 | 0 | 0 | 0 | 0 | 0 | 0 | 0 | 0 | 0 | 0 | 0 | 0 | System Off | 0 | 0
4607 | 4607 | 2012-07-10 22:59 | 15.18 | 15.18 | 15.18 | 15.18 | 0 | 0 | 0 | 0 | 0 | 0 | 0 | 0 | 0 | 0 | 0 | 0 | 0 | 0 | 0 | 0 | 0 | System Off | 0 | 0
4608 | 4608 | 2012-07-10 23:59 | 14.99 | 14.99 | 14.99 | 14.99 | 0 | 0 | 0 | 0 | 0 | 0 | 0 | 0 | 0 | 0 | 0 | 0 | 0 | 0 | 0 | 0 | 0 | System Off | 0 | 0
4609 | 4609 | 2012-07-11 00:59 | 14.59 | 14.59 | 14.59 | 14.59 | 0 | 0 | 0 | 0 | 0 | 0 | 0 | 0 | 0 | 0 | 0 | 0 | 0 | 0 | 0 | 0 | 0 | System Off | 0 | 0
4610 | 4610 | 2012-07-11 01:59 | 14.19 | 14.19 | 14.19 | 14.19 | 0 | 0 | 0 | 0 | 0 | 0 | 0 | 0 | 0 | 0 | 0 | 0 | 0 | 0 | 0 | 0 | 0 | System Off | 0 | 0
4611 | 4611 | 2012-07-11 02:59 | 13.8 | 13.8 | 13.8 | 13.8 | 0 | 0 | 0 | 0 | 0 | 0 | 0 | 0 | 0 | 0 | 0 | 0 | 0 | 0 | 0 | 0 | 0 | System Off | 0 | 0
4612 | 4612 | 2012-07-11 03:59 | 14.27 | 14.38 | 14.38 | 14.27 | 6 | 0 | 2 | 15.62 | 7.31 | 0 | 0 | 0 | 0 | 0 | 0 | 0 | 1.55 | 0.18268 | 0.056448 | 0 | 0 | System Off | 0 | 0
4613 | 4613 | 2012-07-11 04:59 | 14.74 | 17.36 | 17.36 | 14.74 | 165.32 | 127.14 | 60 | 14.35 | 173.31 | 0.82 | 0.73 | 0.72 | 0.05 | 266.13 | 0 | 0 | 47.16 | 0.18634 | 0.056448 | 0.006 | 10 | System Off | 1 | 0
4614 | 4614 | 2012-07-11 05:59 | 15.22 | 16.25 | 16.25 | 15.22 | 64.26 | 27.86 | 24 | 13.95 | 70.15 | 0.41 | 0.4 | 0.39 | 0.01 | 38.78 | 0 | 0 | 18.97 | 0.18515 | 0.056448 | 0.002 | 8.33 | System Off | 0 | 0
4615 | 4615 | 2012-07-11 06:59 | 15.45 | 17.66 | 17.66 | 15.45 | 146.12 | 108.28 | 54 | 14.09 | 154.02 | 0.74 | 0.7 | 0.69 | 0.04 | 98.58 | 0 | 0 | 42.59 | 0.18704 | 0.056448 | 0.006 | 11.11 | System Off | 1 | 0
4616 | 4616 | 2012-07-11 07:59 | 15.67 | 22.4 | 22.4 | 15.67 | 472.1 | 428.19 | 170 | 14.46 | 475.24 | 0.88 | 0.9 | 0.88 | 0.15 | 306.51 | 0 | 0 | 133.31 | 0.19337 | 0.056448 | 0.017 | 10 | System Off | 1 | 0
4617 | 4617 | 2012-07-11 08:59 | 15.9 | 25.45 | 25.45 | 15.9 | 691.18 | 642.87 | 248 | 14.52 | 686.36 | 0.92 | 0.94 | 0.92 | 0.23 | 408.68 | 0 | 0 | 194.24 | 0.19459 | 0.056448 | 0.025 | 10.08 | System Off | 1 | 0
4618 | 4618 | 2012-07-11 09:59 | 16.21 | 20.38 | 20.38 | 16.21 | 304.89 | 264.17 | 110 | 14.44 | 312.08 | 0.9 | 0.85 | 0.83 | 0.1 | 161.06 | 0 | 0 | 86.34 | 0.19102 | 0.056448 | 0.011 | 10 | System Off | 1 | 0
4619 | 4619 | 2012-07-11 10:59 | 16.52 | 19.39 | 19.39 | 16.52 | 211.8 | 172.78 | 77 | 14.33 | 219.98 | 0.77 | 0.79 | 0.77 | 0.06 | 106.27 | 0 | 0 | 60.54 | 0.18975 | 0.056448 | 0.008 | 10.39 | System Off | 1 | 0
4620 | 4620 | 2012-07-11 11:59 | 16.83 | 28.74 | 28.74 | 16.83 | 917.06 | 863.94 | 330 | 14.47 | 902.01 | 0.94 | 0.96 | 0.94 | 0.31 | 529.59 | 0 | 0 | 258.51 | 0.2002 | 0.056448 | 0.033 | 10 | System Off | 1 | 0
4621 | 4621 | 2012-07-11 12:59 | 16.73 | 37.8 | 37.8 | 16.73 | 1596.47 | 1527.23 | 586 | 14.19 | 1543.89 | 0.94 | 0.99 | 0.97 | 0.55 | 1007.42 | 0 | 0 | 459.9 | 0.21348 | 0.056448 | 0.058 | 9.9 | System Off | 1 | 0
4622 | 4622 | 2012-07-11 13:59 | 16.63 | 30.98 | 30.98 | 16.63 | 1084.07 | 1027.21 | 392 | 14.4 | 1060.61 | 0.94 | 0.97 | 0.95 | 0.37 | 754.7 | 0 | 0 | 307.2 | 0.20314 | 0.056448 | 0.039 | 9.95 | System Off | 1 | 0
4623 | 4623 | 2012-07-11 14:59 | 16.54 | 22.04 | 22.04 | 16.54 | 409.34 | 366.64 | 148 | 14.41 | 414.33 | 0.88 | 0.88 | 0.87 | 0.13 | 283.58 | 0 | 0 | 116.19 | 0.19348 | 0.056448 | 0.015 | 10.14 | System Off | 1 | 0
4624 | 4624 | 2012-07-11 15:59 | 16.1 | 23.33 | 23.33 | 16.1 | 536.97 | 491.79 | 193 | 14.49 | 538.02 | 0.93 | 0.91 | 0.89 | 0.18 | 381.1 | 0 | 0 | 151.29 | 0.19518 | 0.056448 | 0.02 | 10.36 | System Off | 1 | 0
4625 | 4625 | 2012-07-11 16:59 | 15.67 | 21.09 | 21.09 | 15.67 | 394.24 | 351.83 | 142 | 14.46 | 399.52 | 0.91 | 0.88 | 0.86 | 0.13 | 252.95 | 0 | 0 | 111.4 | 0.19191 | 0.056448 | 0.014 | 9.86 | System Off | 1 | 0
4626 | 4626 | 2012-07-11 17:59 | 15.24 | 17.88 | 17.88 | 15.24 | 189.44 | 150.83 | 69 | 14.3 | 197.52 | 0.72 | 0.76 | 0.75 | 0.05 | 96.42 | 0 | 0 | 54.27 | 0.18751 | 0.056448 | 0.007 | 10.14 | System Off | 1 | 0
4627 | 4627 | 2012-07-11 18:59 | 14.61 | 15.17 | 15.17 | 14.61 | 36.74 | 0.81 | 14 | 13.67 | 41.09 | 0 | 0.02 | 0.02 | 0 | 0.48 | 0 | 0 | 11.1 | 0.18378 | 0.056448 | 0.001 | 7.14 | System Off | 0 | 0
4628 | 4628 | 2012-07-11 19:59 | 13.99 | 13.99 | 13.99 | 13.99 | 0 | 0 | 0 | 0 | 0 | 0 | 0 | 0 | 0 | 0 | 0 | 0 | 0 | 0 | 0 | 0 | 0 | System Off | 0 | 0
4629 | 4629 | 2012-07-11 20:59 | 13.36 | 13.36 | 13.36 | 13.36 | 0 | 0 | 0 | 0 | 0 | 0 | 0 | 0 | 0 | 0 | 0 | 0 | 0 | 0 | 0 | 0 | 0 | System Off | 0 | 0
4630 | 4630 | 2012-07-11 21:59 | 13.12 | 13.12 | 13.12 | 13.12 | 0 | 0 | 0 | 0 | 0 | 0 | 0 | 0 | 0 | 0 | 0 | 0 | 0 | 0 | 0 | 0 | 0 | System Off | 0 | 0
4631 | 4631 | 2012-07-11 22:59 | 12.88 | 12.88 | 12.88 | 12.88 | 0 | 0 | 0 | 0 | 0 | 0 | 0 | 0 | 0 | 0 | 0 | 0 | 0 | 0 | 0 | 0 | 0 | System Off | 0 | 0
4632 | 4632 | 2012-07-11 23:59 | 12.64 | 12.64 | 12.64 | 12.64 | 0 | 0 | 0 | 0 | 0 | 0 | 0 | 0 | 0 | 0 | 0 | 0 | 0 | 0 | 0 | 0 | 0 | System Off | 0 | 0
4633 | 4633 | 2012-07-12 00:59 | 12.5 | 12.5 | 12.5 | 12.5 | 0 | 0 | 0 | 0 | 0 | 0 | 0 | 0 | 0 | 0 | 0 | 0 | 0 | 0 | 0 | 0 | 0 | System Off | 0 | 0
4634 | 4634 | 2012-07-12 01:59 | 12.35 | 12.35 | 12.35 | 12.35 | 0 | 0 | 0 | 0 | 0 | 0 | 0 | 0 | 0 | 0 | 0 | 0 | 0 | 0 | 0 | 0 | 0 | System Off | 0 | 0
4635 | 4635 | 2012-07-12 02:59 | 12.21 | 12.21 | 12.21 | 12.21 | 0 | 0 | 0 | 0 | 0 | 0 | 0 | 0 | 0 | 0 | 0 | 0 | 0 | 0 | 0 | 0 | 0 | System Off | 0 | 0
4636 | 4636 | 2012-07-12 03:59 | 12.34 | 12.84 | 12.84 | 12.34 | 32.76 | 0 | 12 | 14.22 | 36.74 | 0 | 0 | 0 | 0 | 0 | 0 | 0 | 9.45 | 0.18051 | 0.056448 | 0.001 | 8.33 | System Off | 0 | 0
4637 | 4637 | 2012-07-12 04:59 | 12.47 | 14.85 | 14.85 | 12.47 | 169.51 | 131.26 | 61 | 14.47 | 177.27 | 0.81 | 0.74 | 0.72 | 0.05 | 274.76 | 0 | 0 | 47.88 | 0.1832 | 0.056448 | 0.006 | 9.84 | System Off | 1 | 0
4638 | 4638 | 2012-07-12 05:59 | 12.61 | 18.18 | 18.18 | 12.61 | 405.58 | 362.96 | 144 | 14.67 | 410.12 | 0.9 | 0.89 | 0.87 | 0.13 | 505.16 | 0 | 0 | 112.66 | 0.18764 | 0.056448 | 0.015 | 10.42 | System Off | 1 | 0
4639 | 4639 | 2012-07-12 06:59 | 13.03 | 19.58 | 19.58 | 13.03 | 519.73 | 474.88 | 184 | 14.71 | 520.84 | 0.92 | 0.91 | 0.89 | 0.17 | 432.33 | 0 | 0 | 143.86 | 0.19028 | 0.056448 | 0.019 | 10.33 | System Off | 1 | 0
4640 | 4640 | 2012-07-12 07:59 | 13.46 | 26.93 | 26.93 | 13.46 | 1140.89 | 1082.73 | 405 | 14.67 | 1113.78 | 0.96 | 0.97 | 0.95 | 0.39 | 775.05 | 0 | 0 | 316.43 | 0.1991 | 0.056448 | 0.04 | 9.88 | System Off | 1 | 0
4641 | 4641 | 2012-07-12 08:59 | 13.88 | 16.42 | 16.42 | 13.88 | 219.45 | 180.3 | 79 | 14.47 | 227.25 | 0.88 | 0.79 | 0.78 | 0.07 | 114.62 | 0 | 0 | 62.01 | 0.1861 | 0.056448 | 0.008 | 10.13 | System Off | 1 | 0
4642 | 4642 | 2012-07-12 09:59 | 14.22 | 25.43 | 25.43 | 14.22 | 970.62 | 916.31 | 345 | 14.65 | 952.4 | 0.96 | 0.96 | 0.94 | 0.33 | 558.65 | 0 | 0 | 269.75 | 0.19714 | 0.056448 | 0.035 | 10.14 | System Off | 1 | 0
4643 | 4643 | 2012-07-12 10:59 | 14.55 | 29.6 | 29.6 | 14.55 | 1272.65 | 1211.4 | 455 | 14.57 | 1238.48 | 0.97 | 0.98 | 0.96 | 0.44 | 745.04 | 0 | 0 | 355.87 | 0.2033 | 0.056448 | 0.045 | 9.89 | System Off | 1 | 0
4644 | 4644 | 2012-07-12 11:59 | 14.88 | 30.26 | 30.26 | 14.88 | 1268.84 | 1207.69 | 455 | 14.52 | 1234.95 | 0.97 | 0.98 | 0.96 | 0.44 | 740.31 | 0 | 0 | 356.03 | 0.2038 | 0.056448 | 0.045 | 9.89 | System Off | 1 | 0
4645 | 4645 | 2012-07-12 12:59 | 15.31 | 35.52 | 35.52 | 15.31 | 1583.78 | 1514.87 | 577 | 14.3 | 1531.86 | 0.95 | 0.99 | 0.97 | 0.55 | 999.26 | 0 | 0 | 452.35 | 0.21083 | 0.056448 | 0.057 | 9.88 | System Off | 1 | 0
4646 | 4646 | 2012-07-12 13:59 | 15.73 | 37.77 | 37.77 | 15.73 | 1651.22 | 1580.57 | 606 | 14.19 | 1595.33 | 0.94 | 0.99 | 0.97 | 0.57 | 1161.25 | 0 | 0 | 475.47 | 0.213 | 0.056448 | 0.06 | 9.9 | System Off | 1 | 0
4647 | 4647 | 2012-07-12 14:59 | 16.16 | 31.82 | 31.82 | 16.16 | 1117.46 | 1059.84 | 405 | 14.37 | 1092.2 | 0.94 | 0.97 | 0.95 | 0.38 | 819.73 | 0 | 0 | 317.39 | 0.20313 | 0.056448 | 0.04 | 9.88 | System Off | 1 | 0
4648 | 4648 | 2012-07-12 15:59 | 16.11 | 26.83 | 26.83 | 16.11 | 706.13 | 657.51 | 255 | 14.42 | 700.85 | 0.94 | 0.94 | 0.92 | 0.24 | 509.53 | 0 | 0 | 199.88 | 0.19527 | 0.056448 | 0.026 | 10.2 | System Off | 1 | 0
4649 | 4649 | 2012-07-12 16:59 | 16.07 | 22.68 | 22.68 | 16.07 | 392.59 | 350.21 | 142 | 14.4 | 398.12 | 0.91 | 0.88 | 0.86 | 0.13 | 251.78 | 0 | 0 | 111.43 | 0.19249 | 0.056448 | 0.014 | 9.86 | System Off | 1 | 0
4650 | 4650 | 2012-07-12 17:59 | 16.03 | 18.68 | 18.68 | 16.03 | 145.32 | 107.49 | 54 | 14.02 | 153.31 | 0.74 | 0.7 | 0.69 | 0.04 | 68.72 | 0 | 0 | 42.62 | 0.18786 | 0.056448 | 0.006 | 11.11 | System Off | 0 | 0
4651 | 4651 | 2012-07-12 18:59 | 15.48 | 16.14 | 16.14 | 15.48 | 34.52 | 0 | 13 | 13.83 | 38.76 | 0 | 0 | 0 | 0 | 0 | 0 | 0 | 10.29 | 0.18495 | 0.056448 | 0.001 | 7.69 | System Off | 0 | 0
4652 | 4652 | 2012-07-12 19:59 | 14.93 | 14.93 | 14.93 | 14.93 | 0 | 0 | 0 | 0 | 0 | 0 | 0 | 0 | 0 | 0 | 0 | 0 | 0 | 0 | 0 | 0 | 0 | System Off | 0 | 0
4653 | 4653 | 2012-07-12 20:59 | 14.38 | 14.38 | 14.38 | 14.38 | 0 | 0 | 0 | 0 | 0 | 0 | 0 | 0 | 0 | 0 | 0 | 0 | 0 | 0 | 0 | 0 | 0 | System Off | 0 | 0
4654 | 4654 | 2012-07-12 21:59 | 14.24 | 14.24 | 14.24 | 14.24 | 0 | 0 | 0 | 0 | 0 | 0 | 0 | 0 | 0 | 0 | 0 | 0 | 0 | 0 | 0 | 0 | 0 | System Off | 0 | 0
4655 | 4655 | 2012-07-12 22:59 | 14.11 | 14.11 | 14.11 | 14.11 | 0 | 0 | 0 | 0 | 0 | 0 | 0 | 0 | 0 | 0 | 0 | 0 | 0 | 0 | 0 | 0 | 0 | System Off | 0 | 0
4656 | 4656 | 2012-07-12 23:59 | 13.97 | 13.97 | 13.97 | 13.97 | 0 | 0 | 0 | 0 | 0 | 0 | 0 | 0 | 0 | 0 | 0 | 0 | 0 | 0 | 0 | 0 | 0 | System Off | 0 | 0
4657 | 4657 | 2012-07-13 00:59 | 14 | 14 | 14 | 14 | 0 | 0 | 0 | 0 | 0 | 0 | 0 | 0 | 0 | 0 | 0 | 0 | 0 | 0 | 0 | 0 | 0 | System Off | 0 | 0
4658 | 4658 | 2012-07-13 01:59 | 14.03 | 14.03 | 14.03 | 14.03 | 0 | 0 | 0 | 0 | 0 | 0 | 0 | 0 | 0 | 0 | 0 | 0 | 0 | 0 | 0 | 0 | 0 | System Off | 0 | 0
4659 | 4659 | 2012-07-13 02:59 | 14.07 | 14.07 | 14.07 | 14.07 | 0 | 0 | 0 | 0 | 0 | 0 | 0 | 0 | 0 | 0 | 0 | 0 | 0 | 0 | 0 | 0 | 0 | System Off | 0 | 0
4660 | 4660 | 2012-07-13 03:59 | 13.97 | 14.3 | 14.3 | 13.97 | 19.04 | 0 | 7 | 14.17 | 21.93 | 0 | 0 | 0 | 0 | 0 | 0 | 0 | 5.52 | 0.18252 | 0.056448 | 0.001 | 14.29 | System Off | 0 | 0
4661 | 4661 | 2012-07-13 04:59 | 13.87 | 14.61 | 14.61 | 13.87 | 43.9 | 7.85 | 16 | 14.29 | 48.67 | 0 | 0.16 | 0.16 | 0 | 16.42 | 0 | 0 | 12.59 | 0.18284 | 0.056448 | 0.002 | 12.5 | System Off | 0 | 0
4662 | 4662 | 2012-07-13 05:59 | 13.77 | 15.53 | 15.53 | 13.77 | 106.86 | 69.71 | 39 | 14.27 | 113.99 | 0.75 | 0.61 | 0.6 | 0.03 | 97.03 | 0 | 0 | 30.69 | 0.18389 | 0.056448 | 0.004 | 10.26 | System Off | 1 | 0
4663 | 4663 | 2012-07-13 06:59 | 13.92 | 16.47 | 16.47 | 13.92 | 156.5 | 118.48 | 57 | 14.3 | 164.36 | 0.69 | 0.72 | 0.71 | 0.04 | 107.86 | 0 | 0 | 44.83 | 0.18503 | 0.056448 | 0.006 | 10.53 | System Off | 1 | 0
4664 | 4664 | 2012-07-13 07:59 | 14.08 | 18.3 | 18.3 | 14.08 | 261.29 | 221.38 | 94 | 14.48 | 268.89 | 0.84 | 0.82 | 0.81 | 0.08 | 158.47 | 0 | 0 | 73.73 | 0.18716 | 0.056448 | 0.01 | 10.64 | System Off | 1 | 0
4665 | 4665 | 2012-07-13 08:59 | 14.23 | 18.42 | 18.42 | 14.23 | 258.72 | 218.85 | 93 | 14.49 | 266.37 | 0.85 | 0.82 | 0.8 | 0.08 | 139.13 | 0 | 0 | 72.94 | 0.18732 | 0.056448 | 0.009 | 9.68 | System Off | 1 | 0
4666 | 4666 | 2012-07-13 09:59 | 14.66 | 21.48 | 21.48 | 14.66 | 439.66 | 396.38 | 158 | 14.49 | 443.68 | 0.88 | 0.89 | 0.87 | 0.14 | 241.66 | 0 | 0 | 123.84 | 0.19129 | 0.056448 | 0.016 | 10.13 | System Off | 1 | 0
4667 | 4667 | 2012-07-13 10:59 | 15.08 | 19.23 | 19.23 | 15.08 | 274.79 | 234.62 | 99 | 14.46 | 282.32 | 0.8 | 0.83 | 0.81 | 0.08 | 144.3 | 0 | 0 | 77.68 | 0.18884 | 0.056448 | 0.01 | 10.1 | System Off | 1 | 0
4668 | 4668 | 2012-07-13 11:59 | 15.5 | 27.89 | 27.89 | 15.5 | 856.22 | 804.42 | 308 | 14.48 | 844.11 | 0.94 | 0.95 | 0.93 | 0.29 | 493.11 | 0 | 0 | 241.18 | 0.19711 | 0.056448 | 0.031 | 10.06 | System Off | 1 | 0
4669 | 4669 | 2012-07-13 12:59 | 16 | 37.84 | 37.84 | 16 | 1543.81 | 1475.9 | 568 | 14.16 | 1494.4 | 0.93 | 0.99 | 0.96 | 0.53 | 973.56 | 0 | 0 | 445.8 | 0.21143 | 0.056448 | 0.056 | 9.86 | System Off | 1 | 0
4670 | 4670 | 2012-07-13 13:59 | 16.5 | 22.19 | 22.19 | 16.5 | 416.38 | 373.55 | 150 | 14.46 | 421.19 | 0.93 | 0.89 | 0.87 | 0.14 | 274.45 | 0 | 0 | 117.67 | 0.19352 | 0.056448 | 0.015 | 10 | System Off | 1 | 0
4671 | 4671 | 2012-07-13 14:59 | 17 | 27.27 | 27.27 | 17 | 777.66 | 727.54 | 280 | 14.47 | 769.2 | 0.93 | 0.95 | 0.92 | 0.26 | 562.71 | 0 | 0 | 219.43 | 0.19785 | 0.056448 | 0.028 | 10 | System Off | 1 | 0
4672 | 4672 | 2012-07-13 15:59 | 16.75 | 19.19 | 19.19 | 16.75 | 171.26 | 132.98 | 63 | 14.16 | 179.47 | 0.79 | 0.74 | 0.72 | 0.05 | 103.05 | 0 | 0 | 49.64 | 0.18935 | 0.056448 | 0.006 | 9.52 | System Off | 1 | 0
4673 | 4673 | 2012-07-13 16:59 | 16.5 | 18.17 | 18.17 | 16.5 | 110.26 | 73.06 | 41 | 14.01 | 117.7 | 0.72 | 0.62 | 0.61 | 0.03 | 52.53 | 0 | 0 | 32.37 | 0.18785 | 0.056448 | 0.004 | 9.76 | System Off | 0 | 0
4674 | 4674 | 2012-07-13 17:59 | 16.25 | 16.79 | 16.79 | 16.25 | 32.12 | 0 | 12 | 13.94 | 36.21 | 0 | 0 | 0 | 0 | 0 | 0 | 0 | 9.49 | 0.18598 | 0.056448 | 0.001 | 8.33 | System Off | 0 | 0
4675 | 4675 | 2012-07-13 18:59 | 15.69 | 15.76 | 15.76 | 15.69 | 3.88 | 0 | 1 | 20.21 | 4.85 | 0 | 0 | 0 | 0 | 0 | 0 | 0 | 0.73 | 0.18461 | 0.056448 | 0 | 0 | System Off | 0 | 0
4676 | 4676 | 2012-07-13 19:59 | 15.12 | 15.12 | 15.12 | 15.12 | 0 | 0 | 0 | 0 | 0 | 0 | 0 | 0 | 0 | 0 | 0 | 0 | 0 | 0 | 0 | 0 | 0 | System Off | 0 | 0
4677 | 4677 | 2012-07-13 20:59 | 14.56 | 14.56 | 14.56 | 14.56 | 0 | 0 | 0 | 0 | 0 | 0 | 0 | 0 | 0 | 0 | 0 | 0 | 0 | 0 | 0 | 0 | 0 | System Off | 0 | 0
4678 | 4678 | 2012-07-13 21:59 | 14.71 | 14.71 | 14.71 | 14.71 | 0 | 0 | 0 | 0 | 0 | 0 | 0 | 0 | 0 | 0 | 0 | 0 | 0 | 0 | 0 | 0 | 0 | System Off | 0 | 0
4679 | 4679 | 2012-07-13 22:59 | 14.86 | 14.86 | 14.86 | 14.86 | 0 | 0 | 0 | 0 | 0 | 0 | 0 | 0 | 0 | 0 | 0 | 0 | 0 | 0 | 0 | 0 | 0 | System Off | 0 | 0
4680 | 4680 | 2012-07-13 23:59 | 15.01 | 15.01 | 15.01 | 15.01 | 0 | 0 | 0 | 0 | 0 | 0 | 0 | 0 | 0 | 0 | 0 | 0 | 0 | 0 | 0 | 0 | 0 | System Off | 0 | 0
4681 | 4681 | 2012-07-14 00:59 | 14.81 | 14.81 | 14.81 | 14.81 | 0 | 0 | 0 | 0 | 0 | 0 | 0 | 0 | 0 | 0 | 0 | 0 | 0 | 0 | 0 | 0 | 0 | System Off | 0 | 0
4682 | 4682 | 2012-07-14 01:59 | 14.6 | 14.6 | 14.6 | 14.6 | 0 | 0 | 0 | 0 | 0 | 0 | 0 | 0 | 0 | 0 | 0 | 0 | 0 | 0 | 0 | 0 | 0 | System Off | 0 | 0
4683 | 4683 | 2012-07-14 02:59 | 14.4 | 14.4 | 14.4 | 14.4 | 0 | 0 | 0 | 0 | 0 | 0 | 0 | 0 | 0 | 0 | 0 | 0 | 0 | 0 | 0 | 0 | 0 | System Off | 0 | 0
4684 | 4684 | 2012-07-14 03:59 | 14.04 | 14.16 | 14.16 | 14.04 | 6.01 | 0 | 2 | 15.65 | 7.31 | 0 | 0 | 0 | 0 | 0 | 0 | 0 | 1.55 | 0.18235 | 0.056448 | 0 | 0 | System Off | 0 | 0
4685 | 4685 | 2012-07-14 04:59 | 13.68 | 16.35 | 16.35 | 13.68 | 165.99 | 127.8 | 60 | 14.41 | 173.88 | 0.82 | 0.74 | 0.72 | 0.05 | 267.52 | 0 | 0 | 47.12 | 0.18484 | 0.056448 | 0.006 | 10 | System Off | 1 | 0
4686 | 4686 | 2012-07-14 05:59 | 13.32 | 15.48 | 15.48 | 13.32 | 140.34 | 102.61 | 51 | 14.33 | 147.98 | 0.77 | 0.69 | 0.68 | 0.04 | 142.81 | 0 | 0 | 40.1 | 0.18388 | 0.056448 | 0.005 | 9.8 | System Off | 1 | 0
4687 | 4687 | 2012-07-14 06:59 | 13.56 | 17.3 | 17.3 | 13.56 | 262.43 | 222.49 | 94 | 14.54 | 269.88 | 0.84 | 0.82 | 0.81 | 0.08 | 202.55 | 0 | 0 | 73.69 | 0.18642 | 0.056448 | 0.01 | 10.64 | System Off | 1 | 0
4688 | 4688 | 2012-07-14 07:59 | 13.8 | 19.88 | 19.88 | 13.8 | 454.94 | 411.36 | 162 | 14.63 | 458.26 | 0.92 | 0.9 | 0.88 | 0.15 | 294.47 | 0 | 0 | 126.8 | 0.19026 | 0.056448 | 0.016 | 9.88 | System Off | 1 | 0
4689 | 4689 | 2012-07-14 08:59 | 14.04 | 17.89 | 17.89 | 14.04 | 300.84 | 260.19 | 108 | 14.51 | 307.77 | 0.83 | 0.85 | 0.83 | 0.09 | 165.41 | 0 | 0 | 84.7 | 0.18782 | 0.056448 | 0.011 | 10.19 | System Off | 1 | 0
4690 | 4690 | 2012-07-14 09:59 | 14.85 | 18.07 | 18.07 | 14.85 | 256.69 | 216.86 | 93 | 14.38 | 264.31 | 0.86 | 0.82 | 0.8 | 0.08 | 132.21 | 0 | 0 | 73.07 | 0.1882 | 0.056448 | 0.009 | 9.68 | System Off | 1 | 0
4691 | 4691 | 2012-07-14 10:59 | 15.65 | 25.75 | 25.75 | 15.65 | 839.95 | 788.5 | 300 | 14.58 | 828.31 | 0.97 | 0.95 | 0.93 | 0.29 | 484.94 | 0 | 0 | 234.81 | 0.19691 | 0.056448 | 0.03 | 10 | System Off | 1 | 0
4692 | 4692 | 2012-07-14 11:59 | 16.45 | 21.14 | 21.14 | 16.45 | 396.25 | 353.8 | 143 | 14.43 | 401.48 | 0.91 | 0.88 | 0.86 | 0.13 | 216.88 | 0 | 0 | 112.25 | 0.19309 | 0.056448 | 0.015 | 10.49 | System Off | 1 | 0
4693 | 4693 | 2012-07-14 12:59 | 16.67 | 33.96 | 33.96 | 16.67 | 1465.87 | 1399.92 | 531 | 14.38 | 1420.84 | 0.96 | 0.99 | 0.96 | 0.51 | 923.44 | 0 | 0 | 416.18 | 0.21046 | 0.056448 | 0.053 | 9.98 | System Off | 1 | 0
4694 | 4694 | 2012-07-14 13:59 | 16.89 | 24.68 | 24.68 | 16.89 | 657.41 | 609.8 | 236 | 14.51 | 653.96 | 0.93 | 0.93 | 0.91 | 0.22 | 448.02 | 0 | 0 | 184.97 | 0.19541 | 0.056448 | 0.024 | 10.17 | System Off | 1 | 0
4695 | 4695 | 2012-07-14 14:59 | 17.11 | 21.8 | 21.8 | 17.11 | 390.29 | 347.95 | 141 | 14.42 | 395.75 | 0.92 | 0.88 | 0.86 | 0.13 | 269.12 | 0 | 0 | 110.7 | 0.19393 | 0.056448 | 0.014 | 9.93 | System Off | 1 | 0
4696 | 4696 | 2012-07-14 15:59 | 16.84 | 25.61 | 25.61 | 16.84 | 697.6 | 649.16 | 251 | 14.48 | 692.52 | 0.92 | 0.94 | 0.92 | 0.23 | 503.05 | 0 | 0 | 196.76 | 0.19612 | 0.056448 | 0.025 | 9.96 | System Off | 1 | 0
4697 | 4697 | 2012-07-14 16:59 | 16.57 | 18.29 | 18.29 | 16.57 | 124.35 | 86.9 | 46 | 14.08 | 132.05 | 0.64 | 0.66 | 0.64 | 0.03 | 62.48 | 0 | 0 | 36.29 | 0.18821 | 0.056448 | 0.005 | 10.87 | System Off | 0 | 0
4698 | 4698 | 2012-07-14 17:59 | 16.3 | 16.73 | 16.73 | 16.3 | 27.65 | 0 | 11 | 13.09 | 31.39 | 0 | 0 | 0 | 0 | 0 | 0 | 0 | 8.79 | 0.186 | 0.056448 | 0.001 | 9.09 | System Off | 0 | 0
4699 | 4699 | 2012-07-14 18:59 | 15.76 | 16.3 | 16.3 | 15.76 | 34.21 | 0 | 13 | 13.71 | 38.44 | 0 | 0 | 0 | 0 | 0 | 0 | 0 | 10.31 | 0.18534 | 0.056448 | 0.001 | 7.69 | System Off | 0 | 0
4700 | 4700 | 2012-07-14 19:59 | 15.23 | 15.23 | 15.23 | 15.23 | 0 | 0 | 0 | 0 | 0 | 0 | 0 | 0 | 0 | 0 | 0 | 0 | 0 | 0 | 0 | 0 | 0 | System Off | 0 | 0
4701 | 4701 | 2012-07-14 20:59 | 14.69 | 14.69 | 14.69 | 14.69 | 0 | 0 | 0 | 0 | 0 | 0 | 0 | 0 | 0 | 0 | 0 | 0 | 0 | 0 | 0 | 0 | 0 | System Off | 0 | 0
4702 | 4702 | 2012-07-14 21:59 | 14.53 | 14.53 | 14.53 | 14.53 | 0 | 0 | 0 | 0 | 0 | 0 | 0 | 0 | 0 | 0 | 0 | 0 | 0 | 0 | 0 | 0 | 0 | System Off | 0 | 0
4703 | 4703 | 2012-07-14 22:59 | 14.37 | 14.37 | 14.37 | 14.37 | 0 | 0 | 0 | 0 | 0 | 0 | 0 | 0 | 0 | 0 | 0 | 0 | 0 | 0 | 0 | 0 | 0 | System Off | 0 | 0
4704 | 4704 | 2012-07-14 23:59 | 14.21 | 14.21 | 14.21 | 14.21 | 0 | 0 | 0 | 0 | 0 | 0 | 0 | 0 | 0 | 0 | 0 | 0 | 0 | 0 | 0 | 0 | 0 | System Off | 0 | 0
4705 | 4705 | 2012-07-15 00:59 | 13.87 | 13.87 | 13.87 | 13.87 | 0 | 0 | 0 | 0 | 0 | 0 | 0 | 0 | 0 | 0 | 0 | 0 | 0 | 0 | 0 | 0 | 0 | System Off | 0 | 0
4706 | 4706 | 2012-07-15 01:59 | 13.52 | 13.52 | 13.52 | 13.52 | 0 | 0 | 0 | 0 | 0 | 0 | 0 | 0 | 0 | 0 | 0 | 0 | 0 | 0 | 0 | 0 | 0 | System Off | 0 | 0
4707 | 4707 | 2012-07-15 02:59 | 13.18 | 13.18 | 13.18 | 13.18 | 0 | 0 | 0 | 0 | 0 | 0 | 0 | 0 | 0 | 0 | 0 | 0 | 0 | 0 | 0 | 0 | 0 | System Off | 0 | 0
4708 | 4708 | 2012-07-15 03:59 | 13.32 | 13.44 | 13.44 | 13.32 | 6.03 | 0 | 2 | 15.7 | 7.33 | 0 | 0 | 0 | 0 | 0 | 0 | 0 | 1.55 | 0.18135 | 0.056448 | 0 | 0 | System Off | 0 | 0
4709 | 4709 | 2012-07-15 04:59 | 13.47 | 16.31 | 16.31 | 13.47 | 161.21 | 123.11 | 59 | 14.23 | 169.08 | 0.68 | 0.73 | 0.71 | 0.04 | 257.69 | 0 | 0 | 46.44 | 0.1845 | 0.056448 | 0.006 | 10.17 | System Off | 1 | 0
4710 | 4710 | 2012-07-15 05:59 | 13.62 | 14.74 | 14.74 | 13.62 | 62.4 | 26.03 | 23 | 14.13 | 68.11 | 0.42 | 0.38 | 0.37 | 0.01 | 36.23 | 0 | 0 | 18.13 | 0.18286 | 0.056448 | 0.002 | 8.7 | System Off | 0 | 0
4711 | 4711 | 2012-07-15 06:59 | 14.14 | 20.5 | 20.5 | 14.14 | 383.71 | 341.51 | 138 | 14.48 | 389.18 | 0.87 | 0.88 | 0.86 | 0.12 | 310.9 | 0 | 0 | 108.18 | 0.18951 | 0.056448 | 0.014 | 10.14 | System Off | 1 | 0
4712 | 4712 | 2012-07-15 07:59 | 14.65 | 25.44 | 25.44 | 14.65 | 669.8 | 621.93 | 241 | 14.48 | 665.89 | 0.91 | 0.93 | 0.91 | 0.22 | 445.2 | 0 | 0 | 188.76 | 0.19557 | 0.056448 | 0.024 | 9.96 | System Off | 1 | 0
4713 | 4713 | 2012-07-15 08:59 | 15.17 | 23.49 | 23.49 | 15.17 | 528.43 | 483.41 | 190 | 14.49 | 529.81 | 0.89 | 0.91 | 0.89 | 0.17 | 307.31 | 0 | 0 | 148.88 | 0.19368 | 0.056448 | 0.019 | 10 | System Off | 1 | 0
4714 | 4714 | 2012-07-15 09:59 | 15.62 | 19.41 | 19.41 | 15.62 | 228.63 | 189.31 | 83 | 14.35 | 236.71 | 0.83 | 0.8 | 0.78 | 0.07 | 115.42 | 0 | 0 | 65.22 | 0.18878 | 0.056448 | 0.008 | 9.64 | System Off | 1 | 0
4715 | 4715 | 2012-07-15 10:59 | 16.07 | 20.75 | 20.75 | 16.07 | 272.97 | 232.84 | 99 | 14.36 | 280.73 | 0.8 | 0.83 | 0.81 | 0.08 | 143.2 | 0 | 0 | 77.76 | 0.19025 | 0.056448 | 0.01 | 10.1 | System Off | 1 | 0
4716 | 4716 | 2012-07-15 11:59 | 16.52 | 27.79 | 27.79 | 16.52 | 636.91 | 589.72 | 232 | 14.3 | 634.74 | 0.91 | 0.93 | 0.91 | 0.21 | 361.49 | 0 | 0 | 182.08 | 0.19468 | 0.056448 | 0.023 | 9.91 | System Off | 1 | 0
4717 | 4717 | 2012-07-15 12:59 | 16.04 | 29.92 | 29.92 | 16.04 | 828.56 | 777.35 | 301 | 14.34 | 818.06 | 0.93 | 0.95 | 0.93 | 0.28 | 512.77 | 0 | 0 | 235.99 | 0.19755 | 0.056448 | 0.03 | 9.97 | System Off | 1 | 0
4718 | 4718 | 2012-07-15 13:59 | 15.55 | 25.45 | 25.45 | 15.55 | 626.1 | 579.12 | 226 | 14.43 | 624.02 | 0.93 | 0.93 | 0.91 | 0.21 | 425.48 | 0 | 0 | 177.16 | 0.19611 | 0.056448 | 0.023 | 10.18 | System Off | 1 | 0
4719 | 4719 | 2012-07-15 14:59 | 15.07 | 27.31 | 27.31 | 15.07 | 815.15 | 764.24 | 293 | 14.49 | 804.93 | 0.95 | 0.95 | 0.93 | 0.28 | 591.09 | 0 | 0 | 229.4 | 0.19571 | 0.056448 | 0.029 | 9.9 | System Off | 1 | 0
4720 | 4720 | 2012-07-15 15:59 | 14.6 | 20.91 | 20.91 | 14.6 | 412.68 | 369.92 | 148 | 14.52 | 417.42 | 0.87 | 0.89 | 0.87 | 0.13 | 286.66 | 0 | 0 | 115.97 | 0.19068 | 0.056448 | 0.015 | 10.14 | System Off | 1 | 0
4721 | 4721 | 2012-07-15 16:59 | 14.13 | 20.34 | 20.34 | 14.13 | 393.3 | 350.91 | 141 | 14.53 | 398.48 | 0.92 | 0.88 | 0.86 | 0.13 | 252.29 | 0 | 0 | 110.48 | 0.18965 | 0.056448 | 0.014 | 9.93 | System Off | 1 | 0
4722 | 4722 | 2012-07-15 17:59 | 13.66 | 15.63 | 15.63 | 13.66 | 121.06 | 83.66 | 44 | 14.33 | 128.46 | 0.67 | 0.65 | 0.64 | 0.03 | 53.49 | 0 | 0 | 34.6 | 0.18399 | 0.056448 | 0.005 | 11.36 | System Off | 0 | 0
4723 | 4723 | 2012-07-15 18:59 | 13.28 | 13.73 | 13.73 | 13.28 | 25.46 | 0 | 10 | 13.26 | 28.92 | 0 | 0 | 0 | 0 | 0 | 0 | 0 | 7.97 | 0.18172 | 0.056448 | 0.001 | 10 | System Off | 0 | 0
4724 | 4724 | 2012-07-15 19:59 | 12.89 | 12.89 | 12.89 | 12.89 | 0 | 0 | 0 | 0 | 0 | 0 | 0 | 0 | 0 | 0 | 0 | 0 | 0 | 0 | 0 | 0 | 0 | System Off | 0 | 0
4725 | 4725 | 2012-07-15 20:59 | 12.51 | 12.51 | 12.51 | 12.51 | 0 | 0 | 0 | 0 | 0 | 0 | 0 | 0 | 0 | 0 | 0 | 0 | 0 | 0 | 0 | 0 | 0 | System Off | 0 | 0
4726 | 4726 | 2012-07-15 21:59 | 12.42 | 12.42 | 12.42 | 12.42 | 0 | 0 | 0 | 0 | 0 | 0 | 0 | 0 | 0 | 0 | 0 | 0 | 0 | 0 | 0 | 0 | 0 | System Off | 0 | 0
4727 | 4727 | 2012-07-15 22:59 | 12.32 | 12.32 | 12.32 | 12.32 | 0 | 0 | 0 | 0 | 0 | 0 | 0 | 0 | 0 | 0 | 0 | 0 | 0 | 0 | 0 | 0 | 0 | System Off | 0 | 0
4728 | 4728 | 2012-07-15 23:59 | 12.23 | 12.23 | 12.23 | 12.23 | 0 | 0 | 0 | 0 | 0 | 0 | 0 | 0 | 0 | 0 | 0 | 0 | 0 | 0 | 0 | 0 | 0 | System Off | 0 | 0
4729 | 4729 | 2012-07-16 00:59 | 11.94 | 11.94 | 11.94 | 11.94 | 0 | 0 | 0 | 0 | 0 | 0 | 0 | 0 | 0 | 0 | 0 | 0 | 0 | 0 | 0 | 0 | 0 | System Off | 0 | 0
4730 | 4730 | 2012-07-16 01:59 | 11.65 | 11.65 | 11.65 | 11.65 | 0 | 0 | 0 | 0 | 0 | 0 | 0 | 0 | 0 | 0 | 0 | 0 | 0 | 0 | 0 | 0 | 0 | System Off | 0 | 0
4731 | 4731 | 2012-07-16 02:59 | 11.37 | 11.37 | 11.37 | 11.37 | 0 | 0 | 0 | 0 | 0 | 0 | 0 | 0 | 0 | 0 | 0 | 0 | 0 | 0 | 0 | 0 | 0 | System Off | 0 | 0
4732 | 4732 | 2012-07-16 03:59 | 11.7 | 11.81 | 11.81 | 11.7 | 6.09 | 0 | 2 | 15.86 | 7.38 | 0 | 0 | 0 | 0 | 0 | 0 | 0 | 1.54 | 0.17911 | 0.056448 | 0 | 0 | System Off | 0 | 0
4733 | 4733 | 2012-07-16 04:59 | 12.03 | 12.83 | 12.83 | 12.03 | 48.93 | 12.79 | 18 | 14.16 | 53.89 | 0 | 0.24 | 0.23 | 0 | 26.77 | 0 | 0 | 14.19 | 0.18039 | 0.056448 | 0.002 | 11.11 | System Off | 1 | 0
4734 | 4734 | 2012-07-16 05:59 | 12.37 | 16.7 | 16.7 | 12.37 | 288.37 | 247.96 | 103 | 14.58 | 295.37 | 0.87 | 0.84 | 0.82 | 0.09 | 345.11 | 0 | 0 | 80.69 | 0.1852 | 0.056448 | 0.01 | 9.71 | System Off | 1 | 0
4735 | 4735 | 2012-07-16 06:59 | 13.56 | 21.65 | 21.65 | 13.56 | 573.36 | 527.45 | 204 | 14.64 | 572.8 | 0.93 | 0.92 | 0.9 | 0.19 | 480.18 | 0 | 0 | 159.57 | 0.19207 | 0.056448 | 0.021 | 10.29 | System Off | 1 | 0
4736 | 4736 | 2012-07-16 07:59 | 14.74 | 25.34 | 25.34 | 14.74 | 793.92 | 743.45 | 284 | 14.56 | 784.42 | 0.95 | 0.95 | 0.93 | 0.27 | 532.19 | 0 | 0 | 222.28 | 0.19476 | 0.056448 | 0.029 | 10.21 | System Off | 1 | 0
4737 | 4737 | 2012-07-16 08:59 | 15.93 | 31.78 | 31.78 | 15.93 | 1244.87 | 1184.28 | 450 | 14.41 | 1212.48 | 0.96 | 0.98 | 0.95 | 0.43 | 752.86 | 0 | 0 | 352.57 | 0.20512 | 0.056448 | 0.045 | 10 | System Off | 1 | 0
4738 | 4738 | 2012-07-16 09:59 | 16.4 | 36.75 | 36.75 | 16.4 | 1606.64 | 1537.14 | 588 | 14.23 | 1553.37 | 0.95 | 0.99 | 0.97 | 0.56 | 937.15 | 0 | 0 | 461.36 | 0.21307 | 0.056448 | 0.058 | 9.86 | System Off | 1 | 0
4739 | 4739 | 2012-07-16 10:59 | 16.86 | 27.52 | 27.52 | 16.86 | 854.39 | 802.63 | 307 | 14.49 | 842.31 | 0.94 | 0.95 | 0.93 | 0.29 | 493.64 | 0 | 0 | 240.51 | 0.19905 | 0.056448 | 0.031 | 10.1 | System Off | 1 | 0
4740 | 4740 | 2012-07-16 11:59 | 17.33 | 21.6 | 21.6 | 17.33 | 342.01 | 300.59 | 124 | 14.37 | 348.62 | 0.88 | 0.86 | 0.84 | 0.11 | 184.26 | 0 | 0 | 97.43 | 0.19336 | 0.056448 | 0.013 | 10.48 | System Off | 1 | 0
4741 | 4741 | 2012-07-16 12:59 | 17.26 | 21.89 | 21.89 | 17.26 | 356.11 | 314.43 | 129 | 14.38 | 362.45 | 0.85 | 0.87 | 0.85 | 0.11 | 207.41 | 0 | 0 | 101.33 | 0.19352 | 0.056448 | 0.013 | 10.08 | System Off | 1 | 0
4742 | 4742 | 2012-07-16 13:59 | 17.18 | 20.22 | 20.22 | 17.18 | 220.61 | 181.43 | 81 | 14.19 | 228.84 | 0.86 | 0.79 | 0.78 | 0.07 | 133.3 | 0 | 0 | 63.8 | 0.19091 | 0.056448 | 0.008 | 9.88 | System Off | 1 | 0
4743 | 4743 | 2012-07-16 14:59 | 17.11 | 19.99 | 19.99 | 17.11 | 199.26 | 160.47 | 73 | 14.22 | 207.57 | 0.81 | 0.77 | 0.76 | 0.06 | 124.11 | 0 | 0 | 57.47 | 0.19038 | 0.056448 | 0.007 | 9.59 | System Off | 1 | 0
4744 | 4744 | 2012-07-16 15:59 | 16.56 | 19.1 | 19.1 | 16.56 | 171.33 | 133.04 | 63 | 14.16 | 179.53 | 0.79 | 0.74 | 0.72 | 0.05 | 103.1 | 0 | 0 | 49.64 | 0.18908 | 0.056448 | 0.006 | 9.52 | System Off | 1 | 0
4745 | 4745 | 2012-07-16 16:59 | 16.02 | 17.34 | 17.34 | 16.02 | 84.84 | 48.08 | 32 | 13.81 | 91.55 | 0.62 | 0.53 | 0.51 | 0.02 | 34.57 | 0 | 0 | 25.33 | 0.1867 | 0.056448 | 0.003 | 9.38 | System Off | 0 | 0
4746 | 4746 | 2012-07-16 17:59 | 15.48 | 16.02 | 16.02 | 15.48 | 32.25 | 0 | 12 | 14 | 36.32 | 0 | 0 | 0 | 0 | 0 | 0 | 0 | 9.48 | 0.18489 | 0.056448 | 0.001 | 8.33 | System Off | 0 | 0
4747 | 4747 | 2012-07-16 18:59 | 15.61 | 15.68 | 15.68 | 15.61 | 3.88 | 0 | 1 | 20.21 | 4.85 | 0 | 0 | 0 | 0 | 0 | 0 | 0 | 0.73 | 0.1845 | 0.056448 | 0 | 0 | System Off | 0 | 0
4748 | 4748 | 2012-07-16 19:59 | 15.73 | 15.73 | 15.73 | 15.73 | 0 | 0 | 0 | 0 | 0 | 0 | 0 | 0 | 0 | 0 | 0 | 0 | 0 | 0 | 0 | 0 | 0 | System Off | 0 | 0
4749 | 4749 | 2012-07-16 20:59 | 15.86 | 15.86 | 15.86 | 15.86 | 0 | 0 | 0 | 0 | 0 | 0 | 0 | 0 | 0 | 0 | 0 | 0 | 0 | 0 | 0 | 0 | 0 | System Off | 0 | 0
4750 | 4750 | 2012-07-16 21:59 | 16.02 | 16.02 | 16.02 | 16.02 | 0 | 0 | 0 | 0 | 0 | 0 | 0 | 0 | 0 | 0 | 0 | 0 | 0 | 0 | 0 | 0 | 0 | System Off | 0 | 0
4751 | 4751 | 2012-07-16 22:59 | 16.18 | 16.18 | 16.18 | 16.18 | 0 | 0 | 0 | 0 | 0 | 0 | 0 | 0 | 0 | 0 | 0 | 0 | 0 | 0 | 0 | 0 | 0 | System Off | 0 | 0
4752 | 4752 | 2012-07-16 23:59 | 16.34 | 16.34 | 16.34 | 16.34 | 0 | 0 | 0 | 0 | 0 | 0 | 0 | 0 | 0 | 0 | 0 | 0 | 0 | 0 | 0 | 0 | 0 | System Off | 0 | 0
4753 | 4753 | 2012-07-17 00:59 | 15.83 | 15.83 | 15.83 | 15.83 | 0 | 0 | 0 | 0 | 0 | 0 | 0 | 0 | 0 | 0 | 0 | 0 | 0 | 0 | 0 | 0 | 0 | System Off | 0 | 0
4754 | 4754 | 2012-07-17 01:59 | 15.32 | 15.32 | 15.32 | 15.32 | 0 | 0 | 0 | 0 | 0 | 0 | 0 | 0 | 0 | 0 | 0 | 0 | 0 | 0 | 0 | 0 | 0 | System Off | 0 | 0
4755 | 4755 | 2012-07-17 02:59 | 14.82 | 14.82 | 14.82 | 14.82 | 0 | 0 | 0 | 0 | 0 | 0 | 0 | 0 | 0 | 0 | 0 | 0 | 0 | 0 | 0 | 0 | 0 | System Off | 0 | 0
4756 | 4756 | 2012-07-17 03:59 | 14.89 | 14.98 | 14.98 | 14.89 | 5.98 | 0 | 2 | 15.57 | 7.29 | 0 | 0 | 0 | 0 | 0 | 0 | 0 | 1.55 | 0.18354 | 0.056448 | 0 | 0 | System Off | 0 | 0
4757 | 4757 | 2012-07-17 04:59 | 14.97 | 15.39 | 15.39 | 14.97 | 30.09 | 0 | 11 | 14.25 | 33.97 | 0 | 0 | 0 | 0 | 0 | 0 | 0 | 8.66 | 0.18412 | 0.056448 | 0.001 | 9.09 | System Off | 0 | 0
4758 | 4758 | 2012-07-17 05:59 | 15.05 | 17.78 | 17.78 | 15.05 | 208.48 | 169.52 | 76 | 14.29 | 216.49 | 0.79 | 0.78 | 0.77 | 0.06 | 235.94 | 0 | 0 | 59.79 | 0.18761 | 0.056448 | 0.008 | 10.53 | System Off | 1 | 0
4759 | 4759 | 2012-07-17 06:59 | 15.57 | 21.06 | 21.06 | 15.57 | 443.2 | 399.85 | 159 | 14.52 | 447.07 | 0.88 | 0.89 | 0.87 | 0.14 | 364.02 | 0 | 0 | 124.65 | 0.19265 | 0.056448 | 0.016 | 10.06 | System Off | 1 | 0
4760 | 4760 | 2012-07-17 07:59 | 16.1 | 20.37 | 20.37 | 16.1 | 356 | 314.32 | 128 | 14.49 | 362.13 | 0.85 | 0.87 | 0.85 | 0.11 | 225 | 0 | 0 | 100.42 | 0.1918 | 0.056448 | 0.013 | 10.16 | System Off | 1 | 0
4761 | 4761 | 2012-07-17 08:59 | 16.62 | 21.45 | 21.45 | 16.62 | 417.69 | 374.84 | 150 | 14.5 | 422.37 | 0.93 | 0.89 | 0.87 | 0.14 | 238.29 | 0 | 0 | 117.64 | 0.19369 | 0.056448 | 0.015 | 10 | System Off | 1 | 0
4762 | 4762 | 2012-07-17 09:59 | 17.09 | 21.36 | 21.36 | 17.09 | 359.35 | 317.6 | 130 | 14.4 | 365.54 | 0.84 | 0.87 | 0.85 | 0.11 | 193.63 | 0 | 0 | 102.1 | 0.19333 | 0.056448 | 0.013 | 10 | System Off | 1 | 0
4763 | 4763 | 2012-07-17 10:59 | 17.56 | 21.19 | 21.19 | 17.56 | 296.56 | 255.99 | 108 | 14.3 | 304.02 | 0.83 | 0.84 | 0.82 | 0.09 | 157.44 | 0 | 0 | 84.93 | 0.19286 | 0.056448 | 0.011 | 10.19 | System Off | 1 | 0
4764 | 4764 | 2012-07-17 11:59 | 18.03 | 28.11 | 28.11 | 18.03 | 812.13 | 761.28 | 293 | 14.44 | 802.18 | 0.95 | 0.95 | 0.93 | 0.28 | 466.66 | 0 | 0 | 229.74 | 0.20004 | 0.056448 | 0.029 | 9.9 | System Off | 1 | 0
4765 | 4765 | 2012-07-17 12:59 | 18.3 | 26.09 | 26.09 | 18.3 | 615.06 | 568.31 | 222 | 14.43 | 613.53 | 0.94 | 0.93 | 0.91 | 0.21 | 374.88 | 0 | 0 | 174.16 | 0.19673 | 0.056448 | 0.022 | 9.91 | System Off | 1 | 0
4766 | 4766 | 2012-07-17 13:59 | 18.56 | 32.01 | 32.01 | 18.56 | 1042.37 | 986.46 | 379 | 14.32 | 1021.22 | 0.95 | 0.97 | 0.94 | 0.36 | 724.76 | 0 | 0 | 297.39 | 0.20534 | 0.056448 | 0.038 | 10.03 | System Off | 1 | 0
4767 | 4767 | 2012-07-17 14:59 | 18.83 | 28.11 | 28.11 | 18.83 | 704.27 | 655.69 | 255 | 14.38 | 699.27 | 0.94 | 0.94 | 0.92 | 0.24 | 507.14 | 0 | 0 | 200.09 | 0.19923 | 0.056448 | 0.026 | 10.2 | System Off | 1 | 0
4768 | 4768 | 2012-07-17 15:59 | 18.67 | 27.63 | 27.63 | 18.67 | 667.71 | 619.88 | 242 | 14.37 | 664.22 | 0.91 | 0.93 | 0.91 | 0.22 | 480.37 | 0 | 0 | 189.93 | 0.19832 | 0.056448 | 0.024 | 9.92 | System Off | 1 | 0
4769 | 4769 | 2012-07-17 16:59 | 18.51 | 23.8 | 23.8 | 18.51 | 375.26 | 333.22 | 137 | 14.27 | 381.41 | 0.87 | 0.87 | 0.85 | 0.12 | 239.56 | 0 | 0 | 107.74 | 0.19576 | 0.056448 | 0.014 | 10.22 | System Off | 1 | 0
4770 | 4770 | 2012-07-17 17:59 | 18.36 | 20.52 | 20.52 | 18.36 | 151.04 | 113.12 | 56 | 14.05 | 159.28 | 0.71 | 0.71 | 0.69 | 0.04 | 72.32 | 0 | 0 | 44.19 | 0.19128 | 0.056448 | 0.006 | 10.71 | System Off | 0 | 0
4771 | 4771 | 2012-07-17 18:59 | 17.93 | 18 | 18 | 17.93 | 3.83 | 0 | 1 | 19.95 | 4.81 | 0 | 0 | 0 | 0 | 0 | 0 | 0 | 0.73 | 0.18777 | 0.056448 | 0 | 0 | System Off | 0 | 0
4772 | 4772 | 2012-07-17 19:59 | 17.51 | 17.51 | 17.51 | 17.51 | 0 | 0 | 0 | 0 | 0 | 0 | 0 | 0 | 0 | 0 | 0 | 0 | 0 | 0 | 0 | 0 | 0 | System Off | 0 | 0
4773 | 4773 | 2012-07-17 20:59 | 17.08 | 17.08 | 17.08 | 17.08 | 0 | 0 | 0 | 0 | 0 | 0 | 0 | 0 | 0 | 0 | 0 | 0 | 0 | 0 | 0 | 0 | 0 | System Off | 0 | 0
4774 | 4774 | 2012-07-17 21:59 | 16.97 | 16.97 | 16.97 | 16.97 | 0 | 0 | 0 | 0 | 0 | 0 | 0 | 0 | 0 | 0 | 0 | 0 | 0 | 0 | 0 | 0 | 0 | System Off | 0 | 0
4775 | 4775 | 2012-07-17 22:59 | 16.87 | 16.87 | 16.87 | 16.87 | 0 | 0 | 0 | 0 | 0 | 0 | 0 | 0 | 0 | 0 | 0 | 0 | 0 | 0 | 0 | 0 | 0 | System Off | 0 | 0
4776 | 4776 | 2012-07-17 23:59 | 16.76 | 16.76 | 16.76 | 16.76 | 0 | 0 | 0 | 0 | 0 | 0 | 0 | 0 | 0 | 0 | 0 | 0 | 0 | 0 | 0 | 0 | 0 | System Off | 0 | 0
4777 | 4777 | 2012-07-18 00:59 | 16.54 | 16.54 | 16.54 | 16.54 | 0 | 0 | 0 | 0 | 0 | 0 | 0 | 0 | 0 | 0 | 0 | 0 | 0 | 0 | 0 | 0 | 0 | System Off | 0 | 0
4778 | 4778 | 2012-07-18 01:59 | 16.32 | 16.32 | 16.32 | 16.32 | 0 | 0 | 0 | 0 | 0 | 0 | 0 | 0 | 0 | 0 | 0 | 0 | 0 | 0 | 0 | 0 | 0 | System Off | 0 | 0
4779 | 4779 | 2012-07-18 02:59 | 16.11 | 16.11 | 16.11 | 16.11 | 0 | 0 | 0 | 0 | 0 | 0 | 0 | 0 | 0 | 0 | 0 | 0 | 0 | 0 | 0 | 0 | 0 | System Off | 0 | 0
4780 | 4780 | 2012-07-18 03:59 | 16.58 | 17.17 | 17.17 | 16.58 | 33.03 | 0 | 13 | 13.23 | 37.21 | 0 | 0 | 0 | 0 | 0 | 0 | 0 | 10.37 | 0.1865 | 0.056448 | 0.001 | 7.69 | System Off | 0 | 0
4781 | 4781 | 2012-07-18 04:59 | 17.06 | 19.62 | 19.62 | 17.06 | 154.09 | 116.11 | 57 | 14.08 | 162.26 | 0.7 | 0.72 | 0.7 | 0.04 | 243.04 | 0 | 0 | 44.96 | 0.18948 | 0.056448 | 0.006 | 10.53 | System Off | 1 | 0
4782 | 4782 | 2012-07-18 05:59 | 17.54 | 20.48 | 20.48 | 17.54 | 179.77 | 141.33 | 66 | 14.19 | 188.14 | 0.75 | 0.75 | 0.73 | 0.05 | 196.7 | 0 | 0 | 51.98 | 0.19063 | 0.056448 | 0.007 | 10.61 | System Off | 1 | 0
4783 | 4783 | 2012-07-18 06:59 | 18.62 | 25.89 | 25.89 | 18.62 | 478.8 | 434.76 | 175 | 14.25 | 482.28 | 0.91 | 0.9 | 0.88 | 0.16 | 395.8 | 0 | 0 | 137.58 | 0.19476 | 0.056448 | 0.018 | 10.29 | System Off | 1 | 0
4784 | 4784 | 2012-07-18 07:59 | 19.7 | 35.3 | 35.3 | 19.7 | 1089.22 | 1032.25 | 401 | 14.15 | 1065.97 | 0.92 | 0.97 | 0.95 | 0.37 | 738.92 | 0 | 0 | 315.15 | 0.20824 | 0.056448 | 0.04 | 9.98 | System Off | 1 | 0
4785 | 4785 | 2012-07-18 08:59 | 20.78 | 36.27 | 36.27 | 20.78 | 1128.31 | 1070.45 | 416 | 14.13 | 1103 | 0.94 | 0.97 | 0.95 | 0.39 | 680.5 | 0 | 0 | 327.07 | 0.21066 | 0.056448 | 0.042 | 10.1 | System Off | 1 | 0
4786 | 4786 | 2012-07-18 09:59 | 21.4 | 39.16 | 39.16 | 21.4 | 1301.5 | 1239.56 | 484 | 14.01 | 1266.61 | 0.93 | 0.98 | 0.96 | 0.45 | 755.73 | 0 | 0 | 380.97 | 0.21525 | 0.056448 | 0.048 | 9.92 | System Off | 1 | 0
4787 | 4787 | 2012-07-18 10:59 | 22.01 | 42.86 | 42.86 | 22.01 | 1536.96 | 1469.23 | 577 | 13.87 | 1488.32 | 0.92 | 0.99 | 0.96 | 0.53 | 903.61 | 0 | 0 | 454.68 | 0.22121 | 0.056448 | 0.057 | 9.88 | System Off | 1 | 0
4788 | 4788 | 2012-07-18 11:59 | 22.62 | 38.35 | 38.35 | 22.62 | 1177.6 | 1118.59 | 438 | 14 | 1149.76 | 0.91 | 0.97 | 0.95 | 0.4 | 685.69 | 0 | 0 | 344.93 | 0.21466 | 0.056448 | 0.044 | 10.05 | System Off | 1 | 0
4789 | 4789 | 2012-07-18 12:59 | 22.91 | 42.65 | 42.65 | 22.91 | 1490.35 | 1423.79 | 559 | 13.89 | 1444.53 | 0.91 | 0.99 | 0.96 | 0.51 | 939.19 | 0 | 0 | 440.55 | 0.22163 | 0.056448 | 0.056 | 10.02 | System Off | 1 | 0
4790 | 4790 | 2012-07-18 13:59 | 23.2 | 40.1 | 40.1 | 23.2 | 1295.29 | 1233.5 | 483 | 13.97 | 1260.86 | 0.93 | 0.98 | 0.96 | 0.45 | 906.26 | 0 | 0 | 380.48 | 0.21797 | 0.056448 | 0.048 | 9.94 | System Off | 1 | 0
4791 | 4791 | 2012-07-18 14:59 | 23.49 | 34.5 | 34.5 | 23.49 | 852.77 | 801.05 | 315 | 14.1 | 841.76 | 0.92 | 0.95 | 0.93 | 0.29 | 619.57 | 0 | 0 | 248 | 0.20937 | 0.056448 | 0.032 | 10.16 | System Off | 1 | 0
4792 | 4792 | 2012-07-18 15:59 | 22.74 | 32.05 | 32.05 | 22.74 | 681.21 | 633.1 | 251 | 14.14 | 677.83 | 0.91 | 0.93 | 0.91 | 0.23 | 490.61 | 0 | 0 | 197.57 | 0.20482 | 0.056448 | 0.025 | 9.96 | System Off | 1 | 0
4793 | 4793 | 2012-07-18 16:59 | 21.99 | 25.81 | 25.81 | 21.99 | 261.28 | 221.36 | 97 | 14.03 | 269.88 | 0.82 | 0.82 | 0.8 | 0.08 | 159.15 | 0 | 0 | 76.54 | 0.19554 | 0.056448 | 0.01 | 10.31 | System Off | 1 | 0
4794 | 4794 | 2012-07-18 17:59 | 21.24 | 22.6 | 22.6 | 21.24 | 85.01 | 48.25 | 33 | 13.42 | 92.14 | 0.61 | 0.52 | 0.51 | 0.02 | 30.85 | 0 | 0 | 26.25 | 0.19421 | 0.056448 | 0.003 | 9.09 | System Off | 0 | 0
4795 | 4795 | 2012-07-18 18:59 | 20.24 | 20.35 | 20.35 | 20.24 | 5.79 | 0 | 2 | 15.08 | 7.15 | 0 | 0 | 0 | 0 | 0 | 0 | 0 | 1.56 | 0.19111 | 0.056448 | 0 | 0 | System Off | 0 | 0
4796 | 4796 | 2012-07-18 19:59 | 19.23 | 19.23 | 19.23 | 19.23 | 0 | 0 | 0 | 0 | 0 | 0 | 0 | 0 | 0 | 0 | 0 | 0 | 0 | 0 | 0 | 0 | 0 | System Off | 0 | 0
4797 | 4797 | 2012-07-18 20:59 | 18.23 | 18.23 | 18.23 | 18.23 | 0 | 0 | 0 | 0 | 0 | 0 | 0 | 0 | 0 | 0 | 0 | 0 | 0 | 0 | 0 | 0 | 0 | System Off | 0 | 0
4798 | 4798 | 2012-07-18 21:59 | 18.02 | 18.02 | 18.02 | 18.02 | 0 | 0 | 0 | 0 | 0 | 0 | 0 | 0 | 0 | 0 | 0 | 0 | 0 | 0 | 0 | 0 | 0 | System Off | 0 | 0
4799 | 4799 | 2012-07-18 22:59 | 17.8 | 17.8 | 17.8 | 17.8 | 0 | 0 | 0 | 0 | 0 | 0 | 0 | 0 | 0 | 0 | 0 | 0 | 0 | 0 | 0 | 0 | 0 | System Off | 0 | 0
4800 | 4800 | 2012-07-18 23:59 | 17.59 | 17.59 | 17.59 | 17.59 | 0 | 0 | 0 | 0 | 0 | 0 | 0 | 0 | 0 | 0 | 0 | 0 | 0 | 0 | 0 | 0 | 0 | System Off | 0 | 0
4801 | 4801 | 2012-07-19 00:59 | 17.24 | 17.24 | 17.24 | 17.24 | 0 | 0 | 0 | 0 | 0 | 0 | 0 | 0 | 0 | 0 | 0 | 0 | 0 | 0 | 0 | 0 | 0 | System Off | 0 | 0
4802 | 4802 | 2012-07-19 01:59 | 16.88 | 16.88 | 16.88 | 16.88 | 0 | 0 | 0 | 0 | 0 | 0 | 0 | 0 | 0 | 0 | 0 | 0 | 0 | 0 | 0 | 0 | 0 | System Off | 0 | 0
4803 | 4803 | 2012-07-19 02:59 | 16.53 | 16.53 | 16.53 | 16.53 | 0 | 0 | 0 | 0 | 0 | 0 | 0 | 0 | 0 | 0 | 0 | 0 | 0 | 0 | 0 | 0 | 0 | System Off | 0 | 0
4804 | 4804 | 2012-07-19 03:59 | 16.5 | 16.83 | 16.83 | 16.5 | 20.98 | 0 | 8 | 13.66 | 24.14 | 0 | 0 | 0 | 0 | 0 | 0 | 0 | 6.35 | 0.18612 | 0.056448 | 0.001 | 12.5 | System Off | 0 | 0
4805 | 4805 | 2012-07-19 04:59 | 16.47 | 17.97 | 17.97 | 16.47 | 105.66 | 68.53 | 39 | 14.11 | 112.98 | 0.5 | 0.61 | 0.59 | 0.02 | 143.45 | 0 | 0 | 30.76 | 0.1877 | 0.056448 | 0.004 | 10.26 | System Off | 1 | 0
4806 | 4806 | 2012-07-19 05:59 | 16.45 | 19.4 | 19.4 | 16.45 | 216.6 | 177.5 | 79 | 14.28 | 224.76 | 0.75 | 0.79 | 0.77 | 0.06 | 247.04 | 0 | 0 | 62.15 | 0.18975 | 0.056448 | 0.008 | 10.13 | System Off | 1 | 0
4807 | 4807 | 2012-07-19 06:59 | 16.68 | 24.65 | 24.65 | 16.68 | 630.04 | 582.99 | 226 | 14.52 | 627.72 | 0.93 | 0.93 | 0.91 | 0.21 | 530.75 | 0 | 0 | 177.08 | 0.19458 | 0.056448 | 0.023 | 10.18 | System Off | 1 | 0
4808 | 4808 | 2012-07-19 07:59 | 16.92 | 28.17 | 28.17 | 16.92 | 946.88 | 893.11 | 340 | 14.5 | 930.23 | 0.94 | 0.96 | 0.94 | 0.32 | 639.32 | 0 | 0 | 266.33 | 0.20085 | 0.056448 | 0.034 | 10 | System Off | 1 | 0
4809 | 4809 | 2012-07-19 08:59 | 17.15 | 20.17 | 20.17 | 17.15 | 261.58 | 221.66 | 95 | 14.34 | 269.42 | 0.84 | 0.82 | 0.8 | 0.08 | 140.91 | 0 | 0 | 74.68 | 0.19159 | 0.056448 | 0.01 | 10.53 | System Off | 1 | 0
4810 | 4810 | 2012-07-19 09:59 | 17.52 | 30.29 | 30.29 | 17.52 | 1122.22 | 1064.49 | 404 | 14.47 | 1096.59 | 0.96 | 0.97 | 0.95 | 0.39 | 648.99 | 0 | 0 | 316.56 | 0.20508 | 0.056448 | 0.04 | 9.9 | System Off | 1 | 0
4811 | 4811 | 2012-07-19 10:59 | 17.88 | 29.77 | 29.77 | 17.88 | 1037.74 | 981.94 | 374 | 14.45 | 1016.57 | 0.96 | 0.97 | 0.94 | 0.36 | 603.91 | 0 | 0 | 293.15 | 0.20405 | 0.056448 | 0.037 | 9.89 | System Off | 1 | 0
4812 | 4812 | 2012-07-19 11:59 | 18.24 | 26.54 | 26.54 | 18.24 | 719.63 | 670.73 | 259 | 14.47 | 713.71 | 0.92 | 0.94 | 0.92 | 0.24 | 411.16 | 0 | 0 | 203.09 | 0.19857 | 0.056448 | 0.026 | 10.04 | System Off | 1 | 0
4813 | 4813 | 2012-07-19 12:59 | 18.23 | 24.78 | 24.78 | 18.23 | 559.59 | 513.95 | 202 | 14.43 | 560.04 | 0.94 | 0.92 | 0.9 | 0.19 | 339.02 | 0 | 0 | 158.52 | 0.19559 | 0.056448 | 0.02 | 9.9 | System Off | 1 | 0
4814 | 4814 | 2012-07-19 13:59 | 18.21 | 22.09 | 22.09 | 18.21 | 324.35 | 283.26 | 118 | 14.32 | 331.4 | 0.84 | 0.85 | 0.84 | 0.1 | 208.11 | 0 | 0 | 92.78 | 0.19432 | 0.056448 | 0.012 | 10.17 | System Off | 1 | 0
4815 | 4815 | 2012-07-19 14:59 | 18.2 | 21.04 | 21.04 | 18.2 | 231.77 | 192.39 | 85 | 14.2 | 240.03 | 0.82 | 0.8 | 0.78 | 0.07 | 148.8 | 0 | 0 | 66.94 | 0.19258 | 0.056448 | 0.009 | 10.59 | System Off | 1 | 0
4816 | 4816 | 2012-07-19 15:59 | 17.59 | 26.22 | 26.22 | 17.59 | 693.34 | 644.98 | 250 | 14.44 | 688.53 | 0.92 | 0.94 | 0.92 | 0.23 | 499.82 | 0 | 0 | 196.06 | 0.19716 | 0.056448 | 0.025 | 10 | System Off | 1 | 0
4817 | 4817 | 2012-07-19 16:59 | 16.98 | 19.59 | 19.59 | 16.98 | 197.22 | 158.47 | 72 | 14.27 | 205.49 | 0.82 | 0.77 | 0.75 | 0.06 | 113.93 | 0 | 0 | 56.66 | 0.19014 | 0.056448 | 0.007 | 9.72 | System Off | 1 | 0
4818 | 4818 | 2012-07-19 17:59 | 16.38 | 17.9 | 17.9 | 16.38 | 108.05 | 70.88 | 40 | 14.07 | 115.41 | 0.74 | 0.61 | 0.6 | 0.03 | 45.31 | 0 | 0 | 31.56 | 0.18762 | 0.056448 | 0.004 | 10 | System Off | 0 | 0
4819 | 4819 | 2012-07-19 18:59 | 15.79 | 15.92 | 15.92 | 15.79 | 8.05 | 0 | 3 | 13.98 | 9.69 | 0 | 0 | 0 | 0 | 0 | 0 | 0 | 2.37 | 0.18486 | 0.056448 | 0 | 0 | System Off | 0 | 0
4820 | 4820 | 2012-07-19 19:59 | 15.19 | 15.19 | 15.19 | 15.19 | 0 | 0 | 0 | 0 | 0 | 0 | 0 | 0 | 0 | 0 | 0 | 0 | 0 | 0 | 0 | 0 | 0 | System Off | 0 | 0
4821 | 4821 | 2012-07-19 20:59 | 14.6 | 14.6 | 14.6 | 14.6 | 0 | 0 | 0 | 0 | 0 | 0 | 0 | 0 | 0 | 0 | 0 | 0 | 0 | 0 | 0 | 0 | 0 | System Off | 0 | 0
4822 | 4822 | 2012-07-19 21:59 | 14.42 | 14.42 | 14.42 | 14.42 | 0 | 0 | 0 | 0 | 0 | 0 | 0 | 0 | 0 | 0 | 0 | 0 | 0 | 0 | 0 | 0 | 0 | System Off | 0 | 0
4823 | 4823 | 2012-07-19 22:59 | 14.24 | 14.24 | 14.24 | 14.24 | 0 | 0 | 0 | 0 | 0 | 0 | 0 | 0 | 0 | 0 | 0 | 0 | 0 | 0 | 0 | 0 | 0 | System Off | 0 | 0
4824 | 4824 | 2012-07-19 23:59 | 14.06 | 14.06 | 14.06 | 14.06 | 0 | 0 | 0 | 0 | 0 | 0 | 0 | 0 | 0 | 0 | 0 | 0 | 0 | 0 | 0 | 0 | 0 | System Off | 0 | 0
4825 | 4825 | 2012-07-20 00:59 | 13.67 | 13.67 | 13.67 | 13.67 | 0 | 0 | 0 | 0 | 0 | 0 | 0 | 0 | 0 | 0 | 0 | 0 | 0 | 0 | 0 | 0 | 0 | System Off | 0 | 0
4826 | 4826 | 2012-07-20 01:59 | 13.28 | 13.28 | 13.28 | 13.28 | 0 | 0 | 0 | 0 | 0 | 0 | 0 | 0 | 0 | 0 | 0 | 0 | 0 | 0 | 0 | 0 | 0 | System Off | 0 | 0
4827 | 4827 | 2012-07-20 02:59 | 12.89 | 12.89 | 12.89 | 12.89 | 0 | 0 | 0 | 0 | 0 | 0 | 0 | 0 | 0 | 0 | 0 | 0 | 0 | 0 | 0 | 0 | 0 | System Off | 0 | 0
4828 | 4828 | 2012-07-20 03:59 | 13.19 | 13.27 | 13.27 | 13.19 | 3.94 | 0 | 1 | 20.52 | 4.89 | 0 | 0 | 0 | 0 | 0 | 0 | 0 | 0.72 | 0.18112 | 0.056448 | 0 | 0 | System Off | 0 | 0
4829 | 4829 | 2012-07-20 04:59 | 13.5 | 15.03 | 15.03 | 13.5 | 85.76 | 48.99 | 32 | 13.96 | 92.33 | 0.62 | 0.53 | 0.52 | 0.02 | 102.54 | 0 | 0 | 25.28 | 0.18316 | 0.056448 | 0.003 | 9.38 | System Off | 1 | 0
4830 | 4830 | 2012-07-20 05:59 | 13.81 | 15.37 | 15.37 | 13.81 | 87.99 | 51.17 | 33 | 13.89 | 94.65 | 0.61 | 0.54 | 0.53 | 0.02 | 71.22 | 0 | 0 | 26.1 | 0.18365 | 0.056448 | 0.003 | 9.09 | System Off | 1 | 0
4831 | 4831 | 2012-07-20 06:59 | 14.53 | 19.54 | 19.54 | 14.53 | 288.99 | 248.56 | 105 | 14.33 | 296.34 | 0.86 | 0.84 | 0.82 | 0.09 | 226.28 | 0 | 0 | 82.49 | 0.18837 | 0.056448 | 0.011 | 10.48 | System Off | 1 | 0
4832 | 4832 | 2012-07-20 07:59 | 15.25 | 24.79 | 24.79 | 15.25 | 547.06 | 501.68 | 198 | 14.39 | 547.98 | 0.91 | 0.92 | 0.9 | 0.18 | 359.12 | 0 | 0 | 155.28 | 0.19422 | 0.056448 | 0.02 | 10.1 | System Off | 1 | 0
4833 | 4833 | 2012-07-20 08:59 | 15.97 | 29.06 | 29.06 | 15.97 | 740.21 | 690.88 | 269 | 14.33 | 733.76 | 0.93 | 0.94 | 0.92 | 0.25 | 439.2 | 0 | 0 | 210.93 | 0.19579 | 0.056448 | 0.027 | 10.04 | System Off | 1 | 0
4834 | 4834 | 2012-07-20 09:59 | 16.53 | 32.21 | 32.21 | 16.53 | 904.62 | 851.77 | 331 | 14.23 | 890.74 | 0.94 | 0.96 | 0.93 | 0.31 | 519.3 | 0 | 0 | 259.72 | 0.19984 | 0.056448 | 0.033 | 9.97 | System Off | 1 | 0
4835 | 4835 | 2012-07-20 10:59 | 17.08 | 45.82 | 45.82 | 17.08 | 1661.09 | 1590.18 | 630 | 13.73 | 1605.02 | 0.92 | 0.99 | 0.97 | 0.58 | 978 | 0 | 0 | 496.04 | 0.21643 | 0.056448 | 0.062 | 9.84 | System Off | 1 | 0
4836 | 4836 | 2012-07-20 11:59 | 17.63 | 32.72 | 32.72 | 17.63 | 911.24 | 858.25 | 334 | 14.21 | 897.05 | 0.93 | 0.96 | 0.93 | 0.31 | 526.1 | 0 | 0 | 262.22 | 0.20162 | 0.056448 | 0.034 | 10.18 | System Off | 1 | 0
4837 | 4837 | 2012-07-20 12:59 | 17.25 | 30.35 | 30.35 | 17.25 | 785.15 | 734.87 | 286 | 14.3 | 776.79 | 0.94 | 0.95 | 0.92 | 0.27 | 484.75 | 0 | 0 | 224.38 | 0.19854 | 0.056448 | 0.029 | 10.14 | System Off | 1 | 0
4838 | 4838 | 2012-07-20 13:59 | 16.86 | 31.91 | 31.91 | 16.86 | 892.44 | 839.86 | 326 | 14.26 | 879.12 | 0.92 | 0.96 | 0.93 | 0.3 | 617.05 | 0 | 0 | 255.77 | 0.20006 | 0.056448 | 0.033 | 10.12 | System Off | 1 | 0
4839 | 4839 | 2012-07-20 14:59 | 16.48 | 26.69 | 26.69 | 16.48 | 600.43 | 553.98 | 218 | 14.35 | 599.57 | 0.92 | 0.92 | 0.9 | 0.2 | 428.47 | 0 | 0 | 171.04 | 0.19705 | 0.056448 | 0.022 | 10.09 | System Off | 1 | 0
4840 | 4840 | 2012-07-20 15:59 | 15.91 | 18.21 | 18.21 | 15.91 | 129.13 | 91.59 | 48 | 14.01 | 136.89 | 0.62 | 0.67 | 0.65 | 0.03 | 70.98 | 0 | 0 | 37.89 | 0.18738 | 0.056448 | 0.005 | 10.42 | System Off | 1 | 0
4841 | 4841 | 2012-07-20 16:59 | 15.34 | 17.52 | 17.52 | 15.34 | 120.05 | 82.68 | 44 | 14.21 | 127.61 | 0.67 | 0.65 | 0.63 | 0.03 | 59.44 | 0 | 0 | 34.65 | 0.18636 | 0.056448 | 0.005 | 11.36 | System Off | 0 | 0
4842 | 4842 | 2012-07-20 17:59 | 14.77 | 15.27 | 15.27 | 14.77 | 25.61 | 0 | 10 | 13.34 | 29.13 | 0 | 0 | 0 | 0 | 0 | 0 | 0 | 7.97 | 0.1838 | 0.056448 | 0.001 | 10 | System Off | 0 | 0
4843 | 4843 | 2012-07-20 18:59 | 13.93 | 13.97 | 13.97 | 13.93 | 1.89 | 0 | 0 | 0 | 0 | 0 | 0 | 0 | 0 | 0 | 0 | 0 | -0.1 | 0.18209 | 0.056448 | 0 |  | System Off | 0 | 0
4844 | 4844 | 2012-07-20 19:59 | 13.09 | 13.09 | 13.09 | 13.09 | 0 | 0 | 0 | 0 | 0 | 0 | 0 | 0 | 0 | 0 | 0 | 0 | 0 | 0 | 0 | 0 | 0 | System Off | 0 | 0
4845 | 4845 | 2012-07-20 20:59 | 12.25 | 12.25 | 12.25 | 12.25 | 0 | 0 | 0 | 0 | 0 | 0 | 0 | 0 | 0 | 0 | 0 | 0 | 0 | 0 | 0 | 0 | 0 | System Off | 0 | 0
4846 | 4846 | 2012-07-20 21:59 | 11.95 | 11.95 | 11.95 | 11.95 | 0 | 0 | 0 | 0 | 0 | 0 | 0 | 0 | 0 | 0 | 0 | 0 | 0 | 0 | 0 | 0 | 0 | System Off | 0 | 0
4847 | 4847 | 2012-07-20 22:59 | 11.64 | 11.64 | 11.64 | 11.64 | 0 | 0 | 0 | 0 | 0 | 0 | 0 | 0 | 0 | 0 | 0 | 0 | 0 | 0 | 0 | 0 | 0 | System Off | 0 | 0
4848 | 4848 | 2012-07-20 23:59 | 11.34 | 11.34 | 11.34 | 11.34 | 0 | 0 | 0 | 0 | 0 | 0 | 0 | 0 | 0 | 0 | 0 | 0 | 0 | 0 | 0 | 0 | 0 | System Off | 0 | 0
4849 | 4849 | 2012-07-21 00:59 | 11 | 11 | 11 | 11 | 0 | 0 | 0 | 0 | 0 | 0 | 0 | 0 | 0 | 0 | 0 | 0 | 0 | 0 | 0 | 0 | 0 | System Off | 0 | 0
4850 | 4850 | 2012-07-21 01:59 | 10.66 | 10.66 | 10.66 | 10.66 | 0 | 0 | 0 | 0 | 0 | 0 | 0 | 0 | 0 | 0 | 0 | 0 | 0 | 0 | 0 | 0 | 0 | System Off | 0 | 0
4851 | 4851 | 2012-07-21 02:59 | 10.33 | 10.33 | 10.33 | 10.33 | 0 | 0 | 0 | 0 | 0 | 0 | 0 | 0 | 0 | 0 | 0 | 0 | 0 | 0 | 0 | 0 | 0 | System Off | 0 | 0
4852 | 4852 | 2012-07-21 03:59 | 11.03 | 11.33 | 11.33 | 11.03 | 14.85 | 0 | 5 | 15.47 | 17.24 | 0 | 0 | 0 | 0 | 0 | 0 | 0 | 3.88 | 0.17833 | 0.056448 | 0.001 | 20 | System Off | 0 | 0
4853 | 4853 | 2012-07-21 04:59 | 11.73 | 15.05 | 15.05 | 11.73 | 184.54 | 146.02 | 67 | 14.35 | 192.32 | 0.75 | 0.76 | 0.74 | 0.05 | 305.64 | 0 | 0 | 52.65 | 0.18248 | 0.056448 | 0.007 | 10.45 | System Off | 1 | 0
4854 | 4854 | 2012-07-21 05:59 | 12.44 | 18.91 | 18.91 | 12.44 | 351.33 | 309.74 | 126 | 14.52 | 357.36 | 0.87 | 0.87 | 0.85 | 0.11 | 431.09 | 0 | 0 | 98.71 | 0.18648 | 0.056448 | 0.013 | 10.32 | System Off | 1 | 0
4855 | 4855 | 2012-07-21 06:59 | 13.25 | 24.38 | 24.38 | 13.25 | 653.4 | 605.86 | 234 | 14.54 | 650.06 | 0.94 | 0.93 | 0.91 | 0.22 | 551.57 | 0 | 0 | 183.08 | 0.19318 | 0.056448 | 0.024 | 10.26 | System Off | 1 | 0
4856 | 4856 | 2012-07-21 07:59 | 14.06 | 27.58 | 27.58 | 14.06 | 839.12 | 787.69 | 302 | 14.47 | 827.79 | 0.93 | 0.95 | 0.93 | 0.28 | 563.86 | 0 | 0 | 236.4 | 0.19471 | 0.056448 | 0.03 | 9.93 | System Off | 1 | 0
4857 | 4857 | 2012-07-21 08:59 | 14.87 | 33.69 | 33.69 | 14.87 | 1211.22 | 1151.42 | 441 | 14.3 | 1180.96 | 0.95 | 0.97 | 0.95 | 0.42 | 731.98 | 0 | 0 | 345.56 | 0.20309 | 0.056448 | 0.044 | 9.98 | System Off | 1 | 0
4858 | 4858 | 2012-07-21 09:59 | 15.26 | 35.49 | 35.49 | 15.26 | 1301.94 | 1239.99 | 477 | 14.22 | 1266.66 | 0.94 | 0.98 | 0.96 | 0.45 | 755.99 | 0 | 0 | 374.09 | 0.20556 | 0.056448 | 0.047 | 9.85 | System Off | 1 | 0
4859 | 4859 | 2012-07-21 10:59 | 15.64 | 21.55 | 21.55 | 15.64 | 383.38 | 341.18 | 138 | 14.47 | 389.01 | 0.86 | 0.88 | 0.86 | 0.12 | 209.83 | 0 | 0 | 108.22 | 0.19166 | 0.056448 | 0.014 | 10.14 | System Off | 1 | 0
4860 | 4860 | 2012-07-21 11:59 | 16.03 | 35.47 | 35.47 | 16.03 | 1261.99 | 1201 | 462 | 14.23 | 1229.02 | 0.93 | 0.98 | 0.95 | 0.43 | 736.21 | 0 | 0 | 362.34 | 0.20592 | 0.056448 | 0.046 | 9.96 | System Off | 1 | 0
4861 | 4861 | 2012-07-21 12:59 | 16.27 | 20.36 | 20.36 | 16.27 | 266.19 | 226.18 | 97 | 14.29 | 273.99 | 0.82 | 0.83 | 0.81 | 0.08 | 149.2 | 0 | 0 | 76.27 | 0.19044 | 0.056448 | 0.01 | 10.31 | System Off | 1 | 0
4862 | 4862 | 2012-07-21 13:59 | 16.51 | 22.97 | 22.97 | 16.51 | 427.14 | 384.11 | 154 | 14.45 | 431.76 | 0.9 | 0.89 | 0.87 | 0.14 | 282.21 | 0 | 0 | 120.79 | 0.19374 | 0.056448 | 0.016 | 10.39 | System Off | 1 | 0
4863 | 4863 | 2012-07-21 14:59 | 16.75 | 27.91 | 27.91 | 16.75 | 745.43 | 695.99 | 270 | 14.38 | 738.56 | 0.93 | 0.94 | 0.92 | 0.25 | 538.31 | 0 | 0 | 211.74 | 0.19698 | 0.056448 | 0.027 | 10 | System Off | 1 | 0
4864 | 4864 | 2012-07-21 15:59 | 16.49 | 24.23 | 24.23 | 16.49 | 497.34 | 452.94 | 180 | 14.39 | 499.93 | 0.89 | 0.91 | 0.89 | 0.16 | 351 | 0 | 0 | 141.24 | 0.19508 | 0.056448 | 0.018 | 10 | System Off | 1 | 0
4865 | 4865 | 2012-07-21 16:59 | 16.24 | 21.11 | 21.11 | 16.24 | 298.21 | 257.61 | 108 | 14.38 | 305.63 | 0.83 | 0.84 | 0.82 | 0.09 | 185.21 | 0 | 0 | 84.81 | 0.19096 | 0.056448 | 0.011 | 10.19 | System Off | 1 | 0
4866 | 4866 | 2012-07-21 17:59 | 15.99 | 18.73 | 18.73 | 15.99 | 159.05 | 120.99 | 59 | 14.04 | 167.16 | 0.68 | 0.72 | 0.71 | 0.04 | 77.35 | 0 | 0 | 46.55 | 0.18807 | 0.056448 | 0.006 | 10.17 | System Off | 1 | 0
4867 | 4867 | 2012-07-21 18:59 | 14.97 | 14.97 | 14.97 | 14.97 | 0 | 0 | 0 | 0 | 0 | 0 | 0 | 0 | 0 | 0 | 0 | 0 | 0 | 0 | 0 | 0 | 0 | System Off | 0 | 0
4868 | 4868 | 2012-07-21 19:59 | 13.95 | 13.95 | 13.95 | 13.95 | 0 | 0 | 0 | 0 | 0 | 0 | 0 | 0 | 0 | 0 | 0 | 0 | 0 | 0 | 0 | 0 | 0 | System Off | 0 | 0
4869 | 4869 | 2012-07-21 20:59 | 12.93 | 12.93 | 12.93 | 12.93 | 0 | 0 | 0 | 0 | 0 | 0 | 0 | 0 | 0 | 0 | 0 | 0 | 0 | 0 | 0 | 0 | 0 | System Off | 0 | 0
4870 | 4870 | 2012-07-21 21:59 | 12.28 | 12.28 | 12.28 | 12.28 | 0 | 0 | 0 | 0 | 0 | 0 | 0 | 0 | 0 | 0 | 0 | 0 | 0 | 0 | 0 | 0 | 0 | System Off | 0 | 0
4871 | 4871 | 2012-07-21 22:59 | 11.63 | 11.63 | 11.63 | 11.63 | 0 | 0 | 0 | 0 | 0 | 0 | 0 | 0 | 0 | 0 | 0 | 0 | 0 | 0 | 0 | 0 | 0 | System Off | 0 | 0
4872 | 4872 | 2012-07-21 23:59 | 10.98 | 10.98 | 10.98 | 10.98 | 0 | 0 | 0 | 0 | 0 | 0 | 0 | 0 | 0 | 0 | 0 | 0 | 0 | 0 | 0 | 0 | 0 | System Off | 0 | 0
4873 | 4873 | 2012-07-22 00:59 | 10.42 | 10.42 | 10.42 | 10.42 | 0 | 0 | 0 | 0 | 0 | 0 | 0 | 0 | 0 | 0 | 0 | 0 | 0 | 0 | 0 | 0 | 0 | System Off | 0 | 0
4874 | 4874 | 2012-07-22 01:59 | 9.85 | 9.85 | 9.85 | 9.85 | 0 | 0 | 0 | 0 | 0 | 0 | 0 | 0 | 0 | 0 | 0 | 0 | 0 | 0 | 0 | 0 | 0 | System Off | 0 | 0
4875 | 4875 | 2012-07-22 02:59 | 9.29 | 9.29 | 9.29 | 9.29 | 0 | 0 | 0 | 0 | 0 | 0 | 0 | 0 | 0 | 0 | 0 | 0 | 0 | 0 | 0 | 0 | 0 | System Off | 0 | 0
4876 | 4876 | 2012-07-22 03:59 | 10.35 | 10.44 | 10.44 | 10.35 | 4 | 0 | 1 | 20.83 | 4.94 | 0 | 0 | 0 | 0 | 0 | 0 | 0 | 0.72 | 0.17719 | 0.056448 | 0 | 0 | System Off | 0 | 0
4877 | 4877 | 2012-07-22 04:59 | 11.42 | 14.87 | 14.87 | 11.42 | 165.45 | 127.27 | 60 | 14.36 | 173.2 | 0.83 | 0.73 | 0.72 | 0.05 | 266.41 | 0 | 0 | 47.14 | 0.18168 | 0.056448 | 0.006 | 10 | System Off | 1 | 0
4878 | 4878 | 2012-07-22 05:59 | 12.49 | 19.28 | 19.28 | 12.49 | 291.81 | 251.33 | 105 | 14.47 | 299.08 | 0.85 | 0.84 | 0.82 | 0.09 | 349.8 | 0 | 0 | 82.29 | 0.18548 | 0.056448 | 0.011 | 10.48 | System Off | 1 | 0
4879 | 4879 | 2012-07-22 06:59 | 13.92 | 26.92 | 26.92 | 13.92 | 614.04 | 567.31 | 223 | 14.34 | 612.67 | 0.94 | 0.93 | 0.91 | 0.21 | 516.47 | 0 | 0 | 174.79 | 0.19359 | 0.056448 | 0.023 | 10.31 | System Off | 1 | 0
4880 | 4880 | 2012-07-22 07:59 | 15.35 | 36.86 | 36.86 | 15.35 | 1064.65 | 1008.24 | 394 | 14.07 | 1042.99 | 0.91 | 0.97 | 0.94 | 0.36 | 721.73 | 0 | 0 | 309.23 | 0.20139 | 0.056448 | 0.039 | 9.9 | System Off | 1 | 0
4881 | 4881 | 2012-07-22 08:59 | 16.78 | 39.07 | 39.07 | 16.78 | 1128.95 | 1071.07 | 421 | 13.97 | 1103.94 | 0.92 | 0.97 | 0.95 | 0.39 | 680.9 | 0 | 0 | 330.84 | 0.20494 | 0.056448 | 0.042 | 9.98 | System Off | 1 | 0
4882 | 4882 | 2012-07-22 09:59 | 17.53 | 45.74 | 45.74 | 17.53 | 1357.84 | 1294.54 | 518 | 13.65 | 1320.29 | 0.91 | 0.98 | 0.96 | 0.47 | 789.25 | 0 | 0 | 408.05 | 0.21122 | 0.056448 | 0.052 | 10.04 | System Off | 1 | 0
4883 | 4883 | 2012-07-22 10:59 | 18.28 | 49.44 | 49.44 | 18.28 | 1429.56 | 1364.51 | 553 | 13.46 | 1388.08 | 0.89 | 0.98 | 0.96 | 0.49 | 839.2 | 0 | 0 | 436.28 | 0.21424 | 0.056448 | 0.055 | 9.95 | System Off | 1 | 0
4884 | 4884 | 2012-07-22 11:59 | 19.03 | 63.83 | 63.83 | 19.03 | 1904.79 | 1827.41 | 777 | 12.77 | 1833.93 | 0.85 | 1 | 0.97 | 0.66 | 1120.19 | 0 | 0 | 616.21 | 0.22346 | 0.056448 | 0.077 | 9.91 | System Off | 1 | 0
4885 | 4885 | 2012-07-22 12:59 | 19.29 | 60.94 | 60.94 | 19.29 | 1793.78 | 1719.39 | 724 | 12.9 | 1730.04 | 0.86 | 0.99 | 0.97 | 0.62 | 1134.18 | 0 | 0 | 573.66 | 0.221 | 0.056448 | 0.072 | 9.94 | System Off | 1 | 0
4886 | 4886 | 2012-07-22 13:59 | 19.55 | 54.37 | 54.37 | 19.55 | 1539.92 | 1472.11 | 607 | 13.21 | 1492.08 | 0.87 | 0.99 | 0.96 | 0.53 | 1081.57 | 0 | 0 | 479.92 | 0.21913 | 0.056448 | 0.06 | 9.88 | System Off | 1 | 0
4887 | 4887 | 2012-07-22 14:59 | 19.82 | 44.06 | 44.06 | 19.82 | 1102.1 | 1044.84 | 420 | 13.67 | 1079.27 | 0.9 | 0.97 | 0.94 | 0.38 | 808.12 | 0 | 0 | 331.06 | 0.20949 | 0.056448 | 0.042 | 10 | System Off | 1 | 0
4888 | 4888 | 2012-07-22 15:59 | 19.36 | 33.44 | 33.44 | 19.36 | 663.53 | 615.79 | 247 | 13.99 | 661.15 | 0.89 | 0.93 | 0.91 | 0.22 | 477.19 | 0 | 0 | 194.42 | 0.19963 | 0.056448 | 0.025 | 10.12 | System Off | 1 | 0
4889 | 4889 | 2012-07-22 16:59 | 18.91 | 25.49 | 25.49 | 18.91 | 300.87 | 260.22 | 111 | 14.12 | 308.85 | 0.8 | 0.84 | 0.82 | 0.09 | 187.09 | 0 | 0 | 87.4 | 0.19497 | 0.056448 | 0.011 | 9.91 | System Off | 1 | 0
4890 | 4890 | 2012-07-22 17:59 | 18.46 | 21.25 | 21.25 | 18.46 | 137.71 | 100.02 | 52 | 13.79 | 145.88 | 0.77 | 0.69 | 0.67 | 0.04 | 63.94 | 0 | 0 | 41.16 | 0.19122 | 0.056448 | 0.005 | 9.62 | System Off | 0 | 0
4891 | 4891 | 2012-07-22 18:59 | 16.67 | 16.67 | 16.67 | 16.67 | 0 | 0 | 0 | 0 | 0 | 0 | 0 | 0 | 0 | 0 | 0 | 0 | 0 | 0 | 0 | 0 | 0 | System Off | 0 | 0
4892 | 4892 | 2012-07-22 19:59 | 14.87 | 14.87 | 14.87 | 14.87 | 0 | 0 | 0 | 0 | 0 | 0 | 0 | 0 | 0 | 0 | 0 | 0 | 0 | 0 | 0 | 0 | 0 | System Off | 0 | 0
4893 | 4893 | 2012-07-22 20:59 | 13.08 | 13.08 | 13.08 | 13.08 | 0 | 0 | 0 | 0 | 0 | 0 | 0 | 0 | 0 | 0 | 0 | 0 | 0 | 0 | 0 | 0 | 0 | System Off | 0 | 0
4894 | 4894 | 2012-07-22 21:59 | 12.68 | 12.68 | 12.68 | 12.68 | 0 | 0 | 0 | 0 | 0 | 0 | 0 | 0 | 0 | 0 | 0 | 0 | 0 | 0 | 0 | 0 | 0 | System Off | 0 | 0
4895 | 4895 | 2012-07-22 22:59 | 12.27 | 12.27 | 12.27 | 12.27 | 0 | 0 | 0 | 0 | 0 | 0 | 0 | 0 | 0 | 0 | 0 | 0 | 0 | 0 | 0 | 0 | 0 | System Off | 0 | 0
4896 | 4896 | 2012-07-22 23:59 | 11.87 | 11.87 | 11.87 | 11.87 | 0 | 0 | 0 | 0 | 0 | 0 | 0 | 0 | 0 | 0 | 0 | 0 | 0 | 0 | 0 | 0 | 0 | System Off | 0 | 0
4897 | 4897 | 2012-07-23 00:59 | 11.33 | 11.33 | 11.33 | 11.33 | 0 | 0 | 0 | 0 | 0 | 0 | 0 | 0 | 0 | 0 | 0 | 0 | 0 | 0 | 0 | 0 | 0 | System Off | 0 | 0
4898 | 4898 | 2012-07-23 01:59 | 10.79 | 10.79 | 10.79 | 10.79 | 0 | 0 | 0 | 0 | 0 | 0 | 0 | 0 | 0 | 0 | 0 | 0 | 0 | 0 | 0 | 0 | 0 | System Off | 0 | 0
4899 | 4899 | 2012-07-23 02:59 | 10.26 | 10.26 | 10.26 | 10.26 | 0 | 0 | 0 | 0 | 0 | 0 | 0 | 0 | 0 | 0 | 0 | 0 | 0 | 0 | 0 | 0 | 0 | System Off | 0 | 0
4900 | 4900 | 2012-07-23 03:59 | 11.5 | 11.83 | 11.83 | 11.5 | 17.04 | 0 | 6 | 14.79 | 19.67 | 0 | 0 | 0 | 0 | 0 | 0 | 0 | 4.69 | 0.17904 | 0.056448 | 0.001 | 16.67 | System Off | 0 | 0
4901 | 4901 | 2012-07-23 04:59 | 12.74 | 15.32 | 15.32 | 12.74 | 148.1 | 110.23 | 54 | 14.28 | 155.79 | 0.74 | 0.71 | 0.69 | 0.04 | 230.74 | 0 | 0 | 42.48 | 0.18322 | 0.056448 | 0.006 | 11.11 | System Off | 1 | 0
4902 | 4902 | 2012-07-23 05:59 | 13.98 | 18.88 | 18.88 | 13.98 | 262.11 | 222.18 | 95 | 14.37 | 269.77 | 0.84 | 0.82 | 0.81 | 0.08 | 309.22 | 0 | 0 | 74.6 | 0.18707 | 0.056448 | 0.01 | 10.53 | System Off | 1 | 0
4903 | 4903 | 2012-07-23 06:59 | 15.95 | 26.41 | 26.41 | 15.95 | 606.61 | 560.03 | 220 | 14.36 | 605.46 | 0.91 | 0.92 | 0.9 | 0.2 | 509.85 | 0 | 0 | 172.56 | 0.19638 | 0.056448 | 0.022 | 10 | System Off | 1 | 0
4904 | 4904 | 2012-07-23 07:59 | 17.91 | 36.15 | 36.15 | 17.91 | 1078.44 | 1021.71 | 398 | 14.11 | 1055.91 | 0.93 | 0.97 | 0.95 | 0.37 | 731.38 | 0 | 0 | 312.61 | 0.2054 | 0.056448 | 0.04 | 10.05 | System Off | 1 | 0
4905 | 4905 | 2012-07-23 08:59 | 19.88 | 46.44 | 46.44 | 19.88 | 1541.82 | 1473.97 | 587 | 13.68 | 1493.15 | 0.9 | 0.99 | 0.96 | 0.53 | 937.03 | 0 | 0 | 462.74 | 0.21847 | 0.056448 | 0.058 | 9.88 | System Off | 1 | 0
4906 | 4906 | 2012-07-23 09:59 | 20.64 | 54.55 | 54.55 | 20.64 | 1940.41 | 1862.06 | 760 | 13.3 | 1867.04 | 0.88 | 1 | 0.97 | 0.67 | 1135.25 | 0 | 0 | 601.06 | 0.22494 | 0.056448 | 0.075 | 9.87 | System Off | 1 | 0
4907 | 4907 | 2012-07-23 10:59 | 21.39 | 59.87 | 59.87 | 21.39 | 2181.95 | 2096.82 | 872 | 13.03 | 2093.2 | 0.87 | 1 | 0.98 | 0.76 | 1289.59 | 0 | 0 | 691.27 | 0.21951 | 0.056448 | 0.086 | 9.86 | System Off | 1 | 0
4908 | 4908 | 2012-07-23 11:59 | 22.15 | 59.83 | 59.83 | 22.15 | 2151.16 | 2066.91 | 860 | 13.03 | 2064.36 | 0.87 | 1 | 0.98 | 0.75 | 1267.01 | 0 | 0 | 681.94 | 0.22005 | 0.056448 | 0.085 | 9.88 | System Off | 1 | 0
4909 | 4909 | 2012-07-23 12:59 | 22.45 | 56.92 | 56.92 | 22.45 | 1961.77 | 1882.83 | 776 | 13.17 | 1887.14 | 0.88 | 1 | 0.97 | 0.68 | 1241.99 | 0 | 0 | 614.66 | 0.21613 | 0.056448 | 0.077 | 9.92 | System Off | 1 | 0
4910 | 4910 | 2012-07-23 13:59 | 22.75 | 50.49 | 50.49 | 22.75 | 1586.32 | 1517.34 | 614 | 13.46 | 1535.18 | 0.89 | 0.99 | 0.96 | 0.55 | 1114.79 | 0 | 0 | 485.27 | 0.22444 | 0.056448 | 0.061 | 9.93 | System Off | 1 | 0
4911 | 4911 | 2012-07-23 14:59 | 23.06 | 42.53 | 42.53 | 23.06 | 1113.42 | 1055.9 | 422 | 13.74 | 1089.72 | 0.9 | 0.97 | 0.95 | 0.38 | 816.68 | 0 | 0 | 332.93 | 0.21451 | 0.056448 | 0.042 | 9.95 | System Off | 1 | 0
4912 | 4912 | 2012-07-23 15:59 | 22.41 | 34.16 | 34.16 | 22.41 | 650.56 | 603.09 | 243 | 13.94 | 648.86 | 0.9 | 0.93 | 0.91 | 0.22 | 467.35 | 0 | 0 | 191.55 | 0.20392 | 0.056448 | 0.025 | 10.29 | System Off | 1 | 0
4913 | 4913 | 2012-07-23 16:59 | 21.76 | 27.8 | 27.8 | 21.76 | 307.76 | 266.99 | 115 | 13.94 | 315.93 | 0.87 | 0.85 | 0.83 | 0.1 | 191.95 | 0 | 0 | 90.78 | 0.19616 | 0.056448 | 0.012 | 10.43 | System Off | 1 | 0
4914 | 4914 | 2012-07-23 17:59 | 21.12 | 23.6 | 23.6 | 21.12 | 127.09 | 89.59 | 48 | 13.79 | 135.34 | 0.62 | 0.66 | 0.65 | 0.03 | 57.27 | 0 | 0 | 38 | 0.19484 | 0.056448 | 0.005 | 10.42 | System Off | 0 | 0
4915 | 4915 | 2012-07-23 18:59 | 19.64 | 19.64 | 19.64 | 19.64 | 0 | 0 | 0 | 0 | 0 | 0 | 0 | 0 | 0 | 0 | 0 | 0 | 0 | 0 | 0 | 0 | 0 | System Off | 0 | 0
4916 | 4916 | 2012-07-23 19:59 | 18.17 | 18.17 | 18.17 | 18.17 | 0 | 0 | 0 | 0 | 0 | 0 | 0 | 0 | 0 | 0 | 0 | 0 | 0 | 0 | 0 | 0 | 0 | System Off | 0 | 0
4917 | 4917 | 2012-07-23 20:59 | 16.69 | 16.69 | 16.69 | 16.69 | 0 | 0 | 0 | 0 | 0 | 0 | 0 | 0 | 0 | 0 | 0 | 0 | 0 | 0 | 0 | 0 | 0 | System Off | 0 | 0
4918 | 4918 | 2012-07-23 21:59 | 16.24 | 16.24 | 16.24 | 16.24 | 0 | 0 | 0 | 0 | 0 | 0 | 0 | 0 | 0 | 0 | 0 | 0 | 0 | 0 | 0 | 0 | 0 | System Off | 0 | 0
4919 | 4919 | 2012-07-23 22:59 | 15.8 | 15.8 | 15.8 | 15.8 | 0 | 0 | 0 | 0 | 0 | 0 | 0 | 0 | 0 | 0 | 0 | 0 | 0 | 0 | 0 | 0 | 0 | System Off | 0 | 0
4920 | 4920 | 2012-07-23 23:59 | 15.35 | 15.35 | 15.35 | 15.35 | 0 | 0 | 0 | 0 | 0 | 0 | 0 | 0 | 0 | 0 | 0 | 0 | 0 | 0 | 0 | 0 | 0 | System Off | 0 | 0
4921 | 4921 | 2012-07-24 00:59 | 14.62 | 14.62 | 14.62 | 14.62 | 0 | 0 | 0 | 0 | 0 | 0 | 0 | 0 | 0 | 0 | 0 | 0 | 0 | 0 | 0 | 0 | 0 | System Off | 0 | 0
4922 | 4922 | 2012-07-24 01:59 | 13.89 | 13.89 | 13.89 | 13.89 | 0 | 0 | 0 | 0 | 0 | 0 | 0 | 0 | 0 | 0 | 0 | 0 | 0 | 0 | 0 | 0 | 0 | System Off | 0 | 0
4923 | 4923 | 2012-07-24 02:59 | 13.17 | 13.17 | 13.17 | 13.17 | 0 | 0 | 0 | 0 | 0 | 0 | 0 | 0 | 0 | 0 | 0 | 0 | 0 | 0 | 0 | 0 | 0 | System Off | 0 | 0
4924 | 4924 | 2012-07-24 03:59 | 14.27 | 14.72 | 14.72 | 14.27 | 23.05 | 0 | 9 | 13.34 | 26.33 | 0 | 0 | 0 | 0 | 0 | 0 | 0 | 7.17 | 0.18305 | 0.056448 | 0.001 | 11.11 | System Off | 0 | 0
4925 | 4925 | 2012-07-24 04:59 | 15.38 | 18.06 | 18.06 | 15.38 | 141.66 | 103.9 | 52 | 14.19 | 149.56 | 0.76 | 0.69 | 0.68 | 0.04 | 217.49 | 0 | 0 | 40.95 | 0.18683 | 0.056448 | 0.005 | 9.62 | System Off | 1 | 0
4926 | 4926 | 2012-07-24 05:59 | 16.49 | 22.05 | 22.05 | 16.49 | 261.08 | 221.17 | 96 | 14.16 | 269.17 | 0.83 | 0.82 | 0.8 | 0.08 | 307.82 | 0 | 0 | 75.56 | 0.1907 | 0.056448 | 0.01 | 10.42 | System Off | 1 | 0
4927 | 4927 | 2012-07-24 06:59 | 18.61 | 30.54 | 30.54 | 18.61 | 603.35 | 556.84 | 222 | 14.16 | 602.97 | 0.9 | 0.92 | 0.9 | 0.2 | 506.94 | 0 | 0 | 174.49 | 0.1972 | 0.056448 | 0.022 | 9.91 | System Off | 1 | 0
4928 | 4928 | 2012-07-24 07:59 | 20.72 | 41.21 | 41.21 | 20.72 | 1043.72 | 987.79 | 394 | 13.8 | 1023.74 | 0.91 | 0.96 | 0.94 | 0.36 | 707.09 | 0 | 0 | 310.44 | 0.20945 | 0.056448 | 0.04 | 10.15 | System Off | 1 | 0
4929 | 4929 | 2012-07-24 08:59 | 22.84 | 50.22 | 50.22 | 22.84 | 1359.81 | 1296.47 | 528 | 13.41 | 1322.64 | 0.89 | 0.98 | 0.96 | 0.47 | 824.18 | 0 | 0 | 417.34 | 0.21994 | 0.056448 | 0.053 | 10.04 | System Off | 1 | 0
4930 | 4930 | 2012-07-24 09:59 | 23.78 | 56.57 | 56.57 | 23.78 | 1626.04 | 1556.04 | 646 | 13.11 | 1572.84 | 0.87 | 0.99 | 0.96 | 0.56 | 948.67 | 0 | 0 | 511.95 | 0.22378 | 0.056448 | 0.064 | 9.91 | System Off | 1 | 0
4931 | 4931 | 2012-07-24 10:59 | 24.71 | 65.4 | 65.4 | 24.71 | 2004.7 | 1924.58 | 823 | 12.69 | 1927.36 | 0.85 | 1 | 0.97 | 0.7 | 1183.66 | 0 | 0 | 654.55 | 0.22215 | 0.056448 | 0.081 | 9.84 | System Off | 1 | 0
4932 | 4932 | 2012-07-24 11:59 | 25.64 | 66.27 | 66.27 | 25.64 | 2032.36 | 1951.46 | 837 | 12.65 | 1953.17 | 0.85 | 1 | 0.97 | 0.71 | 1196.24 | 0 | 0 | 666.09 | 0.22433 | 0.056448 | 0.083 | 9.92 | System Off | 1 | 0
4933 | 4933 | 2012-07-24 12:59 | 25.91 | 63.07 | 63.07 | 25.91 | 1878.01 | 1801.36 | 764 | 12.8 | 1808.96 | 0.85 | 1 | 0.97 | 0.65 | 1188.25 | 0 | 0 | 607.29 | 0.22087 | 0.056448 | 0.076 | 9.95 | System Off | 1 | 0
4934 | 4934 | 2012-07-24 13:59 | 26.18 | 55.67 | 55.67 | 26.18 | 1522.01 | 1454.66 | 603 | 13.15 | 1475.3 | 0.88 | 0.99 | 0.96 | 0.53 | 1068.74 | 0 | 0 | 478.1 | 0.22521 | 0.056448 | 0.06 | 9.95 | System Off | 1 | 0
4935 | 4935 | 2012-07-24 14:59 | 26.46 | 46.91 | 46.91 | 26.46 | 1073.1 | 1016.49 | 415 | 13.47 | 1052.24 | 0.89 | 0.97 | 0.94 | 0.37 | 786.2 | 0 | 0 | 328.41 | 0.2194 | 0.056448 | 0.042 | 10.12 | System Off | 1 | 0
4936 | 4936 | 2012-07-24 15:59 | 25.96 | 38.42 | 38.42 | 25.96 | 636.98 | 589.78 | 242 | 13.71 | 636.52 | 0.87 | 0.93 | 0.9 | 0.21 | 457.04 | 0 | 0 | 191.28 | 0.20919 | 0.056448 | 0.025 | 10.33 | System Off | 1 | 0
4937 | 4937 | 2012-07-24 16:59 | 25.46 | 31.45 | 31.45 | 25.46 | 279.36 | 239.11 | 106 | 13.73 | 288.49 | 0.84 | 0.83 | 0.81 | 0.09 | 171.91 | 0 | 0 | 83.89 | 0.20109 | 0.056448 | 0.011 | 10.38 | System Off | 1 | 0
4938 | 4938 | 2012-07-24 17:59 | 24.96 | 27.76 | 27.76 | 24.96 | 134.05 | 96.43 | 52 | 13.43 | 142.84 | 0.57 | 0.68 | 0.66 | 0.03 | 61.65 | 0 | 0 | 41.35 | 0.19746 | 0.056448 | 0.005 | 9.62 | System Off | 0 | 0
4939 | 4939 | 2012-07-24 18:59 | 23.36 | 23.36 | 23.36 | 23.36 | 0 | 0 | 0 | 0 | 0 | 0 | 0 | 0 | 0 | 0 | 0 | 0 | 0 | 0 | 0 | 0 | 0 | System Off | 0 | 0
4940 | 4940 | 2012-07-24 19:59 | 21.75 | 21.75 | 21.75 | 21.75 | 0 | 0 | 0 | 0 | 0 | 0 | 0 | 0 | 0 | 0 | 0 | 0 | 0 | 0 | 0 | 0 | 0 | System Off | 0 | 0
4941 | 4941 | 2012-07-24 20:59 | 20.15 | 20.15 | 20.15 | 20.15 | 0 | 0 | 0 | 0 | 0 | 0 | 0 | 0 | 0 | 0 | 0 | 0 | 0 | 0 | 0 | 0 | 0 | System Off | 0 | 0
4942 | 4942 | 2012-07-24 21:59 | 20.14 | 20.14 | 20.14 | 20.14 | 0 | 0 | 0 | 0 | 0 | 0 | 0 | 0 | 0 | 0 | 0 | 0 | 0 | 0 | 0 | 0 | 0 | System Off | 0 | 0
4943 | 4943 | 2012-07-24 22:59 | 20.12 | 20.12 | 20.12 | 20.12 | 0 | 0 | 0 | 0 | 0 | 0 | 0 | 0 | 0 | 0 | 0 | 0 | 0 | 0 | 0 | 0 | 0 | System Off | 0 | 0
4944 | 4944 | 2012-07-24 23:59 | 20.11 | 20.11 | 20.11 | 20.11 | 0 | 0 | 0 | 0 | 0 | 0 | 0 | 0 | 0 | 0 | 0 | 0 | 0 | 0 | 0 | 0 | 0 | System Off | 0 | 0
4945 | 4945 | 2012-07-25 00:59 | 19.38 | 19.38 | 19.38 | 19.38 | 0 | 0 | 0 | 0 | 0 | 0 | 0 | 0 | 0 | 0 | 0 | 0 | 0 | 0 | 0 | 0 | 0 | System Off | 0 | 0
4946 | 4946 | 2012-07-25 01:59 | 18.64 | 18.64 | 18.64 | 18.64 | 0 | 0 | 0 | 0 | 0 | 0 | 0 | 0 | 0 | 0 | 0 | 0 | 0 | 0 | 0 | 0 | 0 | System Off | 0 | 0
4947 | 4947 | 2012-07-25 02:59 | 17.91 | 17.91 | 17.91 | 17.91 | 0 | 0 | 0 | 0 | 0 | 0 | 0 | 0 | 0 | 0 | 0 | 0 | 0 | 0 | 0 | 0 | 0 | System Off | 0 | 0
4948 | 4948 | 2012-07-25 03:59 | 18.46 | 18.46 | 18.46 | 18.46 | 0.03 | 0 | 0 | 0 | 0 | 0 | 0 | 0 | 0 | 0 | 0 | 0 | 0 | 0.18847 | 0.056448 | 0 |  | System Off | 0 | 0
4949 | 4949 | 2012-07-25 04:59 | 19.01 | 22.32 | 22.32 | 19.01 | 158.47 | 120.41 | 59 | 13.99 | 166.95 | 0.67 | 0.72 | 0.71 | 0.04 | 252.04 | 0 | 0 | 46.57 | 0.19237 | 0.056448 | 0.006 | 10.17 | System Off | 1 | 0
4950 | 4950 | 2012-07-25 05:59 | 19.57 | 25.89 | 25.89 | 19.57 | 283.95 | 243.62 | 106 | 13.95 | 292.26 | 0.85 | 0.83 | 0.81 | 0.09 | 339.06 | 0 | 0 | 83.64 | 0.19567 | 0.056448 | 0.011 | 10.38 | System Off | 1 | 0
4951 | 4951 | 2012-07-25 06:59 | 21.9 | 33.93 | 33.93 | 21.9 | 593.32 | 547.01 | 222 | 13.92 | 593.91 | 0.9 | 0.92 | 0.9 | 0.2 | 497.99 | 0 | 0 | 175 | 0.20205 | 0.056448 | 0.023 | 10.36 | System Off | 1 | 0
4952 | 4952 | 2012-07-25 07:59 | 24.23 | 44.11 | 44.11 | 24.23 | 1030.85 | 975.2 | 394 | 13.63 | 1011.95 | 0.89 | 0.96 | 0.94 | 0.35 | 698.08 | 0 | 0 | 311.18 | 0.2148 | 0.056448 | 0.04 | 10.15 | System Off | 1 | 0
4953 | 4953 | 2012-07-25 08:59 | 26.56 | 54.48 | 54.48 | 26.56 | 1470.51 | 1404.44 | 581 | 13.18 | 1426.97 | 0.88 | 0.98 | 0.96 | 0.51 | 892.82 | 0 | 0 | 460.65 | 0.2246 | 0.056448 | 0.058 | 9.98 | System Off | 1 | 0
4954 | 4954 | 2012-07-25 09:59 | 27.17 | 62.97 | 62.97 | 27.17 | 1843.09 | 1767.38 | 750 | 12.8 | 1776.28 | 0.85 | 0.99 | 0.97 | 0.64 | 1077.52 | 0 | 0 | 596.43 | 0.22207 | 0.056448 | 0.075 | 10 | System Off | 1 | 0
4955 | 4955 | 2012-07-25 10:59 | 27.78 | 68.24 | 68.24 | 27.78 | 2049 | 1967.64 | 851 | 12.54 | 1968.79 | 0.83 | 1 | 0.97 | 0.71 | 1210.14 | 0 | 0 | 678.24 | 0.22842 | 0.056448 | 0.084 | 9.87 | System Off | 1 | 0
4956 | 4956 | 2012-07-25 11:59 | 28.39 | 68.24 | 68.24 | 28.39 | 2020.54 | 1939.98 | 840 | 12.53 | 1942.19 | 0.83 | 1 | 0.97 | 0.7 | 1189.2 | 0 | 0 | 669.68 | 0.2288 | 0.056448 | 0.083 | 9.88 | System Off | 1 | 0
4957 | 4957 | 2012-07-25 12:59 | 28.32 | 62.95 | 62.95 | 28.32 | 1827.01 | 1751.73 | 744 | 12.79 | 1761.24 | 0.85 | 0.99 | 0.97 | 0.63 | 1155.51 | 0 | 0 | 591.96 | 0.22353 | 0.056448 | 0.074 | 9.95 | System Off | 1 | 0
4958 | 4958 | 2012-07-25 13:59 | 28.25 | 53.82 | 53.82 | 28.25 | 1412.98 | 1348.34 | 557 | 13.21 | 1372.9 | 0.88 | 0.98 | 0.96 | 0.49 | 990.63 | 0 | 0 | 441.77 | 0.22593 | 0.056448 | 0.056 | 10.05 | System Off | 1 | 0
4959 | 4959 | 2012-07-25 14:59 | 28.19 | 46.51 | 46.51 | 28.19 | 1050.12 | 994.04 | 405 | 13.5 | 1030.49 | 0.89 | 0.96 | 0.94 | 0.36 | 768.83 | 0 | 0 | 320.58 | 0.22152 | 0.056448 | 0.041 | 10.12 | System Off | 1 | 0
4960 | 4960 | 2012-07-25 15:59 | 27.46 | 39.02 | 39.02 | 27.46 | 639.46 | 592.22 | 244 | 13.65 | 639.01 | 0.86 | 0.93 | 0.9 | 0.21 | 458.93 | 0 | 0 | 193.07 | 0.21157 | 0.056448 | 0.025 | 10.25 | System Off | 1 | 0
4961 | 4961 | 2012-07-25 16:59 | 26.73 | 33.29 | 33.29 | 26.73 | 342.32 | 300.9 | 130 | 13.71 | 350.64 | 0.84 | 0.86 | 0.84 | 0.11 | 216.33 | 0 | 0 | 102.9 | 0.20427 | 0.056448 | 0.013 | 10 | System Off | 1 | 0
4962 | 4962 | 2012-07-25 17:59 | 26 | 28.91 | 28.91 | 26 | 147.95 | 110.08 | 57 | 13.52 | 157.05 | 0.69 | 0.7 | 0.69 | 0.04 | 70.38 | 0 | 0 | 45.27 | 0.19924 | 0.056448 | 0.006 | 10.53 | System Off | 0 | 0
4963 | 4963 | 2012-07-25 18:59 | 24.34 | 24.34 | 24.34 | 24.34 | 0 | 0 | 0 | 0 | 0 | 0 | 0 | 0 | 0 | 0 | 0 | 0 | 0 | 0 | 0 | 0 | 0 | System Off | 0 | 0
4964 | 4964 | 2012-07-25 19:59 | 22.67 | 22.67 | 22.67 | 22.67 | 0 | 0 | 0 | 0 | 0 | 0 | 0 | 0 | 0 | 0 | 0 | 0 | 0 | 0 | 0 | 0 | 0 | System Off | 0 | 0
4965 | 4965 | 2012-07-25 20:59 | 21.01 | 21.01 | 21.01 | 21.01 | 0 | 0 | 0 | 0 | 0 | 0 | 0 | 0 | 0 | 0 | 0 | 0 | 0 | 0 | 0 | 0 | 0 | System Off | 0 | 0
4966 | 4966 | 2012-07-25 21:59 | 20.25 | 20.25 | 20.25 | 20.25 | 0 | 0 | 0 | 0 | 0 | 0 | 0 | 0 | 0 | 0 | 0 | 0 | 0 | 0 | 0 | 0 | 0 | System Off | 0 | 0
4967 | 4967 | 2012-07-25 22:59 | 19.5 | 19.5 | 19.5 | 19.5 | 0 | 0 | 0 | 0 | 0 | 0 | 0 | 0 | 0 | 0 | 0 | 0 | 0 | 0 | 0 | 0 | 0 | System Off | 0 | 0
4968 | 4968 | 2012-07-25 23:59 | 18.74 | 18.74 | 18.74 | 18.74 | 0 | 0 | 0 | 0 | 0 | 0 | 0 | 0 | 0 | 0 | 0 | 0 | 0 | 0 | 0 | 0 | 0 | System Off | 0 | 0
4969 | 4969 | 2012-07-26 00:59 | 18.36 | 18.36 | 18.36 | 18.36 | 0 | 0 | 0 | 0 | 0 | 0 | 0 | 0 | 0 | 0 | 0 | 0 | 0 | 0 | 0 | 0 | 0 | System Off | 0 | 0
4970 | 4970 | 2012-07-26 01:59 | 17.98 | 17.98 | 17.98 | 17.98 | 0 | 0 | 0 | 0 | 0 | 0 | 0 | 0 | 0 | 0 | 0 | 0 | 0 | 0 | 0 | 0 | 0 | System Off | 0 | 0
4971 | 4971 | 2012-07-26 02:59 | 17.61 | 17.61 | 17.61 | 17.61 | 0 | 0 | 0 | 0 | 0 | 0 | 0 | 0 | 0 | 0 | 0 | 0 | 0 | 0 | 0 | 0 | 0 | System Off | 0 | 0
4972 | 4972 | 2012-07-26 03:59 | 18.51 | 18.51 | 18.51 | 18.51 | 0 | 0 | 0 | 0 | 0 | 0 | 0 | 0 | 0 | 0 | 0 | 0 | 0 | 0 | 0 | 0 | 0 | System Off | 0 | 0
4973 | 4973 | 2012-07-26 04:59 | 19.41 | 22.34 | 22.34 | 19.41 | 149.59 | 111.69 | 56 | 13.91 | 158 | 0.71 | 0.71 | 0.69 | 0.04 | 233.8 | 0 | 0 | 44.25 | 0.19279 | 0.056448 | 0.006 | 10.71 | System Off | 1 | 0
4974 | 4974 | 2012-07-26 05:59 | 20.32 | 27.17 | 27.17 | 20.32 | 346.98 | 305.47 | 129 | 14.01 | 354.28 | 0.85 | 0.86 | 0.84 | 0.11 | 425.15 | 0 | 0 | 101.71 | 0.19481 | 0.056448 | 0.013 | 10.08 | System Off | 1 | 0
4975 | 4975 | 2012-07-26 06:59 | 22.34 | 34.38 | 34.38 | 22.34 | 619.37 | 572.53 | 232 | 13.9 | 619 | 0.9 | 0.92 | 0.9 | 0.21 | 521.23 | 0 | 0 | 182.93 | 0.20323 | 0.056448 | 0.024 | 10.34 | System Off | 1 | 0
4976 | 4976 | 2012-07-26 07:59 | 24.35 | 43.98 | 43.98 | 24.35 | 1014.38 | 959.11 | 388 | 13.62 | 996.37 | 0.9 | 0.96 | 0.94 | 0.35 | 686.56 | 0 | 0 | 306.5 | 0.21466 | 0.056448 | 0.039 | 10.05 | System Off | 1 | 0
4977 | 4977 | 2012-07-26 08:59 | 26.37 | 54.72 | 54.72 | 26.37 | 1437.67 | 1372.41 | 569 | 13.16 | 1396.19 | 0.88 | 0.98 | 0.96 | 0.5 | 872.46 | 0 | 0 | 451.16 | 0.22365 | 0.056448 | 0.057 | 10.02 | System Off | 1 | 0
4978 | 4978 | 2012-07-26 09:59 | 26.98 | 62.91 | 62.91 | 26.98 | 1796.22 | 1721.77 | 731 | 12.8 | 1732.44 | 0.85 | 0.99 | 0.97 | 0.62 | 1049.71 | 0 | 0 | 581.23 | 0.22078 | 0.056448 | 0.073 | 9.99 | System Off | 1 | 0
4979 | 4979 | 2012-07-26 10:59 | 27.58 | 67.82 | 67.82 | 27.58 | 1995.67 | 1915.79 | 828 | 12.55 | 1918.92 | 0.83 | 1 | 0.97 | 0.69 | 1178.25 | 0 | 0 | 659.76 | 0.22689 | 0.056448 | 0.082 | 9.9 | System Off | 1 | 0
4980 | 4980 | 2012-07-26 11:59 | 28.18 | 67 | 67 | 28.18 | 1947.47 | 1868.92 | 806 | 12.58 | 1873.87 | 0.84 | 1 | 0.97 | 0.68 | 1145.64 | 0 | 0 | 642.22 | 0.22665 | 0.056448 | 0.08 | 9.93 | System Off | 1 | 0
4981 | 4981 | 2012-07-26 12:59 | 28.51 | 57.03 | 57.03 | 28.51 | 1511.96 | 1444.86 | 603 | 13.06 | 1465.99 | 0.86 | 0.99 | 0.96 | 0.52 | 953.08 | 0 | 0 | 478.8 | 0.21633 | 0.056448 | 0.06 | 9.95 | System Off | 1 | 0
4982 | 4982 | 2012-07-26 13:59 | 28.84 | 51 | 51 | 28.84 | 1226.35 | 1166.2 | 480 | 13.31 | 1197.24 | 0.87 | 0.97 | 0.95 | 0.42 | 856.81 | 0 | 0 | 380.54 | 0.22262 | 0.056448 | 0.048 | 10 | System Off | 1 | 0
4983 | 4983 | 2012-07-26 14:59 | 29.17 | 46.19 | 46.19 | 29.17 | 977.67 | 923.22 | 378 | 13.47 | 962.02 | 0.87 | 0.96 | 0.94 | 0.33 | 714.06 | 0 | 0 | 299.43 | 0.22157 | 0.056448 | 0.038 | 10.05 | System Off | 1 | 0
4984 | 4984 | 2012-07-26 15:59 | 28.48 | 39.61 | 39.61 | 28.48 | 625.81 | 578.84 | 239 | 13.64 | 626.03 | 0.88 | 0.92 | 0.9 | 0.21 | 448.56 | 0 | 0 | 189.16 | 0.21284 | 0.056448 | 0.024 | 10.04 | System Off | 1 | 0
4985 | 4985 | 2012-07-26 16:59 | 27.8 | 34.04 | 34.04 | 27.8 | 332.67 | 291.42 | 127 | 13.64 | 341.3 | 0.86 | 0.85 | 0.83 | 0.11 | 209.52 | 0 | 0 | 100.62 | 0.2057 | 0.056448 | 0.013 | 10.24 | System Off | 1 | 0
4986 | 4986 | 2012-07-26 17:59 | 27.12 | 29.91 | 29.91 | 27.12 | 147.64 | 109.77 | 57 | 13.49 | 156.84 | 0.69 | 0.7 | 0.68 | 0.04 | 70.18 | 0 | 0 | 45.29 | 0.20088 | 0.056448 | 0.006 | 10.53 | System Off | 0 | 0
4987 | 4987 | 2012-07-26 18:59 | 25.51 | 25.51 | 25.51 | 25.51 | 0 | 0 | 0 | 0 | 0 | 0 | 0 | 0 | 0 | 0 | 0 | 0 | 0 | 0 | 0 | 0 | 0 | System Off | 0 | 0
4988 | 4988 | 2012-07-26 19:59 | 23.91 | 23.91 | 23.91 | 23.91 | 0 | 0 | 0 | 0 | 0 | 0 | 0 | 0 | 0 | 0 | 0 | 0 | 0 | 0 | 0 | 0 | 0 | System Off | 0 | 0
4989 | 4989 | 2012-07-26 20:59 | 22.3 | 22.3 | 22.3 | 22.3 | 0 | 0 | 0 | 0 | 0 | 0 | 0 | 0 | 0 | 0 | 0 | 0 | 0 | 0 | 0 | 0 | 0 | System Off | 0 | 0
4990 | 4990 | 2012-07-26 21:59 | 21.81 | 21.81 | 21.81 | 21.81 | 0 | 0 | 0 | 0 | 0 | 0 | 0 | 0 | 0 | 0 | 0 | 0 | 0 | 0 | 0 | 0 | 0 | System Off | 0 | 0
4991 | 4991 | 2012-07-26 22:59 | 21.32 | 21.32 | 21.32 | 21.32 | 0 | 0 | 0 | 0 | 0 | 0 | 0 | 0 | 0 | 0 | 0 | 0 | 0 | 0 | 0 | 0 | 0 | System Off | 0 | 0
4992 | 4992 | 2012-07-26 23:59 | 20.83 | 20.83 | 20.83 | 20.83 | 0 | 0 | 0 | 0 | 0 | 0 | 0 | 0 | 0 | 0 | 0 | 0 | 0 | 0 | 0 | 0 | 0 | System Off | 0 | 0
4993 | 4993 | 2012-07-27 00:59 | 20.22 | 20.22 | 20.22 | 20.22 | 0 | 0 | 0 | 0 | 0 | 0 | 0 | 0 | 0 | 0 | 0 | 0 | 0 | 0 | 0 | 0 | 0 | System Off | 0 | 0
4994 | 4994 | 2012-07-27 01:59 | 19.61 | 19.61 | 19.61 | 19.61 | 0 | 0 | 0 | 0 | 0 | 0 | 0 | 0 | 0 | 0 | 0 | 0 | 0 | 0 | 0 | 0 | 0 | System Off | 0 | 0
4995 | 4995 | 2012-07-27 02:59 | 19 | 19 | 19 | 19 | 0 | 0 | 0 | 0 | 0 | 0 | 0 | 0 | 0 | 0 | 0 | 0 | 0 | 0 | 0 | 0 | 0 | System Off | 0 | 0
4996 | 4996 | 2012-07-27 03:59 | 19.93 | 19.93 | 19.93 | 19.93 | 0 | 0 | 0 | 0 | 0 | 0 | 0 | 0 | 0 | 0 | 0 | 0 | 0 | 0 | 0 | 0 | 0 | System Off | 0 | 0
4997 | 4997 | 2012-07-27 04:59 | 20.86 | 23.59 | 23.59 | 20.86 | 155.98 | 117.97 | 59 | 13.77 | 164.58 | 0.68 | 0.72 | 0.7 | 0.04 | 246.93 | 0 | 0 | 46.71 | 0.19505 | 0.056448 | 0.006 | 10.17 | System Off | 1 | 0
4998 | 4998 | 2012-07-27 05:59 | 21.8 | 27.36 | 27.36 | 21.8 | 329.03 | 287.85 | 122 | 14.05 | 336.73 | 0.81 | 0.85 | 0.84 | 0.1 | 400.63 | 0 | 0 | 96.19 | 0.19658 | 0.056448 | 0.012 | 9.84 | System Off | 1 | 0
4999 | 4999 | 2012-07-27 06:59 | 24.15 | 34.95 | 34.95 | 24.15 | 614.73 | 567.99 | 231 | 13.86 | 614.61 | 0.91 | 0.92 | 0.9 | 0.21 | 517.09 | 0 | 0 | 182.33 | 0.20587 | 0.056448 | 0.023 | 9.96 | System Off | 1 | 0
5000 | 5000 | 2012-07-27 07:59 | 26.5 | 44.93 | 44.93 | 26.5 | 1014.44 | 959.16 | 389 | 13.58 | 996.58 | 0.9 | 0.96 | 0.94 | 0.35 | 686.6 | 0 | 0 | 307.56 | 0.21802 | 0.056448 | 0.039 | 10.03 | System Off | 1 | 0
5001 | 5001 | 2012-07-27 08:59 | 28.85 | 55.26 | 55.26 | 28.85 | 1364.7 | 1301.24 | 542 | 13.11 | 1327.77 | 0.87 | 0.98 | 0.96 | 0.47 | 827.22 | 0 | 0 | 430.23 | 0.22607 | 0.056448 | 0.054 | 9.96 | System Off | 1 | 0
5002 | 5002 | 2012-07-27 09:59 | 29.27 | 65.54 | 65.54 | 29.27 | 1787.95 | 1713.71 | 737 | 12.64 | 1724.78 | 0.84 | 0.99 | 0.97 | 0.62 | 1044.8 | 0 | 0 | 587.16 | 0.22466 | 0.056448 | 0.073 | 9.91 | System Off | 1 | 0
5003 | 5003 | 2012-07-27 10:59 | 29.68 | 70.06 | 70.06 | 29.68 | 1915.73 | 1838.06 | 804 | 12.41 | 1844.29 | 0.82 | 1 | 0.97 | 0.66 | 1130.44 | 0 | 0 | 641.66 | 0.22893 | 0.056448 | 0.08 | 9.95 | System Off | 1 | 0
5004 | 5004 | 2012-07-27 11:59 | 30.1 | 69.86 | 69.86 | 30.1 | 1845.54 | 1769.77 | 775 | 12.4 | 1778.74 | 0.83 | 0.99 | 0.97 | 0.64 | 1084.86 | 0 | 0 | 618.6 | 0.22804 | 0.056448 | 0.077 | 9.94 | System Off | 1 | 0
5005 | 5005 | 2012-07-27 12:59 | 29.8 | 46.46 | 46.46 | 29.8 | 854.08 | 802.33 | 332 | 13.4 | 844.9 | 0.87 | 0.95 | 0.93 | 0.29 | 529.25 | 0 | 0 | 263.18 | 0.22001 | 0.056448 | 0.034 | 10.24 | System Off | 1 | 0
5006 | 5006 | 2012-07-27 13:59 | 29.5 | 33.37 | 33.37 | 29.5 | 205.42 | 166.52 | 80 | 13.37 | 215.37 | 0.75 | 0.77 | 0.76 | 0.06 | 122.34 | 0 | 0 | 63.64 | 0.20567 | 0.056448 | 0.008 | 10 | System Off | 1 | 0
5007 | 5007 | 2012-07-27 14:59 | 29.21 | 31.28 | 31.28 | 29.21 | 112.43 | 75.19 | 44 | 13.31 | 121.14 | 0.67 | 0.62 | 0.61 | 0.03 | 58.16 | 0 | 0 | 35.04 | 0.20326 | 0.056448 | 0.005 | 11.36 | System Off | 0 | 0
5008 | 5008 | 2012-07-27 15:59 | 28.11 | 34.93 | 34.93 | 28.11 | 383.57 | 341.36 | 147 | 13.59 | 391.22 | 0.82 | 0.87 | 0.85 | 0.12 | 264.53 | 0 | 0 | 116.54 | 0.20726 | 0.056448 | 0.015 | 10.2 | System Off | 1 | 0
5009 | 5009 | 2012-07-27 16:59 | 27.01 | 27.96 | 27.96 | 27.01 | 49.7 | 13.55 | 20 | 12.94 | 55.56 | 0 | 0.24 | 0.24 | 0 | 9.74 | 0 | 0 | 16.01 | 0.19871 | 0.056448 | 0.002 | 10 | System Off | 0 | 0
5010 | 5010 | 2012-07-27 17:59 | 25.92 | 28.14 | 28.14 | 25.92 | 120.84 | 83.45 | 47 | 13.39 | 129.42 | 0.63 | 0.64 | 0.63 | 0.03 | 53.35 | 0 | 0 | 37.39 | 0.19859 | 0.056448 | 0.005 | 10.64 | System Off | 0 | 0
5011 | 5011 | 2012-07-27 18:59 | 24.81 | 24.81 | 24.81 | 24.81 | 0 | 0 | 0 | 0 | 0 | 0 | 0 | 0 | 0 | 0 | 0 | 0 | 0 | 0 | 0 | 0 | 0 | System Off | 0 | 0
5012 | 5012 | 2012-07-27 19:59 | 23.71 | 23.71 | 23.71 | 23.71 | 0 | 0 | 0 | 0 | 0 | 0 | 0 | 0 | 0 | 0 | 0 | 0 | 0 | 0 | 0 | 0 | 0 | System Off | 0 | 0
5013 | 5013 | 2012-07-27 20:59 | 22.6 | 22.6 | 22.6 | 22.6 | 0 | 0 | 0 | 0 | 0 | 0 | 0 | 0 | 0 | 0 | 0 | 0 | 0 | 0 | 0 | 0 | 0 | System Off | 0 | 0
5014 | 5014 | 2012-07-27 21:59 | 22.35 | 22.35 | 22.35 | 22.35 | 0 | 0 | 0 | 0 | 0 | 0 | 0 | 0 | 0 | 0 | 0 | 0 | 0 | 0 | 0 | 0 | 0 | System Off | 0 | 0
5015 | 5015 | 2012-07-27 22:59 | 22.09 | 22.09 | 22.09 | 22.09 | 0 | 0 | 0 | 0 | 0 | 0 | 0 | 0 | 0 | 0 | 0 | 0 | 0 | 0 | 0 | 0 | 0 | System Off | 0 | 0
5016 | 5016 | 2012-07-27 23:59 | 21.84 | 21.84 | 21.84 | 21.84 | 0 | 0 | 0 | 0 | 0 | 0 | 0 | 0 | 0 | 0 | 0 | 0 | 0 | 0 | 0 | 0 | 0 | System Off | 0 | 0
5017 | 5017 | 2012-07-28 00:59 | 21.01 | 21.01 | 21.01 | 21.01 | 0 | 0 | 0 | 0 | 0 | 0 | 0 | 0 | 0 | 0 | 0 | 0 | 0 | 0 | 0 | 0 | 0 | System Off | 0 | 0
5018 | 5018 | 2012-07-28 01:59 | 20.18 | 20.18 | 20.18 | 20.18 | 0 | 0 | 0 | 0 | 0 | 0 | 0 | 0 | 0 | 0 | 0 | 0 | 0 | 0 | 0 | 0 | 0 | System Off | 0 | 0
5019 | 5019 | 2012-07-28 02:59 | 19.35 | 19.35 | 19.35 | 19.35 | 0 | 0 | 0 | 0 | 0 | 0 | 0 | 0 | 0 | 0 | 0 | 0 | 0 | 0 | 0 | 0 | 0 | System Off | 0 | 0
5020 | 5020 | 2012-07-28 03:59 | 19.63 | 19.63 | 19.63 | 19.63 | 0 | 0 | 0 | 0 | 0 | 0 | 0 | 0 | 0 | 0 | 0 | 0 | 0 | 0 | 0 | 0 | 0 | System Off | 0 | 0
5021 | 5021 | 2012-07-28 04:59 | 19.91 | 20.32 | 20.32 | 19.91 | 22.77 | 0 | 9 | 13.18 | 26.21 | 0 | 0 | 0 | 0 | 0 | 0 | 0 | 7.18 | 0.19102 | 0.056448 | 0.001 | 11.11 | System Off | 0 | 0
5022 | 5022 | 2012-07-28 05:59 | 20.2 | 21.15 | 21.15 | 20.2 | 53.7 | 17.49 | 21 | 13.32 | 59.39 | 0.47 | 0.29 | 0.29 | 0.01 | 24.34 | 0 | 0 | 16.73 | 0.19208 | 0.056448 | 0.002 | 9.52 | System Off | 0 | 0
5023 | 5023 | 2012-07-28 06:59 | 20.58 | 23.75 | 23.75 | 20.58 | 186.49 | 147.94 | 70 | 13.88 | 195.25 | 0.71 | 0.76 | 0.74 | 0.05 | 134.68 | 0 | 0 | 55.34 | 0.19523 | 0.056448 | 0.007 | 10 | System Off | 1 | 0
5024 | 5024 | 2012-07-28 07:59 | 20.95 | 30.54 | 30.54 | 20.95 | 572.7 | 526.8 | 211 | 14.14 | 573.52 | 0.9 | 0.92 | 0.9 | 0.19 | 377.1 | 0 | 0 | 166.02 | 0.20005 | 0.056448 | 0.021 | 9.95 | System Off | 1 | 0
5025 | 5025 | 2012-07-28 08:59 | 21.33 | 27.67 | 27.67 | 21.33 | 375.7 | 333.65 | 139 | 14.08 | 382.41 | 0.86 | 0.87 | 0.85 | 0.12 | 212.11 | 0 | 0 | 109.53 | 0.1968 | 0.056448 | 0.014 | 10.07 | System Off | 1 | 0
5026 | 5026 | 2012-07-28 09:59 | 21.48 | 27.78 | 27.78 | 21.48 | 370.78 | 328.82 | 138 | 13.99 | 377.62 | 0.87 | 0.87 | 0.85 | 0.12 | 200.47 | 0 | 0 | 108.86 | 0.19697 | 0.056448 | 0.014 | 10.14 | System Off | 1 | 0
5027 | 5027 | 2012-07-28 10:59 | 21.62 | 29.04 | 29.04 | 21.62 | 435.04 | 391.85 | 161 | 14.07 | 440.34 | 0.87 | 0.89 | 0.87 | 0.14 | 241 | 0 | 0 | 126.84 | 0.19839 | 0.056448 | 0.016 | 9.94 | System Off | 1 | 0
5028 | 5028 | 2012-07-28 11:59 | 21.76 | 30.32 | 30.32 | 21.76 | 498.94 | 454.51 | 185 | 14.05 | 502.42 | 0.86 | 0.9 | 0.88 | 0.16 | 278.61 | 0 | 0 | 145.76 | 0.19987 | 0.056448 | 0.019 | 10.27 | System Off | 1 | 0
5029 | 5029 | 2012-07-28 12:59 | 21.36 | 27.65 | 27.65 | 21.36 | 356.74 | 315.05 | 132 | 14.08 | 363.89 | 0.83 | 0.87 | 0.85 | 0.11 | 207.82 | 0 | 0 | 104.02 | 0.19647 | 0.056448 | 0.013 | 9.85 | System Off | 1 | 0
5030 | 5030 | 2012-07-28 13:59 | 20.96 | 28.16 | 28.16 | 20.96 | 398.63 | 356.14 | 148 | 14.03 | 404.82 | 0.88 | 0.88 | 0.86 | 0.13 | 261.66 | 0 | 0 | 116.67 | 0.19674 | 0.056448 | 0.015 | 10.14 | System Off | 1 | 0
5031 | 5031 | 2012-07-28 14:59 | 20.57 | 29.47 | 29.47 | 20.57 | 480.76 | 436.68 | 178 | 14.07 | 484.7 | 0.9 | 0.9 | 0.88 | 0.16 | 337.75 | 0 | 0 | 140.18 | 0.19776 | 0.056448 | 0.018 | 10.11 | System Off | 1 | 0
5032 | 5032 | 2012-07-28 15:59 | 20.68 | 32.87 | 32.87 | 20.68 | 639.25 | 592 | 237 | 14.05 | 637.79 | 0.88 | 0.93 | 0.91 | 0.21 | 458.76 | 0 | 0 | 186.53 | 0.20103 | 0.056448 | 0.024 | 10.13 | System Off | 1 | 0
5033 | 5033 | 2012-07-28 16:59 | 20.79 | 27.06 | 27.06 | 20.79 | 317.85 | 276.89 | 118 | 14.03 | 325.73 | 0.84 | 0.85 | 0.83 | 0.1 | 199.07 | 0 | 0 | 93.03 | 0.19491 | 0.056448 | 0.012 | 10.17 | System Off | 1 | 0
5034 | 5034 | 2012-07-28 17:59 | 20.9 | 21.36 | 21.36 | 20.9 | 20.48 | 0 | 8 | 13.33 | 23.74 | 0 | 0 | 0 | 0 | 0 | 0 | 0 | 6.37 | 0.19238 | 0.056448 | 0.001 | 12.5 | System Off | 0 | 0
5035 | 5035 | 2012-07-28 18:59 | 19.94 | 19.94 | 19.94 | 19.94 | 0 | 0 | 0 | 0 | 0 | 0 | 0 | 0 | 0 | 0 | 0 | 0 | 0 | 0 | 0 | 0 | 0 | System Off | 0 | 0
5036 | 5036 | 2012-07-28 19:59 | 18.98 | 18.98 | 18.98 | 18.98 | 0 | 0 | 0 | 0 | 0 | 0 | 0 | 0 | 0 | 0 | 0 | 0 | 0 | 0 | 0 | 0 | 0 | System Off | 0 | 0
5037 | 5037 | 2012-07-28 20:59 | 18.02 | 18.02 | 18.02 | 18.02 | 0 | 0 | 0 | 0 | 0 | 0 | 0 | 0 | 0 | 0 | 0 | 0 | 0 | 0 | 0 | 0 | 0 | System Off | 0 | 0
5038 | 5038 | 2012-07-28 21:59 | 17.95 | 17.95 | 17.95 | 17.95 | 0 | 0 | 0 | 0 | 0 | 0 | 0 | 0 | 0 | 0 | 0 | 0 | 0 | 0 | 0 | 0 | 0 | System Off | 0 | 0
5039 | 5039 | 2012-07-28 22:59 | 17.88 | 17.88 | 17.88 | 17.88 | 0 | 0 | 0 | 0 | 0 | 0 | 0 | 0 | 0 | 0 | 0 | 0 | 0 | 0 | 0 | 0 | 0 | System Off | 0 | 0
5040 | 5040 | 2012-07-28 23:59 | 17.81 | 17.81 | 17.81 | 17.81 | 0 | 0 | 0 | 0 | 0 | 0 | 0 | 0 | 0 | 0 | 0 | 0 | 0 | 0 | 0 | 0 | 0 | System Off | 0 | 0
5041 | 5041 | 2012-07-29 00:59 | 17.25 | 17.25 | 17.25 | 17.25 | 0 | 0 | 0 | 0 | 0 | 0 | 0 | 0 | 0 | 0 | 0 | 0 | 0 | 0 | 0 | 0 | 0 | System Off | 0 | 0
5042 | 5042 | 2012-07-29 01:59 | 16.69 | 16.69 | 16.69 | 16.69 | 0 | 0 | 0 | 0 | 0 | 0 | 0 | 0 | 0 | 0 | 0 | 0 | 0 | 0 | 0 | 0 | 0 | System Off | 0 | 0
5043 | 5043 | 2012-07-29 02:59 | 16.14 | 16.14 | 16.14 | 16.14 | 0 | 0 | 0 | 0 | 0 | 0 | 0 | 0 | 0 | 0 | 0 | 0 | 0 | 0 | 0 | 0 | 0 | System Off | 0 | 0
5044 | 5044 | 2012-07-29 03:59 | 15.89 | 15.89 | 15.89 | 15.89 | 0 | 0 | 0 | 0 | 0 | 0 | 0 | 0 | 0 | 0 | 0 | 0 | 0 | 0 | 0 | 0 | 0 | System Off | 0 | 0
5045 | 5045 | 2012-07-29 04:59 | 15.65 | 18.01 | 18.01 | 15.65 | 152.97 | 115.02 | 56 | 14.23 | 160.97 | 0.71 | 0.71 | 0.7 | 0.04 | 240.76 | 0 | 0 | 44.09 | 0.18742 | 0.056448 | 0.006 | 10.71 | System Off | 1 | 0
5046 | 5046 | 2012-07-29 05:59 | 15.41 | 20.79 | 20.79 | 15.41 | 348.69 | 307.15 | 126 | 14.41 | 355.04 | 0.87 | 0.87 | 0.85 | 0.11 | 427.48 | 0 | 0 | 98.89 | 0.19071 | 0.056448 | 0.013 | 10.32 | System Off | 1 | 0
5047 | 5047 | 2012-07-29 06:59 | 16.32 | 25.35 | 25.35 | 16.32 | 607.84 | 561.23 | 219 | 14.46 | 606.53 | 0.91 | 0.93 | 0.9 | 0.2 | 510.94 | 0 | 0 | 171.66 | 0.19686 | 0.056448 | 0.022 | 10.05 | System Off | 1 | 0
5048 | 5048 | 2012-07-29 07:59 | 17.24 | 32.28 | 32.28 | 17.24 | 1069.1 | 1012.59 | 389 | 14.31 | 1046.53 | 0.95 | 0.97 | 0.95 | 0.37 | 724.84 | 0 | 0 | 305.11 | 0.2039 | 0.056448 | 0.039 | 10.03 | System Off | 1 | 0
5049 | 5049 | 2012-07-29 08:59 | 18.15 | 38.73 | 38.73 | 18.15 | 1491.47 | 1424.89 | 551 | 14.1 | 1445.28 | 0.94 | 0.99 | 0.96 | 0.52 | 905.82 | 0 | 0 | 432.92 | 0.21382 | 0.056448 | 0.055 | 9.98 | System Off | 1 | 0
5050 | 5050 | 2012-07-29 09:59 | 18.71 | 41.45 | 41.45 | 18.71 | 1624.37 | 1554.42 | 605 | 13.98 | 1570.3 | 0.92 | 0.99 | 0.97 | 0.56 | 947.68 | 0 | 0 | 475.82 | 0.21756 | 0.056448 | 0.06 | 9.92 | System Off | 1 | 0
5051 | 5051 | 2012-07-29 10:59 | 19.26 | 40.61 | 40.61 | 19.26 | 1516.19 | 1448.98 | 564 | 14 | 1468.73 | 0.92 | 0.99 | 0.96 | 0.52 | 891.16 | 0 | 0 | 443.58 | 0.21623 | 0.056448 | 0.056 | 9.93 | System Off | 1 | 0
5052 | 5052 | 2012-07-29 11:59 | 19.82 | 43.49 | 43.49 | 19.82 | 1666.07 | 1595.04 | 626 | 13.86 | 1609.59 | 0.93 | 0.99 | 0.97 | 0.58 | 977.75 | 0 | 0 | 493 | 0.22043 | 0.056448 | 0.062 | 9.9 | System Off | 1 | 0
5053 | 5053 | 2012-07-29 12:59 | 19.64 | 46.28 | 46.28 | 19.64 | 1862.67 | 1786.43 | 705 | 13.76 | 1794.04 | 0.92 | 1 | 0.97 | 0.65 | 1178.4 | 0 | 0 | 555.59 | 0.22439 | 0.056448 | 0.07 | 9.93 | System Off | 1 | 0
5054 | 5054 | 2012-07-29 13:59 | 19.45 | 35.33 | 35.33 | 19.45 | 1119.54 | 1061.87 | 412 | 14.15 | 1094.63 | 0.92 | 0.97 | 0.95 | 0.38 | 780.16 | 0 | 0 | 323.76 | 0.20844 | 0.056448 | 0.041 | 9.95 | System Off | 1 | 0
5055 | 5055 | 2012-07-29 14:59 | 19.27 | 29.21 | 29.21 | 19.27 | 696.99 | 648.56 | 254 | 14.29 | 692.49 | 0.9 | 0.94 | 0.92 | 0.23 | 501.62 | 0 | 0 | 199.49 | 0.19983 | 0.056448 | 0.026 | 10.24 | System Off | 1 | 0
5056 | 5056 | 2012-07-29 15:59 | 18.78 | 27.82 | 27.82 | 18.78 | 594.7 | 548.36 | 217 | 14.27 | 594.24 | 0.92 | 0.92 | 0.9 | 0.2 | 424.94 | 0 | 0 | 170.49 | 0.19718 | 0.056448 | 0.022 | 10.14 | System Off | 1 | 0
5057 | 5057 | 2012-07-29 16:59 | 18.29 | 22.95 | 22.95 | 18.29 | 284.29 | 243.95 | 104 | 14.24 | 292.17 | 0.86 | 0.83 | 0.82 | 0.09 | 175.39 | 0 | 0 | 81.82 | 0.1937 | 0.056448 | 0.011 | 10.58 | System Off | 1 | 0
5058 | 5058 | 2012-07-29 17:59 | 17.81 | 20.36 | 20.36 | 17.81 | 142.81 | 105.03 | 53 | 14.03 | 150.95 | 0.75 | 0.7 | 0.68 | 0.04 | 67.15 | 0 | 0 | 41.82 | 0.19034 | 0.056448 | 0.005 | 9.43 | System Off | 0 | 0
5059 | 5059 | 2012-07-29 18:59 | 16.86 | 16.86 | 16.86 | 16.86 | 0 | 0 | 0 | 0 | 0 | 0 | 0 | 0 | 0 | 0 | 0 | 0 | 0 | 0 | 0 | 0 | 0 | System Off | 0 | 0
5060 | 5060 | 2012-07-29 19:59 | 15.91 | 15.91 | 15.91 | 15.91 | 0 | 0 | 0 | 0 | 0 | 0 | 0 | 0 | 0 | 0 | 0 | 0 | 0 | 0 | 0 | 0 | 0 | System Off | 0 | 0
5061 | 5061 | 2012-07-29 20:59 | 14.96 | 14.96 | 14.96 | 14.96 | 0 | 0 | 0 | 0 | 0 | 0 | 0 | 0 | 0 | 0 | 0 | 0 | 0 | 0 | 0 | 0 | 0 | System Off | 0 | 0
5062 | 5062 | 2012-07-29 21:59 | 14.79 | 14.79 | 14.79 | 14.79 | 0 | 0 | 0 | 0 | 0 | 0 | 0 | 0 | 0 | 0 | 0 | 0 | 0 | 0 | 0 | 0 | 0 | System Off | 0 | 0
5063 | 5063 | 2012-07-29 22:59 | 14.61 | 14.61 | 14.61 | 14.61 | 0 | 0 | 0 | 0 | 0 | 0 | 0 | 0 | 0 | 0 | 0 | 0 | 0 | 0 | 0 | 0 | 0 | System Off | 0 | 0
5064 | 5064 | 2012-07-29 23:59 | 14.44 | 14.44 | 14.44 | 14.44 | 0 | 0 | 0 | 0 | 0 | 0 | 0 | 0 | 0 | 0 | 0 | 0 | 0 | 0 | 0 | 0 | 0 | System Off | 0 | 0
5065 | 5065 | 2012-07-30 00:59 | 14.1 | 14.1 | 14.1 | 14.1 | 0 | 0 | 0 | 0 | 0 | 0 | 0 | 0 | 0 | 0 | 0 | 0 | 0 | 0 | 0 | 0 | 0 | System Off | 0 | 0
5066 | 5066 | 2012-07-30 01:59 | 13.76 | 13.76 | 13.76 | 13.76 | 0 | 0 | 0 | 0 | 0 | 0 | 0 | 0 | 0 | 0 | 0 | 0 | 0 | 0 | 0 | 0 | 0 | System Off | 0 | 0
5067 | 5067 | 2012-07-30 02:59 | 13.42 | 13.42 | 13.42 | 13.42 | 0 | 0 | 0 | 0 | 0 | 0 | 0 | 0 | 0 | 0 | 0 | 0 | 0 | 0 | 0 | 0 | 0 | System Off | 0 | 0
5068 | 5068 | 2012-07-30 03:59 | 13.5 | 13.5 | 13.5 | 13.5 | 0 | 0 | 0 | 0 | 0 | 0 | 0 | 0 | 0 | 0 | 0 | 0 | 0 | 0 | 0 | 0 | 0 | System Off | 0 | 0
5069 | 5069 | 2012-07-30 04:59 | 13.58 | 15.1 | 15.1 | 13.58 | 90.46 | 53.6 | 33 | 14.28 | 97.17 | 0.59 | 0.55 | 0.54 | 0.02 | 112.2 | 0 | 0 | 25.97 | 0.18332 | 0.056448 | 0.003 | 9.09 | System Off | 1 | 0
5070 | 5070 | 2012-07-30 05:59 | 13.66 | 19.08 | 19.08 | 13.66 | 335.1 | 293.82 | 120 | 14.54 | 341.52 | 0.91 | 0.86 | 0.84 | 0.11 | 408.93 | 0 | 0 | 94.02 | 0.1879 | 0.056448 | 0.012 | 10 | System Off | 1 | 0
5071 | 5071 | 2012-07-30 06:59 | 14.57 | 23.95 | 23.95 | 14.57 | 616.16 | 569.39 | 221 | 14.52 | 614.28 | 0.95 | 0.93 | 0.91 | 0.21 | 518.36 | 0 | 0 | 173.06 | 0.19442 | 0.056448 | 0.022 | 9.95 | System Off | 1 | 0
5072 | 5072 | 2012-07-30 07:59 | 15.47 | 30.43 | 30.43 | 15.47 | 1032.95 | 977.25 | 373 | 14.42 | 1012.13 | 0.94 | 0.97 | 0.94 | 0.35 | 699.55 | 0 | 0 | 292.13 | 0.20044 | 0.056448 | 0.037 | 9.92 | System Off | 1 | 0
5073 | 5073 | 2012-07-30 08:59 | 16.38 | 36.25 | 36.25 | 16.38 | 1405.33 | 1340.87 | 515 | 14.21 | 1364.07 | 0.93 | 0.98 | 0.96 | 0.48 | 852.41 | 0 | 0 | 404.06 | 0.20922 | 0.056448 | 0.051 | 9.9 | System Off | 1 | 0
5074 | 5074 | 2012-07-30 09:59 | 17.21 | 43.81 | 43.81 | 17.21 | 1866.74 | 1790.39 | 700 | 13.89 | 1797.79 | 0.93 | 1 | 0.97 | 0.65 | 1091.55 | 0 | 0 | 550.75 | 0.2203 | 0.056448 | 0.069 | 9.86 | System Off | 1 | 0
5075 | 5075 | 2012-07-30 10:59 | 18.03 | 34.76 | 34.76 | 18.03 | 1189.22 | 1129.94 | 435 | 14.24 | 1160.35 | 0.94 | 0.97 | 0.95 | 0.41 | 694.94 | 0 | 0 | 341.4 | 0.2075 | 0.056448 | 0.043 | 9.89 | System Off | 1 | 0
5076 | 5076 | 2012-07-30 11:59 | 18.86 | 47.38 | 47.38 | 18.86 | 2002.47 | 1922.41 | 760 | 13.72 | 1925.09 | 0.92 | 1 | 0.97 | 0.7 | 1178.43 | 0 | 0 | 599.01 | 0.22204 | 0.056448 | 0.075 | 9.87 | System Off | 1 | 0
5077 | 5077 | 2012-07-30 12:59 | 18.83 | 37.61 | 37.61 | 18.83 | 1335.44 | 1272.69 | 493 | 14.11 | 1298.43 | 0.93 | 0.98 | 0.96 | 0.46 | 839.51 | 0 | 0 | 387.42 | 0.21179 | 0.056448 | 0.049 | 9.94 | System Off | 1 | 0
5078 | 5078 | 2012-07-30 13:59 | 18.79 | 35.82 | 35.82 | 18.79 | 1212.81 | 1152.98 | 446 | 14.16 | 1182.68 | 0.94 | 0.97 | 0.95 | 0.42 | 847.1 | 0 | 0 | 350.36 | 0.20924 | 0.056448 | 0.045 | 10.09 | System Off | 1 | 0
5079 | 5079 | 2012-07-30 14:59 | 18.76 | 26.88 | 26.88 | 18.76 | 576.43 | 530.45 | 210 | 14.3 | 576.53 | 0.9 | 0.92 | 0.9 | 0.19 | 410.28 | 0 | 0 | 164.99 | 0.19679 | 0.056448 | 0.021 | 10 | System Off | 1 | 0
5080 | 5080 | 2012-07-30 15:59 | 18.32 | 26.39 | 26.39 | 18.32 | 535.28 | 490.13 | 195 | 14.3 | 536.85 | 0.92 | 0.91 | 0.89 | 0.18 | 379.82 | 0 | 0 | 153.19 | 0.19536 | 0.056448 | 0.02 | 10.26 | System Off | 1 | 0
5081 | 5081 | 2012-07-30 16:59 | 17.89 | 23.25 | 23.25 | 17.89 | 326.07 | 284.95 | 119 | 14.27 | 333.25 | 0.84 | 0.86 | 0.84 | 0.1 | 204.86 | 0 | 0 | 93.56 | 0.19391 | 0.056448 | 0.012 | 10.08 | System Off | 1 | 0
5082 | 5082 | 2012-07-30 17:59 | 17.46 | 19.9 | 19.9 | 17.46 | 135.9 | 98.24 | 51 | 13.88 | 143.91 | 0.78 | 0.68 | 0.67 | 0.04 | 62.81 | 0 | 0 | 40.33 | 0.18974 | 0.056448 | 0.005 | 9.8 | System Off | 0 | 0
5083 | 5083 | 2012-07-30 18:59 | 16.47 | 16.47 | 16.47 | 16.47 | 0 | 0 | 0 | 0 | 0 | 0 | 0 | 0 | 0 | 0 | 0 | 0 | 0 | 0 | 0 | 0 | 0 | System Off | 0 | 0
5084 | 5084 | 2012-07-30 19:59 | 15.48 | 15.48 | 15.48 | 15.48 | 0 | 0 | 0 | 0 | 0 | 0 | 0 | 0 | 0 | 0 | 0 | 0 | 0 | 0 | 0 | 0 | 0 | System Off | 0 | 0
5085 | 5085 | 2012-07-30 20:59 | 14.49 | 14.49 | 14.49 | 14.49 | 0 | 0 | 0 | 0 | 0 | 0 | 0 | 0 | 0 | 0 | 0 | 0 | 0 | 0 | 0 | 0 | 0 | System Off | 0 | 0
5086 | 5086 | 2012-07-30 21:59 | 14.07 | 14.07 | 14.07 | 14.07 | 0 | 0 | 0 | 0 | 0 | 0 | 0 | 0 | 0 | 0 | 0 | 0 | 0 | 0 | 0 | 0 | 0 | System Off | 0 | 0
5087 | 5087 | 2012-07-30 22:59 | 13.66 | 13.66 | 13.66 | 13.66 | 0 | 0 | 0 | 0 | 0 | 0 | 0 | 0 | 0 | 0 | 0 | 0 | 0 | 0 | 0 | 0 | 0 | System Off | 0 | 0
5088 | 5088 | 2012-07-30 23:59 | 13.24 | 13.24 | 13.24 | 13.24 | 0 | 0 | 0 | 0 | 0 | 0 | 0 | 0 | 0 | 0 | 0 | 0 | 0 | 0 | 0 | 0 | 0 | System Off | 0 | 0
5089 | 5089 | 2012-07-31 00:59 | 12.89 | 12.89 | 12.89 | 12.89 | 0 | 0 | 0 | 0 | 0 | 0 | 0 | 0 | 0 | 0 | 0 | 0 | 0 | 0 | 0 | 0 | 0 | System Off | 0 | 0
5090 | 5090 | 2012-07-31 01:59 | 12.54 | 12.54 | 12.54 | 12.54 | 0 | 0 | 0 | 0 | 0 | 0 | 0 | 0 | 0 | 0 | 0 | 0 | 0 | 0 | 0 | 0 | 0 | System Off | 0 | 0
5091 | 5091 | 2012-07-31 02:59 | 12.19 | 12.19 | 12.19 | 12.19 | 0 | 0 | 0 | 0 | 0 | 0 | 0 | 0 | 0 | 0 | 0 | 0 | 0 | 0 | 0 | 0 | 0 | System Off | 0 | 0
5092 | 5092 | 2012-07-31 03:59 | 12.93 | 12.93 | 12.93 | 12.93 | 0 | 0 | 0 | 0 | 0 | 0 | 0 | 0 | 0 | 0 | 0 | 0 | 0 | 0 | 0 | 0 | 0 | System Off | 0 | 0
5093 | 5093 | 2012-07-31 04:59 | 13.68 | 15.74 | 15.74 | 13.68 | 113.82 | 76.55 | 42 | 14.11 | 121.11 | 0.71 | 0.63 | 0.62 | 0.03 | 160.24 | 0 | 0 | 33.11 | 0.18392 | 0.056448 | 0.004 | 9.52 | System Off | 1 | 0
5094 | 5094 | 2012-07-31 05:59 | 14.43 | 20.22 | 20.22 | 14.43 | 321.61 | 280.57 | 116 | 14.44 | 328.46 | 0.86 | 0.85 | 0.84 | 0.1 | 390.5 | 0 | 0 | 90.99 | 0.18879 | 0.056448 | 0.012 | 10.34 | System Off | 1 | 0
5095 | 5095 | 2012-07-31 06:59 | 15.97 | 26.52 | 26.52 | 15.97 | 573.7 | 527.78 | 208 | 14.37 | 573.86 | 0.91 | 0.92 | 0.9 | 0.19 | 480.49 | 0 | 0 | 163.12 | 0.19578 | 0.056448 | 0.021 | 10.1 | System Off | 1 | 0
5096 | 5096 | 2012-07-31 07:59 | 17.5 | 36.71 | 36.71 | 17.5 | 1014.99 | 959.7 | 376 | 14.06 | 995.98 | 0.93 | 0.96 | 0.94 | 0.35 | 686.99 | 0 | 0 | 295.38 | 0.20364 | 0.056448 | 0.038 | 10.11 | System Off | 1 | 0
5097 | 5097 | 2012-07-31 08:59 | 19.04 | 47.28 | 47.28 | 19.04 | 1422.28 | 1357.41 | 545 | 13.59 | 1380.98 | 0.9 | 0.98 | 0.96 | 0.49 | 862.92 | 0 | 0 | 429.72 | 0.21496 | 0.056448 | 0.054 | 9.91 | System Off | 1 | 0
5098 | 5098 | 2012-07-31 09:59 | 19.4 | 39.38 | 39.38 | 19.4 | 1078.3 | 1021.58 | 404 | 13.9 | 1056.14 | 0.92 | 0.97 | 0.94 | 0.37 | 622.83 | 0 | 0 | 317.98 | 0.20798 | 0.056448 | 0.041 | 10.15 | System Off | 1 | 0
5099 | 5099 | 2012-07-31 10:59 | 19.75 | 36.58 | 36.58 | 19.75 | 965.75 | 911.55 | 359 | 14.01 | 949.3 | 0.92 | 0.96 | 0.94 | 0.33 | 560.62 | 0 | 0 | 282.42 | 0.20611 | 0.056448 | 0.036 | 10.03 | System Off | 1 | 0
5100 | 5100 | 2012-07-31 11:59 | 20.11 | 29.55 | 29.55 | 20.11 | 574.63 | 528.7 | 211 | 14.18 | 575.23 | 0.9 | 0.92 | 0.9 | 0.19 | 324.09 | 0 | 0 | 165.93 | 0.19881 | 0.056448 | 0.021 | 9.95 | System Off | 1 | 0
5101 | 5101 | 2012-07-31 12:59 | 20.3 | 24.07 | 24.07 | 20.3 | 223.92 | 184.69 | 83 | 14.05 | 232.61 | 0.83 | 0.79 | 0.78 | 0.07 | 121.83 | 0 | 0 | 65.47 | 0.19551 | 0.056448 | 0.009 | 10.84 | System Off | 1 | 0
5102 | 5102 | 2012-07-31 13:59 | 20.48 | 24.39 | 24.39 | 20.48 | 230.68 | 191.32 | 86 | 13.97 | 239.37 | 0.81 | 0.8 | 0.78 | 0.07 | 140.56 | 0 | 0 | 67.9 | 0.19593 | 0.056448 | 0.009 | 10.47 | System Off | 1 | 0
5103 | 5103 | 2012-07-31 14:59 | 20.67 | 33.23 | 33.23 | 20.67 | 746.51 | 697.04 | 276 | 14.09 | 740.42 | 0.9 | 0.94 | 0.92 | 0.25 | 539.12 | 0 | 0 | 217.15 | 0.20308 | 0.056448 | 0.028 | 10.14 | System Off | 1 | 0
5104 | 5104 | 2012-07-31 15:59 | 20.45 | 27.39 | 27.39 | 20.45 | 385.93 | 343.69 | 143 | 14.06 | 392.34 | 0.84 | 0.88 | 0.86 | 0.12 | 266.33 | 0 | 0 | 112.69 | 0.19574 | 0.056448 | 0.015 | 10.49 | System Off | 1 | 0
5105 | 5105 | 2012-07-31 16:59 | 20.24 | 23.79 | 23.79 | 20.24 | 181.76 | 143.29 | 68 | 13.92 | 190.52 | 0.73 | 0.75 | 0.74 | 0.05 | 103.02 | 0 | 0 | 53.72 | 0.19463 | 0.056448 | 0.007 | 10.29 | System Off | 1 | 0
5106 | 5106 | 2012-07-31 17:59 | 20.03 | 20.78 | 20.78 | 20.03 | 33.67 | 0 | 13 | 13.49 | 38.06 | 0 | 0 | 0 | 0 | 0 | 0 | 0 | 10.33 | 0.1914 | 0.056448 | 0.001 | 7.69 | System Off | 0 | 0
5107 | 5107 | 2012-07-31 18:59 | 19.24 | 19.24 | 19.24 | 19.24 | 0 | 0 | 0 | 0 | 0 | 0 | 0 | 0 | 0 | 0 | 0 | 0 | 0 | 0 | 0 | 0 | 0 | System Off | 0 | 0
5108 | 5108 | 2012-07-31 19:59 | 18.45 | 18.45 | 18.45 | 18.45 | 0 | 0 | 0 | 0 | 0 | 0 | 0 | 0 | 0 | 0 | 0 | 0 | 0 | 0 | 0 | 0 | 0 | System Off | 0 | 0
5109 | 5109 | 2012-07-31 20:59 | 17.66 | 17.66 | 17.66 | 17.66 | 0 | 0 | 0 | 0 | 0 | 0 | 0 | 0 | 0 | 0 | 0 | 0 | 0 | 0 | 0 | 0 | 0 | System Off | 0 | 0
5110 | 5110 | 2012-07-31 21:59 | 16.64 | 16.64 | 16.64 | 16.64 | 0 | 0 | 0 | 0 | 0 | 0 | 0 | 0 | 0 | 0 | 0 | 0 | 0 | 0 | 0 | 0 | 0 | System Off | 0 | 0
5111 | 5111 | 2012-07-31 22:59 | 15.62 | 15.62 | 15.62 | 15.62 | 0 | 0 | 0 | 0 | 0 | 0 | 0 | 0 | 0 | 0 | 0 | 0 | 0 | 0 | 0 | 0 | 0 | System Off | 0 | 0
5112 | 5112 | 2012-07-31 23:59 | 14.6 | 14.6 | 14.6 | 14.6 | 0 | 0 | 0 | 0 | 0 | 0 | 0 | 0 | 0 | 0 | 0 | 0 | 0 | 0 | 0 | 0 | 0 | System Off | 0 | 0
5113 | 5113 | 2012-08-01 00:59 | 14.23 | 14.23 | 14.23 | 14.23 | 0 | 0 | 0 | 0 | 0 | 0 | 0 | 0 | 0 | 0 | 0 | 0 | 0 | 0 | 0 | 0 | 0 | System Off | 0 | 0
5114 | 5114 | 2012-08-01 01:59 | 13.85 | 13.85 | 13.85 | 13.85 | 0 | 0 | 0 | 0 | 0 | 0 | 0 | 0 | 0 | 0 | 0 | 0 | 0 | 0 | 0 | 0 | 0 | System Off | 0 | 0
5115 | 5115 | 2012-08-01 02:59 | 13.48 | 13.48 | 13.48 | 13.48 | 0 | 0 | 0 | 0 | 0 | 0 | 0 | 0 | 0 | 0 | 0 | 0 | 0 | 0 | 0 | 0 | 0 | System Off | 0 | 0
5116 | 5116 | 2012-08-01 03:59 | 14.72 | 14.72 | 14.72 | 14.72 | 0 | 0 | 0 | 0 | 0 | 0 | 0 | 0 | 0 | 0 | 0 | 0 | 0 | 0 | 0 | 0 | 0 | System Off | 0 | 0
5117 | 5117 | 2012-08-01 04:59 | 15.96 | 18.46 | 18.46 | 15.96 | 143.7 | 105.91 | 53 | 14.12 | 151.66 | 0.75 | 0.7 | 0.68 | 0.04 | 221.69 | 0 | 0 | 41.78 | 0.18771 | 0.056448 | 0.005 | 9.43 | System Off | 1 | 0
5118 | 5118 | 2012-08-01 05:59 | 17.2 | 21.34 | 21.34 | 17.2 | 222.54 | 183.33 | 82 | 14.13 | 230.9 | 0.85 | 0.79 | 0.78 | 0.07 | 255.16 | 0 | 0 | 64.6 | 0.19099 | 0.056448 | 0.008 | 9.76 | System Off | 1 | 0
5119 | 5119 | 2012-08-01 06:59 | 19.46 | 28.9 | 28.9 | 19.46 | 571.52 | 525.65 | 210 | 14.17 | 572.13 | 0.9 | 0.92 | 0.9 | 0.19 | 478.54 | 0 | 0 | 165.16 | 0.19781 | 0.056448 | 0.021 | 10 | System Off | 1 | 0
5120 | 5120 | 2012-08-01 07:59 | 21.72 | 38.09 | 38.09 | 21.72 | 1031.21 | 975.55 | 384 | 13.99 | 1011.45 | 0.91 | 0.96 | 0.94 | 0.35 | 698.33 | 0 | 0 | 302.29 | 0.2104 | 0.056448 | 0.039 | 10.16 | System Off | 1 | 0
5121 | 5121 | 2012-08-01 08:59 | 23.99 | 47.84 | 47.84 | 23.99 | 1507.21 | 1440.23 | 578 | 13.58 | 1460.8 | 0.9 | 0.99 | 0.96 | 0.52 | 915.58 | 0 | 0 | 456.65 | 0.22441 | 0.056448 | 0.058 | 10.03 | System Off | 1 | 0
5122 | 5122 | 2012-08-01 09:59 | 25.06 | 55.19 | 55.19 | 25.06 | 1895.43 | 1818.3 | 745 | 13.25 | 1824.94 | 0.89 | 1 | 0.97 | 0.66 | 1108.57 | 0 | 0 | 590.31 | 0.21847 | 0.056448 | 0.074 | 9.93 | System Off | 1 | 0
5123 | 5123 | 2012-08-01 10:59 | 26.12 | 59.78 | 59.78 | 26.12 | 2121.3 | 2037.9 | 848 | 13.03 | 2036.4 | 0.87 | 1 | 0.98 | 0.74 | 1253.35 | 0 | 0 | 673.36 | 0.22554 | 0.056448 | 0.084 | 9.91 | System Off | 1 | 0
5124 | 5124 | 2012-08-01 11:59 | 27.19 | 60.72 | 60.72 | 27.19 | 2141.49 | 2057.52 | 859 | 12.98 | 2055.37 | 0.86 | 1 | 0.98 | 0.74 | 1261.25 | 0 | 0 | 682.55 | 0.2278 | 0.056448 | 0.085 | 9.9 | System Off | 1 | 0
5125 | 5125 | 2012-08-01 12:59 | 27.54 | 57.2 | 57.2 | 27.54 | 1940.02 | 1861.68 | 769 | 13.14 | 1866.79 | 0.87 | 1 | 0.97 | 0.67 | 1228.04 | 0 | 0 | 610.38 | 0.22356 | 0.056448 | 0.076 | 9.88 | System Off | 1 | 0
5126 | 5126 | 2012-08-01 13:59 | 27.9 | 50.93 | 50.93 | 27.9 | 1551.63 | 1483.53 | 602 | 13.42 | 1502.69 | 0.9 | 0.99 | 0.96 | 0.54 | 1089.96 | 0 | 0 | 476.78 | 0.21528 | 0.056448 | 0.06 | 9.97 | System Off | 1 | 0
5127 | 5127 | 2012-08-01 14:59 | 28.25 | 43.85 | 43.85 | 28.25 | 1074.86 | 1018.22 | 410 | 13.65 | 1053.51 | 0.9 | 0.97 | 0.94 | 0.37 | 787.53 | 0 | 0 | 324.27 | 0.22187 | 0.056448 | 0.041 | 10 | System Off | 1 | 0
5128 | 5128 | 2012-08-01 15:59 | 27.45 | 36.82 | 36.82 | 27.45 | 603.24 | 556.73 | 228 | 13.78 | 603.88 | 0.87 | 0.92 | 0.9 | 0.2 | 431.43 | 0 | 0 | 180.25 | 0.21067 | 0.056448 | 0.023 | 10.09 | System Off | 1 | 0
5129 | 5129 | 2012-08-01 16:59 | 26.66 | 28.34 | 28.34 | 26.66 | 98.31 | 61.31 | 38 | 13.47 | 106.34 | 0.51 | 0.58 | 0.56 | 0.02 | 44.08 | 0 | 0 | 30.21 | 0.19918 | 0.056448 | 0.004 | 10.53 | System Off | 0 | 0
5130 | 5130 | 2012-08-01 17:59 | 25.86 | 26.55 | 26.55 | 25.86 | 36.99 | 1.05 | 15 | 12.84 | 41.9 | 0 | 0.03 | 0.02 | 0 | 0.67 | 0 | 0 | 12.02 | 0.19677 | 0.056448 | 0.002 | 13.33 | System Off | 0 | 0
5131 | 5131 | 2012-08-01 18:59 | 24.92 | 24.92 | 24.92 | 24.92 | 0 | 0 | 0 | 0 | 0 | 0 | 0 | 0 | 0 | 0 | 0 | 0 | 0 | 0 | 0 | 0 | 0 | System Off | 0 | 0
5132 | 5132 | 2012-08-01 19:59 | 23.97 | 23.97 | 23.97 | 23.97 | 0 | 0 | 0 | 0 | 0 | 0 | 0 | 0 | 0 | 0 | 0 | 0 | 0 | 0 | 0 | 0 | 0 | System Off | 0 | 0
5133 | 5133 | 2012-08-01 20:59 | 23.03 | 23.03 | 23.03 | 23.03 | 0 | 0 | 0 | 0 | 0 | 0 | 0 | 0 | 0 | 0 | 0 | 0 | 0 | 0 | 0 | 0 | 0 | System Off | 0 | 0
5134 | 5134 | 2012-08-01 21:59 | 22.25 | 22.25 | 22.25 | 22.25 | 0 | 0 | 0 | 0 | 0 | 0 | 0 | 0 | 0 | 0 | 0 | 0 | 0 | 0 | 0 | 0 | 0 | System Off | 0 | 0
5135 | 5135 | 2012-08-01 22:59 | 21.47 | 21.47 | 21.47 | 21.47 | 0 | 0 | 0 | 0 | 0 | 0 | 0 | 0 | 0 | 0 | 0 | 0 | 0 | 0 | 0 | 0 | 0 | System Off | 0 | 0
5136 | 5136 | 2012-08-01 23:59 | 20.69 | 20.69 | 20.69 | 20.69 | 0 | 0 | 0 | 0 | 0 | 0 | 0 | 0 | 0 | 0 | 0 | 0 | 0 | 0 | 0 | 0 | 0 | System Off | 0 | 0
5137 | 5137 | 2012-08-02 00:59 | 20.58 | 20.58 | 20.58 | 20.58 | 0 | 0 | 0 | 0 | 0 | 0 | 0 | 0 | 0 | 0 | 0 | 0 | 0 | 0 | 0 | 0 | 0 | System Off | 0 | 0
5138 | 5138 | 2012-08-02 01:59 | 20.48 | 20.48 | 20.48 | 20.48 | 0 | 0 | 0 | 0 | 0 | 0 | 0 | 0 | 0 | 0 | 0 | 0 | 0 | 0 | 0 | 0 | 0 | System Off | 0 | 0
5139 | 5139 | 2012-08-02 02:59 | 20.37 | 20.37 | 20.37 | 20.37 | 0 | 0 | 0 | 0 | 0 | 0 | 0 | 0 | 0 | 0 | 0 | 0 | 0 | 0 | 0 | 0 | 0 | System Off | 0 | 0
5140 | 5140 | 2012-08-02 03:59 | 20.3 | 20.3 | 20.3 | 20.3 | 0 | 0 | 0 | 0 | 0 | 0 | 0 | 0 | 0 | 0 | 0 | 0 | 0 | 0 | 0 | 0 | 0 | System Off | 0 | 0
5141 | 5141 | 2012-08-02 04:59 | 20.22 | 22.63 | 22.63 | 20.22 | 135.24 | 97.6 | 51 | 13.81 | 143.52 | 0.78 | 0.68 | 0.67 | 0.04 | 204.3 | 0 | 0 | 40.36 | 0.1937 | 0.056448 | 0.005 | 9.8 | System Off | 1 | 0
5142 | 5142 | 2012-08-02 05:59 | 20.15 | 25.7 | 25.7 | 20.15 | 305.04 | 264.31 | 113 | 14.06 | 312.97 | 0.88 | 0.84 | 0.83 | 0.1 | 367.87 | 0 | 0 | 89.08 | 0.19372 | 0.056448 | 0.012 | 10.62 | System Off | 1 | 0
5143 | 5143 | 2012-08-02 06:59 | 20.69 | 29.5 | 29.5 | 20.69 | 545.47 | 500.12 | 201 | 14.13 | 547.16 | 0.89 | 0.91 | 0.89 | 0.18 | 455.3 | 0 | 0 | 158.19 | 0.19914 | 0.056448 | 0.02 | 9.95 | System Off | 1 | 0
5144 | 5144 | 2012-08-02 07:59 | 21.24 | 32.58 | 32.58 | 21.24 | 754.41 | 704.78 | 278 | 14.13 | 747.84 | 0.9 | 0.94 | 0.92 | 0.25 | 504.5 | 0 | 0 | 218.7 | 0.20402 | 0.056448 | 0.028 | 10.07 | System Off | 1 | 0
5145 | 5145 | 2012-08-02 08:59 | 21.79 | 34.27 | 34.27 | 21.79 | 883.47 | 831.08 | 326 | 14.11 | 870.89 | 0.92 | 0.95 | 0.93 | 0.3 | 528.33 | 0 | 0 | 256.49 | 0.2074 | 0.056448 | 0.033 | 10.12 | System Off | 1 | 0
5146 | 5146 | 2012-08-02 09:59 | 22 | 32.28 | 32.28 | 22 | 710.14 | 661.43 | 262 | 14.12 | 705.52 | 0.91 | 0.94 | 0.92 | 0.24 | 403.26 | 0 | 0 | 206.22 | 0.20431 | 0.056448 | 0.026 | 9.92 | System Off | 1 | 0
5147 | 5147 | 2012-08-02 10:59 | 22.21 | 42.02 | 42.02 | 22.21 | 1327.99 | 1265.42 | 499 | 13.86 | 1291.89 | 0.92 | 0.98 | 0.96 | 0.46 | 778.26 | 0 | 0 | 393.23 | 0.21732 | 0.056448 | 0.05 | 10.02 | System Off | 1 | 0
5148 | 5148 | 2012-08-02 11:59 | 22.42 | 28.11 | 28.11 | 22.42 | 372.61 | 330.61 | 138 | 14.06 | 379.45 | 0.86 | 0.87 | 0.85 | 0.12 | 202.66 | 0 | 0 | 108.79 | 0.19834 | 0.056448 | 0.014 | 10.14 | System Off | 1 | 0
5149 | 5149 | 2012-08-02 12:59 | 22.42 | 29.86 | 29.86 | 22.42 | 492.8 | 448.49 | 182 | 14.1 | 496.4 | 0.87 | 0.9 | 0.88 | 0.16 | 295.84 | 0 | 0 | 143.35 | 0.20067 | 0.056448 | 0.019 | 10.44 | System Off | 1 | 0
5150 | 5150 | 2012-08-02 13:59 | 22.43 | 31.05 | 31.05 | 22.43 | 575.77 | 529.81 | 213 | 14.08 | 576.56 | 0.89 | 0.92 | 0.9 | 0.19 | 389.26 | 0 | 0 | 167.78 | 0.20234 | 0.056448 | 0.022 | 10.33 | System Off | 1 | 0
5151 | 5151 | 2012-08-02 14:59 | 22.43 | 29.48 | 29.48 | 22.43 | 473.14 | 429.21 | 175 | 14.08 | 477.33 | 0.91 | 0.9 | 0.88 | 0.16 | 331.97 | 0 | 0 | 137.89 | 0.20032 | 0.056448 | 0.018 | 10.29 | System Off | 1 | 0
5152 | 5152 | 2012-08-02 15:59 | 21.96 | 27.84 | 27.84 | 21.96 | 378.05 | 335.95 | 140 | 14.06 | 384.72 | 0.85 | 0.87 | 0.85 | 0.12 | 260.34 | 0 | 0 | 110.36 | 0.19777 | 0.056448 | 0.014 | 10 | System Off | 1 | 0
5153 | 5153 | 2012-08-02 16:59 | 21.48 | 25.27 | 25.27 | 21.48 | 231.2 | 191.83 | 86 | 14 | 240 | 0.81 | 0.8 | 0.78 | 0.07 | 137.92 | 0 | 0 | 67.88 | 0.19422 | 0.056448 | 0.009 | 10.47 | System Off | 1 | 0
5154 | 5154 | 2012-08-02 17:59 | 21.01 | 21.36 | 21.36 | 21.01 | 18.33 | 0 | 7 | 13.64 | 21.36 | 0 | 0 | 0 | 0 | 0 | 0 | 0 | 5.55 | 0.19248 | 0.056448 | 0.001 | 14.29 | System Off | 0 | 0
5155 | 5155 | 2012-08-02 18:59 | 19.69 | 19.69 | 19.69 | 19.69 | 0 | 0 | 0 | 0 | 0 | 0 | 0 | 0 | 0 | 0 | 0 | 0 | 0 | 0 | 0 | 0 | 0 | System Off | 0 | 0
5156 | 5156 | 2012-08-02 19:59 | 18.36 | 18.36 | 18.36 | 18.36 | 0 | 0 | 0 | 0 | 0 | 0 | 0 | 0 | 0 | 0 | 0 | 0 | 0 | 0 | 0 | 0 | 0 | System Off | 0 | 0
5157 | 5157 | 2012-08-02 20:59 | 17.04 | 17.04 | 17.04 | 17.04 | 0 | 0 | 0 | 0 | 0 | 0 | 0 | 0 | 0 | 0 | 0 | 0 | 0 | 0 | 0 | 0 | 0 | System Off | 0 | 0
5158 | 5158 | 2012-08-02 21:59 | 16.87 | 16.87 | 16.87 | 16.87 | 0 | 0 | 0 | 0 | 0 | 0 | 0 | 0 | 0 | 0 | 0 | 0 | 0 | 0 | 0 | 0 | 0 | System Off | 0 | 0
5159 | 5159 | 2012-08-02 22:59 | 16.71 | 16.71 | 16.71 | 16.71 | 0 | 0 | 0 | 0 | 0 | 0 | 0 | 0 | 0 | 0 | 0 | 0 | 0 | 0 | 0 | 0 | 0 | System Off | 0 | 0
5160 | 5160 | 2012-08-02 23:59 | 16.54 | 16.54 | 16.54 | 16.54 | 0 | 0 | 0 | 0 | 0 | 0 | 0 | 0 | 0 | 0 | 0 | 0 | 0 | 0 | 0 | 0 | 0 | System Off | 0 | 0
5161 | 5161 | 2012-08-03 00:59 | 15.53 | 15.53 | 15.53 | 15.53 | 0 | 0 | 0 | 0 | 0 | 0 | 0 | 0 | 0 | 0 | 0 | 0 | 0 | 0 | 0 | 0 | 0 | System Off | 0 | 0
5162 | 5162 | 2012-08-03 01:59 | 14.51 | 14.51 | 14.51 | 14.51 | 0 | 0 | 0 | 0 | 0 | 0 | 0 | 0 | 0 | 0 | 0 | 0 | 0 | 0 | 0 | 0 | 0 | System Off | 0 | 0
5163 | 5163 | 2012-08-03 02:59 | 13.5 | 13.5 | 13.5 | 13.5 | 0 | 0 | 0 | 0 | 0 | 0 | 0 | 0 | 0 | 0 | 0 | 0 | 0 | 0 | 0 | 0 | 0 | System Off | 0 | 0
5164 | 5164 | 2012-08-03 03:59 | 14.49 | 14.49 | 14.49 | 14.49 | 0 | 0 | 0 | 0 | 0 | 0 | 0 | 0 | 0 | 0 | 0 | 0 | 0 | 0 | 0 | 0 | 0 | System Off | 0 | 0
5165 | 5165 | 2012-08-03 04:59 | 15.48 | 17.96 | 17.96 | 15.48 | 133.57 | 95.96 | 49 | 14.2 | 141.37 | 0.6 | 0.68 | 0.66 | 0.03 | 200.87 | 0 | 0 | 38.59 | 0.18682 | 0.056448 | 0.005 | 10.2 | System Off | 1 | 0
5166 | 5166 | 2012-08-03 05:59 | 16.48 | 22.56 | 22.56 | 16.48 | 320.55 | 279.53 | 117 | 14.27 | 327.74 | 0.85 | 0.85 | 0.83 | 0.1 | 389.05 | 0 | 0 | 91.97 | 0.19178 | 0.056448 | 0.012 | 10.26 | System Off | 1 | 0
5167 | 5167 | 2012-08-03 06:59 | 18.16 | 28.83 | 28.83 | 18.16 | 573.29 | 527.38 | 210 | 14.22 | 573.83 | 0.9 | 0.92 | 0.9 | 0.19 | 480.13 | 0 | 0 | 164.99 | 0.19592 | 0.056448 | 0.021 | 10 | System Off | 1 | 0
5168 | 5168 | 2012-08-03 07:59 | 19.84 | 30.71 | 30.71 | 19.84 | 595.42 | 549.06 | 220 | 14.1 | 595.38 | 0.91 | 0.92 | 0.9 | 0.2 | 393.04 | 0 | 0 | 173.12 | 0.1989 | 0.056448 | 0.022 | 10 | System Off | 1 | 0
5169 | 5169 | 2012-08-03 08:59 | 21.52 | 48.85 | 48.85 | 21.52 | 1481.02 | 1414.69 | 571 | 13.51 | 1436.33 | 0.89 | 0.98 | 0.96 | 0.51 | 899.34 | 0 | 0 | 450.93 | 0.22019 | 0.056448 | 0.057 | 9.98 | System Off | 1 | 0
5170 | 5170 | 2012-08-03 09:59 | 21.97 | 26.87 | 26.87 | 21.97 | 268.01 | 227.97 | 100 | 13.96 | 276.64 | 0.79 | 0.82 | 0.81 | 0.08 | 138.98 | 0 | 0 | 78.94 | 0.19567 | 0.056448 | 0.01 | 10 | System Off | 1 | 0
5171 | 5171 | 2012-08-03 10:59 | 22.42 | 32.71 | 32.71 | 22.42 | 571.55 | 525.67 | 213 | 13.98 | 572.77 | 0.89 | 0.92 | 0.9 | 0.19 | 323.3 | 0 | 0 | 167.89 | 0.20233 | 0.056448 | 0.022 | 10.33 | System Off | 1 | 0
5172 | 5172 | 2012-08-03 11:59 | 22.87 | 36.84 | 36.84 | 22.87 | 779.96 | 729.79 | 292 | 13.91 | 772.84 | 0.89 | 0.94 | 0.92 | 0.26 | 447.36 | 0 | 0 | 230.15 | 0.20722 | 0.056448 | 0.03 | 10.27 | System Off | 1 | 0
5173 | 5173 | 2012-08-03 12:59 | 22.7 | 43.72 | 43.72 | 22.7 | 1188.81 | 1129.54 | 452 | 13.7 | 1161.03 | 0.91 | 0.97 | 0.95 | 0.41 | 745.09 | 0 | 0 | 356.65 | 0.21558 | 0.056448 | 0.045 | 9.96 | System Off | 1 | 0
5174 | 5174 | 2012-08-03 13:59 | 22.54 | 30.07 | 30.07 | 22.54 | 437.81 | 394.57 | 163 | 13.99 | 443.2 | 0.86 | 0.89 | 0.87 | 0.14 | 289.89 | 0 | 0 | 128.55 | 0.19985 | 0.056448 | 0.017 | 10.43 | System Off | 1 | 0
5175 | 5175 | 2012-08-03 14:59 | 22.37 | 33.83 | 33.83 | 22.37 | 681.75 | 633.63 | 253 | 14.03 | 678.66 | 0.91 | 0.93 | 0.91 | 0.23 | 490.08 | 0 | 0 | 199.23 | 0.20438 | 0.056448 | 0.026 | 10.28 | System Off | 1 | 0
5176 | 5176 | 2012-08-03 15:59 | 21.74 | 29.41 | 29.41 | 21.74 | 433.97 | 390.81 | 161 | 14.04 | 439.36 | 0.87 | 0.89 | 0.87 | 0.14 | 302.85 | 0 | 0 | 126.88 | 0.19857 | 0.056448 | 0.016 | 9.94 | System Off | 1 | 0
5177 | 5177 | 2012-08-03 16:59 | 21.1 | 23.68 | 23.68 | 21.1 | 135.15 | 97.51 | 51 | 13.8 | 143.54 | 0.77 | 0.68 | 0.66 | 0.04 | 70.1 | 0 | 0 | 40.36 | 0.19497 | 0.056448 | 0.005 | 9.8 | System Off | 0 | 0
5178 | 5178 | 2012-08-03 17:59 | 20.47 | 21.58 | 21.58 | 20.47 | 53.59 | 17.37 | 21 | 13.29 | 59.29 | 0.47 | 0.29 | 0.29 | 0.01 | 11.11 | 0 | 0 | 16.73 | 0.19246 | 0.056448 | 0.002 | 9.52 | System Off | 0 | 0
5179 | 5179 | 2012-08-03 18:59 | 19.74 | 19.74 | 19.74 | 19.74 | 0 | 0 | 0 | 0 | 0 | 0 | 0 | 0 | 0 | 0 | 0 | 0 | 0 | 0 | 0 | 0 | 0 | System Off | 0 | 0
5180 | 5180 | 2012-08-03 19:59 | 19.02 | 19.02 | 19.02 | 19.02 | 0 | 0 | 0 | 0 | 0 | 0 | 0 | 0 | 0 | 0 | 0 | 0 | 0 | 0 | 0 | 0 | 0 | System Off | 0 | 0
5181 | 5181 | 2012-08-03 20:59 | 18.29 | 18.29 | 18.29 | 18.29 | 0 | 0 | 0 | 0 | 0 | 0 | 0 | 0 | 0 | 0 | 0 | 0 | 0 | 0 | 0 | 0 | 0 | System Off | 0 | 0
5182 | 5182 | 2012-08-03 21:59 | 17.32 | 17.32 | 17.32 | 17.32 | 0 | 0 | 0 | 0 | 0 | 0 | 0 | 0 | 0 | 0 | 0 | 0 | 0 | 0 | 0 | 0 | 0 | System Off | 0 | 0
5183 | 5183 | 2012-08-03 22:59 | 16.35 | 16.35 | 16.35 | 16.35 | 0 | 0 | 0 | 0 | 0 | 0 | 0 | 0 | 0 | 0 | 0 | 0 | 0 | 0 | 0 | 0 | 0 | System Off | 0 | 0
5184 | 5184 | 2012-08-03 23:59 | 15.38 | 15.38 | 15.38 | 15.38 | 0 | 0 | 0 | 0 | 0 | 0 | 0 | 0 | 0 | 0 | 0 | 0 | 0 | 0 | 0 | 0 | 0 | System Off | 0 | 0
5185 | 5185 | 2012-08-04 00:59 | 14.82 | 14.82 | 14.82 | 14.82 | 0 | 0 | 0 | 0 | 0 | 0 | 0 | 0 | 0 | 0 | 0 | 0 | 0 | 0 | 0 | 0 | 0 | System Off | 0 | 0
5186 | 5186 | 2012-08-04 01:59 | 14.26 | 14.26 | 14.26 | 14.26 | 0 | 0 | 0 | 0 | 0 | 0 | 0 | 0 | 0 | 0 | 0 | 0 | 0 | 0 | 0 | 0 | 0 | System Off | 0 | 0
5187 | 5187 | 2012-08-04 02:59 | 13.7 | 13.7 | 13.7 | 13.7 | 0 | 0 | 0 | 0 | 0 | 0 | 0 | 0 | 0 | 0 | 0 | 0 | 0 | 0 | 0 | 0 | 0 | System Off | 0 | 0
5188 | 5188 | 2012-08-04 03:59 | 14.78 | 14.78 | 14.78 | 14.78 | 0 | 0 | 0 | 0 | 0 | 0 | 0 | 0 | 0 | 0 | 0 | 0 | 0 | 0 | 0 | 0 | 0 | System Off | 0 | 0
5189 | 5189 | 2012-08-04 04:59 | 15.85 | 16.24 | 16.24 | 15.85 | 18.84 | 0 | 7 | 14.02 | 21.77 | 0 | 0 | 0 | 0 | 0 | 0 | 0 | 5.53 | 0.18515 | 0.056448 | 0.001 | 14.29 | System Off | 0 | 0
5190 | 5190 | 2012-08-04 05:59 | 16.93 | 22.97 | 22.97 | 16.93 | 309.82 | 269 | 113 | 14.28 | 317.27 | 0.88 | 0.85 | 0.83 | 0.1 | 374.4 | 0 | 0 | 88.81 | 0.19221 | 0.056448 | 0.012 | 10.62 | System Off | 1 | 0
5191 | 5191 | 2012-08-04 06:59 | 18.44 | 26.16 | 26.16 | 18.44 | 403.52 | 360.94 | 148 | 14.2 | 409.31 | 0.87 | 0.88 | 0.86 | 0.13 | 328.59 | 0 | 0 | 116.39 | 0.19624 | 0.056448 | 0.015 | 10.14 | System Off | 1 | 0
5192 | 5192 | 2012-08-04 07:59 | 19.95 | 39.62 | 39.62 | 19.95 | 1007.61 | 952.49 | 378 | 13.88 | 989.33 | 0.9 | 0.96 | 0.94 | 0.34 | 681.82 | 0 | 0 | 297.57 | 0.20743 | 0.056448 | 0.038 | 10.05 | System Off | 1 | 0
5193 | 5193 | 2012-08-04 08:59 | 21.47 | 49.4 | 49.4 | 21.47 | 1373.85 | 1310.17 | 532 | 13.45 | 1335.73 | 0.88 | 0.98 | 0.96 | 0.47 | 832.89 | 0 | 0 | 420.24 | 0.21803 | 0.056448 | 0.053 | 9.96 | System Off | 1 | 0
5194 | 5194 | 2012-08-04 09:59 | 22.21 | 48.83 | 48.83 | 22.21 | 1343.94 | 1280.98 | 519 | 13.49 | 1307.54 | 0.88 | 0.98 | 0.96 | 0.46 | 780.98 | 0 | 0 | 409.94 | 0.21846 | 0.056448 | 0.052 | 10.02 | System Off | 1 | 0
5195 | 5195 | 2012-08-04 10:59 | 22.95 | 38.84 | 38.84 | 22.95 | 839.73 | 788.29 | 316 | 13.84 | 830.03 | 0.92 | 0.95 | 0.93 | 0.29 | 484.81 | 0 | 0 | 249.15 | 0.20863 | 0.056448 | 0.032 | 10.13 | System Off | 1 | 0
5196 | 5196 | 2012-08-04 11:59 | 23.69 | 39.09 | 39.09 | 23.69 | 837.01 | 785.62 | 316 | 13.8 | 827.48 | 0.89 | 0.95 | 0.93 | 0.28 | 481.58 | 0 | 0 | 249.34 | 0.20976 | 0.056448 | 0.032 | 10.13 | System Off | 1 | 0
5197 | 5197 | 2012-08-04 12:59 | 23.68 | 57.41 | 57.41 | 23.68 | 1806.77 | 1732.03 | 718 | 13.11 | 1742.06 | 0.88 | 0.99 | 0.97 | 0.63 | 1142.52 | 0 | 0 | 569.1 | 0.21501 | 0.056448 | 0.071 | 9.89 | System Off | 1 | 0
5198 | 5198 | 2012-08-04 13:59 | 23.68 | 44.34 | 44.34 | 23.68 | 1150.52 | 1092.14 | 439 | 13.65 | 1125.02 | 0.91 | 0.97 | 0.95 | 0.4 | 802.4 | 0 | 0 | 346.63 | 0.21639 | 0.056448 | 0.044 | 10.02 | System Off | 1 | 0
5199 | 5199 | 2012-08-04 14:59 | 23.67 | 32.53 | 32.53 | 23.67 | 503.09 | 458.57 | 188 | 13.94 | 506.76 | 0.9 | 0.9 | 0.88 | 0.17 | 354.68 | 0 | 0 | 148.31 | 0.20285 | 0.056448 | 0.019 | 10.11 | System Off | 1 | 0
5200 | 5200 | 2012-08-04 15:59 | 22.97 | 34.15 | 34.15 | 22.97 | 610.99 | 564.32 | 228 | 13.96 | 610.92 | 0.87 | 0.92 | 0.9 | 0.2 | 437.31 | 0 | 0 | 179.71 | 0.20395 | 0.056448 | 0.023 | 10.09 | System Off | 1 | 0
5201 | 5201 | 2012-08-04 16:59 | 22.27 | 28.25 | 28.25 | 22.27 | 310.65 | 269.82 | 116 | 13.95 | 318.83 | 0.86 | 0.85 | 0.83 | 0.1 | 193.99 | 0 | 0 | 91.56 | 0.19695 | 0.056448 | 0.012 | 10.34 | System Off | 1 | 0
5202 | 5202 | 2012-08-04 17:59 | 21.57 | 23.92 | 23.92 | 21.57 | 116.13 | 78.83 | 44 | 13.75 | 124.21 | 0.67 | 0.63 | 0.62 | 0.03 | 50.39 | 0 | 0 | 34.85 | 0.19527 | 0.056448 | 0.005 | 11.36 | System Off | 0 | 0
5203 | 5203 | 2012-08-04 18:59 | 20.65 | 20.65 | 20.65 | 20.65 | 0 | 0 | 0 | 0 | 0 | 0 | 0 | 0 | 0 | 0 | 0 | 0 | 0 | 0 | 0 | 0 | 0 | System Off | 0 | 0
5204 | 5204 | 2012-08-04 19:59 | 19.73 | 19.73 | 19.73 | 19.73 | 0 | 0 | 0 | 0 | 0 | 0 | 0 | 0 | 0 | 0 | 0 | 0 | 0 | 0 | 0 | 0 | 0 | System Off | 0 | 0
5205 | 5205 | 2012-08-04 20:59 | 18.81 | 18.81 | 18.81 | 18.81 | 0 | 0 | 0 | 0 | 0 | 0 | 0 | 0 | 0 | 0 | 0 | 0 | 0 | 0 | 0 | 0 | 0 | System Off | 0 | 0
5206 | 5206 | 2012-08-04 21:59 | 18.16 | 18.16 | 18.16 | 18.16 | 0 | 0 | 0 | 0 | 0 | 0 | 0 | 0 | 0 | 0 | 0 | 0 | 0 | 0 | 0 | 0 | 0 | System Off | 0 | 0
5207 | 5207 | 2012-08-04 22:59 | 17.5 | 17.5 | 17.5 | 17.5 | 0 | 0 | 0 | 0 | 0 | 0 | 0 | 0 | 0 | 0 | 0 | 0 | 0 | 0 | 0 | 0 | 0 | System Off | 0 | 0
5208 | 5208 | 2012-08-04 23:59 | 16.85 | 16.85 | 16.85 | 16.85 | 0 | 0 | 0 | 0 | 0 | 0 | 0 | 0 | 0 | 0 | 0 | 0 | 0 | 0 | 0 | 0 | 0 | System Off | 0 | 0
5209 | 5209 | 2012-08-05 00:59 | 16.84 | 16.84 | 16.84 | 16.84 | 0 | 0 | 0 | 0 | 0 | 0 | 0 | 0 | 0 | 0 | 0 | 0 | 0 | 0 | 0 | 0 | 0 | System Off | 0 | 0
5210 | 5210 | 2012-08-05 01:59 | 16.83 | 16.83 | 16.83 | 16.83 | 0 | 0 | 0 | 0 | 0 | 0 | 0 | 0 | 0 | 0 | 0 | 0 | 0 | 0 | 0 | 0 | 0 | System Off | 0 | 0
5211 | 5211 | 2012-08-05 02:59 | 16.82 | 16.82 | 16.82 | 16.82 | 0 | 0 | 0 | 0 | 0 | 0 | 0 | 0 | 0 | 0 | 0 | 0 | 0 | 0 | 0 | 0 | 0 | System Off | 0 | 0
5212 | 5212 | 2012-08-05 03:59 | 17.2 | 17.2 | 17.2 | 17.2 | 0 | 0 | 0 | 0 | 0 | 0 | 0 | 0 | 0 | 0 | 0 | 0 | 0 | 0 | 0 | 0 | 0 | System Off | 0 | 0
5213 | 5213 | 2012-08-05 04:59 | 17.58 | 17.97 | 17.97 | 17.58 | 18.67 | 0 | 7 | 13.89 | 21.63 | 0 | 0 | 0 | 0 | 0 | 0 | 0 | 5.54 | 0.18759 | 0.056448 | 0.001 | 14.29 | System Off | 0 | 0
5214 | 5214 | 2012-08-05 05:59 | 17.97 | 21.74 | 21.74 | 17.97 | 205.08 | 166.18 | 76 | 14.05 | 213.57 | 0.79 | 0.78 | 0.76 | 0.06 | 231.29 | 0 | 0 | 59.94 | 0.19178 | 0.056448 | 0.008 | 10.53 | System Off | 1 | 0
5215 | 5215 | 2012-08-05 06:59 | 20.01 | 22.59 | 22.59 | 20.01 | 138.18 | 100.48 | 52 | 13.84 | 146.49 | 0.76 | 0.69 | 0.67 | 0.04 | 91.48 | 0 | 0 | 41.14 | 0.19345 | 0.056448 | 0.005 | 9.62 | System Off | 1 | 0
5216 | 5216 | 2012-08-05 07:59 | 22.06 | 26.73 | 26.73 | 22.06 | 254.05 | 214.27 | 95 | 13.93 | 262.83 | 0.84 | 0.82 | 0.8 | 0.08 | 153.38 | 0 | 0 | 75.03 | 0.19553 | 0.056448 | 0.01 | 10.53 | System Off | 1 | 0
5217 | 5217 | 2012-08-05 08:59 | 24.11 | 38.23 | 38.23 | 24.11 | 771.92 | 721.92 | 291 | 13.82 | 765.43 | 0.89 | 0.94 | 0.92 | 0.26 | 458.94 | 0 | 0 | 229.62 | 0.20904 | 0.056448 | 0.029 | 9.97 | System Off | 1 | 0
5218 | 5218 | 2012-08-05 09:59 | 24.43 | 57.88 | 57.88 | 24.43 | 1844.52 | 1768.77 | 734 | 13.09 | 1777.43 | 0.87 | 1 | 0.97 | 0.64 | 1078.37 | 0 | 0 | 582.03 | 0.21698 | 0.056448 | 0.073 | 9.95 | System Off | 1 | 0
5219 | 5219 | 2012-08-05 10:59 | 24.74 | 56.59 | 56.59 | 24.74 | 1816.11 | 1741.12 | 719 | 13.16 | 1750.75 | 0.88 | 0.99 | 0.97 | 0.63 | 1070.83 | 0 | 0 | 569.94 | 0.21666 | 0.056448 | 0.071 | 9.87 | System Off | 1 | 0
5220 | 5220 | 2012-08-05 11:59 | 25.06 | 28.84 | 28.84 | 25.06 | 226.05 | 186.78 | 86 | 13.69 | 235.34 | 0.81 | 0.79 | 0.78 | 0.07 | 114.5 | 0 | 0 | 68.14 | 0.19943 | 0.056448 | 0.009 | 10.47 | System Off | 1 | 0
5221 | 5221 | 2012-08-05 12:59 | 24.02 | 31.13 | 31.13 | 24.02 | 431.07 | 387.95 | 161 | 13.95 | 436.81 | 0.87 | 0.89 | 0.87 | 0.14 | 255.91 | 0 | 0 | 127.06 | 0.20192 | 0.056448 | 0.016 | 9.94 | System Off | 1 | 0
5222 | 5222 | 2012-08-05 13:59 | 22.99 | 25.31 | 25.31 | 22.99 | 136.43 | 98.76 | 52 | 13.66 | 144.99 | 0.76 | 0.68 | 0.67 | 0.04 | 72.56 | 0 | 0 | 41.23 | 0.1946 | 0.056448 | 0.005 | 9.62 | System Off | 1 | 0
5223 | 5223 | 2012-08-05 14:59 | 21.95 | 27.99 | 27.99 | 21.95 | 365.68 | 323.82 | 136 | 14 | 372.67 | 0.88 | 0.87 | 0.85 | 0.12 | 250.45 | 0 | 0 | 107.28 | 0.19755 | 0.056448 | 0.014 | 10.29 | System Off | 1 | 0
5224 | 5224 | 2012-08-05 15:59 | 21.46 | 31.49 | 31.49 | 21.46 | 574.69 | 528.75 | 213 | 14.05 | 575.59 | 0.89 | 0.92 | 0.9 | 0.19 | 409.75 | 0 | 0 | 167.75 | 0.20091 | 0.056448 | 0.022 | 10.33 | System Off | 1 | 0
5225 | 5225 | 2012-08-05 16:59 | 20.97 | 26.51 | 26.51 | 20.97 | 283.51 | 243.19 | 106 | 13.93 | 291.89 | 0.85 | 0.83 | 0.81 | 0.09 | 174.84 | 0 | 0 | 83.69 | 0.19454 | 0.056448 | 0.011 | 10.38 | System Off | 1 | 0
5226 | 5226 | 2012-08-05 17:59 | 20.48 | 22.58 | 22.58 | 20.48 | 102.15 | 65.09 | 39 | 13.64 | 109.79 | 0.51 | 0.59 | 0.58 | 0.02 | 41.61 | 0 | 0 | 30.93 | 0.19344 | 0.056448 | 0.004 | 10.26 | System Off | 0 | 0
5227 | 5227 | 2012-08-05 18:59 | 19.7 | 19.7 | 19.7 | 19.7 | 0 | 0 | 0 | 0 | 0 | 0 | 0 | 0 | 0 | 0 | 0 | 0 | 0 | 0 | 0 | 0 | 0 | System Off | 0 | 0
5228 | 5228 | 2012-08-05 19:59 | 18.91 | 18.91 | 18.91 | 18.91 | 0 | 0 | 0 | 0 | 0 | 0 | 0 | 0 | 0 | 0 | 0 | 0 | 0 | 0 | 0 | 0 | 0 | System Off | 0 | 0
5229 | 5229 | 2012-08-05 20:59 | 18.13 | 18.13 | 18.13 | 18.13 | 0 | 0 | 0 | 0 | 0 | 0 | 0 | 0 | 0 | 0 | 0 | 0 | 0 | 0 | 0 | 0 | 0 | System Off | 0 | 0
5230 | 5230 | 2012-08-05 21:59 | 17.76 | 17.76 | 17.76 | 17.76 | 0 | 0 | 0 | 0 | 0 | 0 | 0 | 0 | 0 | 0 | 0 | 0 | 0 | 0 | 0 | 0 | 0 | System Off | 0 | 0
5231 | 5231 | 2012-08-05 22:59 | 17.4 | 17.4 | 17.4 | 17.4 | 0 | 0 | 0 | 0 | 0 | 0 | 0 | 0 | 0 | 0 | 0 | 0 | 0 | 0 | 0 | 0 | 0 | System Off | 0 | 0
5232 | 5232 | 2012-08-05 23:59 | 17.03 | 17.03 | 17.03 | 17.03 | 0 | 0 | 0 | 0 | 0 | 0 | 0 | 0 | 0 | 0 | 0 | 0 | 0 | 0 | 0 | 0 | 0 | System Off | 0 | 0
5233 | 5233 | 2012-08-06 00:59 | 16.8 | 16.8 | 16.8 | 16.8 | 0 | 0 | 0 | 0 | 0 | 0 | 0 | 0 | 0 | 0 | 0 | 0 | 0 | 0 | 0 | 0 | 0 | System Off | 0 | 0
5234 | 5234 | 2012-08-06 01:59 | 16.58 | 16.58 | 16.58 | 16.58 | 0 | 0 | 0 | 0 | 0 | 0 | 0 | 0 | 0 | 0 | 0 | 0 | 0 | 0 | 0 | 0 | 0 | System Off | 0 | 0
5235 | 5235 | 2012-08-06 02:59 | 16.35 | 16.35 | 16.35 | 16.35 | 0 | 0 | 0 | 0 | 0 | 0 | 0 | 0 | 0 | 0 | 0 | 0 | 0 | 0 | 0 | 0 | 0 | System Off | 0 | 0
5236 | 5236 | 2012-08-06 03:59 | 16.25 | 16.25 | 16.25 | 16.25 | 0 | 0 | 0 | 0 | 0 | 0 | 0 | 0 | 0 | 0 | 0 | 0 | 0 | 0 | 0 | 0 | 0 | System Off | 0 | 0
5237 | 5237 | 2012-08-06 04:59 | 16.15 | 18.08 | 18.08 | 16.15 | 112.53 | 75.28 | 42 | 13.95 | 120 | 0.71 | 0.63 | 0.61 | 0.03 | 157.59 | 0 | 0 | 33.18 | 0.18741 | 0.056448 | 0.004 | 9.52 | System Off | 1 | 0
5238 | 5238 | 2012-08-06 05:59 | 16.06 | 20.17 | 20.17 | 16.06 | 224.3 | 185.06 | 82 | 14.25 | 232.5 | 0.85 | 0.8 | 0.78 | 0.07 | 257.56 | 0 | 0 | 64.51 | 0.18936 | 0.056448 | 0.008 | 9.76 | System Off | 1 | 0
5239 | 5239 | 2012-08-06 06:59 | 16.91 | 25.84 | 25.84 | 16.91 | 570.85 | 524.99 | 207 | 14.36 | 571.02 | 0.92 | 0.92 | 0.9 | 0.19 | 477.94 | 0 | 0 | 162.44 | 0.19394 | 0.056448 | 0.021 | 10.14 | System Off | 1 | 0
5240 | 5240 | 2012-08-06 07:59 | 17.77 | 32.48 | 32.48 | 17.77 | 1023.26 | 967.79 | 373 | 14.29 | 1003.19 | 0.94 | 0.96 | 0.94 | 0.35 | 692.77 | 0 | 0 | 292.67 | 0.20386 | 0.056448 | 0.037 | 9.92 | System Off | 1 | 0
5241 | 5241 | 2012-08-06 08:59 | 18.63 | 32.75 | 32.75 | 18.63 | 1031.44 | 975.78 | 376 | 14.29 | 1010.96 | 0.93 | 0.97 | 0.94 | 0.35 | 620.32 | 0 | 0 | 295.09 | 0.20529 | 0.056448 | 0.038 | 10.11 | System Off | 1 | 0
5242 | 5242 | 2012-08-06 09:59 | 19.2 | 28.47 | 28.47 | 19.2 | 679.73 | 631.66 | 247 | 14.33 | 675.86 | 0.93 | 0.93 | 0.91 | 0.23 | 385.1 | 0 | 0 | 193.93 | 0.19936 | 0.056448 | 0.025 | 10.12 | System Off | 1 | 0
5243 | 5243 | 2012-08-06 10:59 | 19.77 | 34.34 | 34.34 | 19.77 | 1073.17 | 1016.57 | 393 | 14.22 | 1050.65 | 0.94 | 0.97 | 0.95 | 0.37 | 625.21 | 0 | 0 | 308.67 | 0.2079 | 0.056448 | 0.039 | 9.92 | System Off | 1 | 0
5244 | 5244 | 2012-08-06 11:59 | 20.34 | 41.66 | 41.66 | 20.34 | 1568.83 | 1500.3 | 586 | 13.94 | 1518.17 | 0.92 | 0.99 | 0.96 | 0.54 | 919.68 | 0 | 0 | 461.3 | 0.21908 | 0.056448 | 0.058 | 9.9 | System Off | 1 | 0
5245 | 5245 | 2012-08-06 12:59 | 19.97 | 24.08 | 24.08 | 19.97 | 302.4 | 261.72 | 111 | 14.19 | 310.14 | 0.81 | 0.84 | 0.83 | 0.09 | 172.64 | 0 | 0 | 87.4 | 0.19335 | 0.056448 | 0.011 | 9.91 | System Off | 1 | 0
5246 | 5246 | 2012-08-06 13:59 | 19.61 | 38.83 | 38.83 | 19.61 | 1447.29 | 1381.8 | 535 | 14.09 | 1403.75 | 0.93 | 0.98 | 0.96 | 0.5 | 1015.22 | 0 | 0 | 420.56 | 0.21521 | 0.056448 | 0.053 | 9.91 | System Off | 1 | 0
5247 | 5247 | 2012-08-06 14:59 | 19.24 | 29.36 | 29.36 | 19.24 | 766.4 | 716.52 | 279 | 14.31 | 758.77 | 0.93 | 0.94 | 0.92 | 0.26 | 554.19 | 0 | 0 | 219.1 | 0.2011 | 0.056448 | 0.028 | 10.04 | System Off | 1 | 0
5248 | 5248 | 2012-08-06 15:59 | 18.54 | 21.91 | 21.91 | 18.54 | 240.44 | 200.9 | 88 | 14.23 | 248.72 | 0.79 | 0.81 | 0.79 | 0.07 | 155.69 | 0 | 0 | 69.27 | 0.19322 | 0.056448 | 0.009 | 10.23 | System Off | 1 | 0
5249 | 5249 | 2012-08-06 16:59 | 17.85 | 22.43 | 22.43 | 17.85 | 307.38 | 266.62 | 112 | 14.29 | 314.81 | 0.89 | 0.85 | 0.83 | 0.1 | 191.68 | 0 | 0 | 88.06 | 0.19349 | 0.056448 | 0.011 | 9.82 | System Off | 1 | 0
5250 | 5250 | 2012-08-06 17:59 | 17.15 | 18.55 | 18.55 | 17.15 | 88.98 | 52.15 | 33 | 14.04 | 95.91 | 0.59 | 0.54 | 0.53 | 0.02 | 33.34 | 0 | 0 | 26.05 | 0.18835 | 0.056448 | 0.003 | 9.09 | System Off | 0 | 0
5251 | 5251 | 2012-08-06 18:59 | 16.75 | 16.75 | 16.75 | 16.75 | 0 | 0 | 0 | 0 | 0 | 0 | 0 | 0 | 0 | 0 | 0 | 0 | 0 | 0 | 0 | 0 | 0 | System Off | 0 | 0
5252 | 5252 | 2012-08-06 19:59 | 16.34 | 16.34 | 16.34 | 16.34 | 0 | 0 | 0 | 0 | 0 | 0 | 0 | 0 | 0 | 0 | 0 | 0 | 0 | 0 | 0 | 0 | 0 | System Off | 0 | 0
5253 | 5253 | 2012-08-06 20:59 | 15.94 | 15.94 | 15.94 | 15.94 | 0 | 0 | 0 | 0 | 0 | 0 | 0 | 0 | 0 | 0 | 0 | 0 | 0 | 0 | 0 | 0 | 0 | System Off | 0 | 0
5254 | 5254 | 2012-08-06 21:59 | 15.76 | 15.76 | 15.76 | 15.76 | 0 | 0 | 0 | 0 | 0 | 0 | 0 | 0 | 0 | 0 | 0 | 0 | 0 | 0 | 0 | 0 | 0 | System Off | 0 | 0
5255 | 5255 | 2012-08-06 22:59 | 15.57 | 15.57 | 15.57 | 15.57 | 0 | 0 | 0 | 0 | 0 | 0 | 0 | 0 | 0 | 0 | 0 | 0 | 0 | 0 | 0 | 0 | 0 | System Off | 0 | 0
5256 | 5256 | 2012-08-06 23:59 | 15.39 | 15.39 | 15.39 | 15.39 | 0 | 0 | 0 | 0 | 0 | 0 | 0 | 0 | 0 | 0 | 0 | 0 | 0 | 0 | 0 | 0 | 0 | System Off | 0 | 0
5257 | 5257 | 2012-08-07 00:59 | 15.02 | 15.02 | 15.02 | 15.02 | 0 | 0 | 0 | 0 | 0 | 0 | 0 | 0 | 0 | 0 | 0 | 0 | 0 | 0 | 0 | 0 | 0 | System Off | 0 | 0
5258 | 5258 | 2012-08-07 01:59 | 14.66 | 14.66 | 14.66 | 14.66 | 0 | 0 | 0 | 0 | 0 | 0 | 0 | 0 | 0 | 0 | 0 | 0 | 0 | 0 | 0 | 0 | 0 | System Off | 0 | 0
5259 | 5259 | 2012-08-07 02:59 | 14.29 | 14.29 | 14.29 | 14.29 | 0 | 0 | 0 | 0 | 0 | 0 | 0 | 0 | 0 | 0 | 0 | 0 | 0 | 0 | 0 | 0 | 0 | System Off | 0 | 0
5260 | 5260 | 2012-08-07 03:59 | 14.48 | 14.48 | 14.48 | 14.48 | 0 | 0 | 0 | 0 | 0 | 0 | 0 | 0 | 0 | 0 | 0 | 0 | 0 | 0 | 0 | 0 | 0 | System Off | 0 | 0
5261 | 5261 | 2012-08-07 04:59 | 14.67 | 16.69 | 16.69 | 14.67 | 126.85 | 89.35 | 47 | 14.06 | 134.43 | 0.64 | 0.66 | 0.65 | 0.03 | 187.03 | 0 | 0 | 37.09 | 0.18558 | 0.056448 | 0.005 | 10.64 | System Off | 1 | 0
5262 | 5262 | 2012-08-07 05:59 | 14.86 | 18.68 | 18.68 | 14.86 | 224.97 | 185.72 | 82 | 14.29 | 232.99 | 0.85 | 0.8 | 0.78 | 0.07 | 258.48 | 0 | 0 | 64.48 | 0.18765 | 0.056448 | 0.008 | 9.76 | System Off | 1 | 0
5263 | 5263 | 2012-08-07 06:59 | 15.79 | 24.39 | 24.39 | 15.79 | 596.81 | 550.43 | 214 | 14.53 | 595.77 | 0.93 | 0.92 | 0.9 | 0.2 | 501.1 | 0 | 0 | 167.61 | 0.19582 | 0.056448 | 0.022 | 10.28 | System Off | 1 | 0
5264 | 5264 | 2012-08-07 07:59 | 16.72 | 29.98 | 29.98 | 16.72 | 988.14 | 933.45 | 357 | 14.42 | 969.61 | 0.95 | 0.96 | 0.94 | 0.34 | 668.19 | 0 | 0 | 279.78 | 0.20145 | 0.056448 | 0.036 | 10.08 | System Off | 1 | 0
5265 | 5265 | 2012-08-07 08:59 | 17.65 | 32.07 | 32.07 | 17.65 | 1130.93 | 1073.01 | 410 | 14.37 | 1104.96 | 0.95 | 0.97 | 0.95 | 0.39 | 682.13 | 0 | 0 | 321.49 | 0.2056 | 0.056448 | 0.041 | 10 | System Off | 1 | 0
5266 | 5266 | 2012-08-07 09:59 | 18 | 31.71 | 31.71 | 18 | 1061.7 | 1005.35 | 385 | 14.36 | 1039.47 | 0.93 | 0.97 | 0.95 | 0.36 | 612.94 | 0 | 0 | 301.93 | 0.20482 | 0.056448 | 0.039 | 10.13 | System Off | 1 | 0
5267 | 5267 | 2012-08-07 10:59 | 18.35 | 28.92 | 28.92 | 18.35 | 809.57 | 758.78 | 293 | 14.39 | 799.84 | 0.92 | 0.95 | 0.93 | 0.27 | 466.66 | 0 | 0 | 229.83 | 0.20052 | 0.056448 | 0.029 | 9.9 | System Off | 1 | 0
5268 | 5268 | 2012-08-07 11:59 | 18.7 | 29.76 | 29.76 | 18.7 | 837.88 | 786.47 | 304 | 14.36 | 826.9 | 0.92 | 0.95 | 0.93 | 0.28 | 482.1 | 0 | 0 | 238.54 | 0.20161 | 0.056448 | 0.031 | 10.2 | System Off | 1 | 0
5269 | 5269 | 2012-08-07 12:59 | 18.69 | 25.67 | 25.67 | 18.69 | 521.12 | 476.24 | 189 | 14.36 | 523.12 | 0.9 | 0.91 | 0.89 | 0.17 | 314.15 | 0 | 0 | 148.41 | 0.19558 | 0.056448 | 0.019 | 10.05 | System Off | 1 | 0
5270 | 5270 | 2012-08-07 13:59 | 18.68 | 28.53 | 28.53 | 18.68 | 727.78 | 678.7 | 264 | 14.36 | 721.8 | 0.94 | 0.94 | 0.92 | 0.25 | 498.65 | 0 | 0 | 207.19 | 0.19949 | 0.056448 | 0.027 | 10.23 | System Off | 1 | 0
5271 | 5271 | 2012-08-07 14:59 | 18.67 | 29.33 | 29.33 | 18.67 | 779.84 | 729.68 | 283 | 14.35 | 771.58 | 0.92 | 0.95 | 0.92 | 0.26 | 564.36 | 0 | 0 | 222.08 | 0.20047 | 0.056448 | 0.029 | 10.25 | System Off | 1 | 0
5272 | 5272 | 2012-08-07 15:59 | 18.36 | 25.52 | 25.52 | 18.36 | 503.14 | 458.63 | 183 | 14.32 | 505.75 | 0.93 | 0.91 | 0.89 | 0.17 | 355.41 | 0 | 0 | 143.76 | 0.19479 | 0.056448 | 0.019 | 10.38 | System Off | 1 | 0
5273 | 5273 | 2012-08-07 16:59 | 18.05 | 21.29 | 21.29 | 18.05 | 215.74 | 176.66 | 79 | 14.22 | 224.13 | 0.75 | 0.79 | 0.77 | 0.06 | 127.01 | 0 | 0 | 62.19 | 0.19204 | 0.056448 | 0.008 | 10.13 | System Off | 1 | 0
5274 | 5274 | 2012-08-07 17:59 | 17.74 | 19.23 | 19.23 | 17.74 | 93.29 | 56.39 | 35 | 13.88 | 100.41 | 0.56 | 0.56 | 0.55 | 0.02 | 36.05 | 0 | 0 | 27.68 | 0.1893 | 0.056448 | 0.004 | 11.43 | System Off | 0 | 0
5275 | 5275 | 2012-08-07 18:59 | 17.02 | 17.02 | 17.02 | 17.02 | 0 | 0 | 0 | 0 | 0 | 0 | 0 | 0 | 0 | 0 | 0 | 0 | 0 | 0 | 0 | 0 | 0 | System Off | 0 | 0
5276 | 5276 | 2012-08-07 19:59 | 16.3 | 16.3 | 16.3 | 16.3 | 0 | 0 | 0 | 0 | 0 | 0 | 0 | 0 | 0 | 0 | 0 | 0 | 0 | 0 | 0 | 0 | 0 | System Off | 0 | 0
5277 | 5277 | 2012-08-07 20:59 | 15.58 | 15.58 | 15.58 | 15.58 | 0 | 0 | 0 | 0 | 0 | 0 | 0 | 0 | 0 | 0 | 0 | 0 | 0 | 0 | 0 | 0 | 0 | System Off | 0 | 0
5278 | 5278 | 2012-08-07 21:59 | 15.11 | 15.11 | 15.11 | 15.11 | 0 | 0 | 0 | 0 | 0 | 0 | 0 | 0 | 0 | 0 | 0 | 0 | 0 | 0 | 0 | 0 | 0 | System Off | 0 | 0
5279 | 5279 | 2012-08-07 22:59 | 14.63 | 14.63 | 14.63 | 14.63 | 0 | 0 | 0 | 0 | 0 | 0 | 0 | 0 | 0 | 0 | 0 | 0 | 0 | 0 | 0 | 0 | 0 | System Off | 0 | 0
5280 | 5280 | 2012-08-07 23:59 | 14.16 | 14.16 | 14.16 | 14.16 | 0 | 0 | 0 | 0 | 0 | 0 | 0 | 0 | 0 | 0 | 0 | 0 | 0 | 0 | 0 | 0 | 0 | System Off | 0 | 0
5281 | 5281 | 2012-08-08 00:59 | 13.27 | 13.27 | 13.27 | 13.27 | 0 | 0 | 0 | 0 | 0 | 0 | 0 | 0 | 0 | 0 | 0 | 0 | 0 | 0 | 0 | 0 | 0 | System Off | 0 | 0
5282 | 5282 | 2012-08-08 01:59 | 12.38 | 12.38 | 12.38 | 12.38 | 0 | 0 | 0 | 0 | 0 | 0 | 0 | 0 | 0 | 0 | 0 | 0 | 0 | 0 | 0 | 0 | 0 | System Off | 0 | 0
5283 | 5283 | 2012-08-08 02:59 | 11.49 | 11.49 | 11.49 | 11.49 | 0 | 0 | 0 | 0 | 0 | 0 | 0 | 0 | 0 | 0 | 0 | 0 | 0 | 0 | 0 | 0 | 0 | System Off | 0 | 0
5284 | 5284 | 2012-08-08 03:59 | 12.41 | 12.41 | 12.41 | 12.41 | 0 | 0 | 0 | 0 | 0 | 0 | 0 | 0 | 0 | 0 | 0 | 0 | 0 | 0 | 0 | 0 | 0 | System Off | 0 | 0
5285 | 5285 | 2012-08-08 04:59 | 13.33 | 15.65 | 15.65 | 13.33 | 122.53 | 85.11 | 45 | 14.18 | 129.95 | 0.66 | 0.65 | 0.64 | 0.03 | 178.15 | 0 | 0 | 35.45 | 0.18359 | 0.056448 | 0.005 | 11.11 | System Off | 1 | 0
5286 | 5286 | 2012-08-08 05:59 | 14.25 | 19.06 | 19.06 | 14.25 | 229.15 | 189.82 | 83 | 14.38 | 237.19 | 0.83 | 0.8 | 0.78 | 0.07 | 264.2 | 0 | 0 | 65.17 | 0.18683 | 0.056448 | 0.008 | 9.64 | System Off | 1 | 0
5287 | 5287 | 2012-08-08 06:59 | 16.08 | 26.88 | 26.88 | 16.08 | 566.55 | 520.78 | 206 | 14.32 | 567.04 | 0.92 | 0.92 | 0.9 | 0.19 | 474.11 | 0 | 0 | 161.62 | 0.19584 | 0.056448 | 0.021 | 10.19 | System Off | 1 | 0
5288 | 5288 | 2012-08-08 07:59 | 17.91 | 36.51 | 36.51 | 17.91 | 1004.66 | 949.6 | 372 | 14.07 | 986.16 | 0.91 | 0.96 | 0.94 | 0.34 | 679.76 | 0 | 0 | 292.27 | 0.20404 | 0.056448 | 0.037 | 9.95 | System Off | 1 | 0
5289 | 5289 | 2012-08-08 08:59 | 19.74 | 44.4 | 44.4 | 19.74 | 1327.08 | 1264.53 | 504 | 13.71 | 1291.23 | 0.91 | 0.98 | 0.96 | 0.46 | 803.88 | 0 | 0 | 397.2 | 0.21383 | 0.056448 | 0.05 | 9.92 | System Off | 1 | 0
5290 | 5290 | 2012-08-08 09:59 | 20.14 | 36.66 | 36.66 | 20.14 | 928.26 | 874.9 | 345 | 14.01 | 913.78 | 0.93 | 0.96 | 0.94 | 0.32 | 533.4 | 0 | 0 | 271.41 | 0.20595 | 0.056448 | 0.035 | 10.14 | System Off | 1 | 0
5291 | 5291 | 2012-08-08 10:59 | 20.53 | 25.82 | 25.82 | 20.53 | 307.18 | 266.42 | 114 | 14.03 | 315.1 | 0.87 | 0.85 | 0.83 | 0.1 | 163.85 | 0 | 0 | 89.9 | 0.19433 | 0.056448 | 0.012 | 10.53 | System Off | 1 | 0
5292 | 5292 | 2012-08-08 11:59 | 20.93 | 37.01 | 37.01 | 20.93 | 969.08 | 914.81 | 360 | 14.02 | 952.54 | 0.91 | 0.96 | 0.94 | 0.33 | 560.78 | 0 | 0 | 283.25 | 0.20792 | 0.056448 | 0.036 | 10 | System Off | 1 | 0
5293 | 5293 | 2012-08-08 12:59 | 20.84 | 34.87 | 34.87 | 20.84 | 845.99 | 794.41 | 313 | 14.08 | 835.37 | 0.92 | 0.95 | 0.93 | 0.29 | 524.03 | 0 | 0 | 246.21 | 0.20529 | 0.056448 | 0.032 | 10.22 | System Off | 1 | 0
5294 | 5294 | 2012-08-08 13:59 | 20.75 | 36.95 | 36.95 | 20.75 | 974.02 | 919.65 | 362 | 14.01 | 957.21 | 0.91 | 0.96 | 0.94 | 0.33 | 675.67 | 0 | 0 | 284.84 | 0.20776 | 0.056448 | 0.036 | 9.94 | System Off | 1 | 0
5295 | 5295 | 2012-08-08 14:59 | 20.66 | 30.62 | 30.62 | 20.66 | 598.55 | 552.13 | 221 | 14.11 | 598.37 | 0.9 | 0.92 | 0.9 | 0.2 | 427.04 | 0 | 0 | 173.94 | 0.20016 | 0.056448 | 0.022 | 9.95 | System Off | 1 | 0
5296 | 5296 | 2012-08-08 15:59 | 20.21 | 27.82 | 27.82 | 20.21 | 448.16 | 404.71 | 165 | 14.15 | 452.87 | 0.91 | 0.89 | 0.87 | 0.15 | 313.63 | 0 | 0 | 129.87 | 0.19654 | 0.056448 | 0.017 | 10.3 | System Off | 1 | 0
5297 | 5297 | 2012-08-08 16:59 | 19.76 | 24.02 | 24.02 | 19.76 | 243.8 | 204.21 | 90 | 14.11 | 252.33 | 0.77 | 0.81 | 0.79 | 0.07 | 146.81 | 0 | 0 | 70.93 | 0.19509 | 0.056448 | 0.009 | 10 | System Off | 1 | 0
5298 | 5298 | 2012-08-08 17:59 | 19.31 | 21.2 | 21.2 | 19.31 | 103.67 | 66.59 | 39 | 13.84 | 111.23 | 0.5 | 0.6 | 0.59 | 0.02 | 42.57 | 0 | 0 | 30.85 | 0.19175 | 0.056448 | 0.004 | 10.26 | System Off | 0 | 0
5299 | 5299 | 2012-08-08 18:59 | 18.05 | 18.05 | 18.05 | 18.05 | 0 | 0 | 0 | 0 | 0 | 0 | 0 | 0 | 0 | 0 | 0 | 0 | 0 | 0 | 0 | 0 | 0 | System Off | 0 | 0
5300 | 5300 | 2012-08-08 19:59 | 16.8 | 16.8 | 16.8 | 16.8 | 0 | 0 | 0 | 0 | 0 | 0 | 0 | 0 | 0 | 0 | 0 | 0 | 0 | 0 | 0 | 0 | 0 | System Off | 0 | 0
5301 | 5301 | 2012-08-08 20:59 | 15.54 | 15.54 | 15.54 | 15.54 | 0 | 0 | 0 | 0 | 0 | 0 | 0 | 0 | 0 | 0 | 0 | 0 | 0 | 0 | 0 | 0 | 0 | System Off | 0 | 0
5302 | 5302 | 2012-08-08 21:59 | 15.46 | 15.46 | 15.46 | 15.46 | 0 | 0 | 0 | 0 | 0 | 0 | 0 | 0 | 0 | 0 | 0 | 0 | 0 | 0 | 0 | 0 | 0 | System Off | 0 | 0
5303 | 5303 | 2012-08-08 22:59 | 15.39 | 15.39 | 15.39 | 15.39 | 0 | 0 | 0 | 0 | 0 | 0 | 0 | 0 | 0 | 0 | 0 | 0 | 0 | 0 | 0 | 0 | 0 | System Off | 0 | 0
5304 | 5304 | 2012-08-08 23:59 | 15.31 | 15.31 | 15.31 | 15.31 | 0 | 0 | 0 | 0 | 0 | 0 | 0 | 0 | 0 | 0 | 0 | 0 | 0 | 0 | 0 | 0 | 0 | System Off | 0 | 0
5305 | 5305 | 2012-08-09 00:59 | 15.18 | 15.18 | 15.18 | 15.18 | 0 | 0 | 0 | 0 | 0 | 0 | 0 | 0 | 0 | 0 | 0 | 0 | 0 | 0 | 0 | 0 | 0 | System Off | 0 | 0
5306 | 5306 | 2012-08-09 01:59 | 15.06 | 15.06 | 15.06 | 15.06 | 0 | 0 | 0 | 0 | 0 | 0 | 0 | 0 | 0 | 0 | 0 | 0 | 0 | 0 | 0 | 0 | 0 | System Off | 0 | 0
5307 | 5307 | 2012-08-09 02:59 | 14.93 | 14.93 | 14.93 | 14.93 | 0 | 0 | 0 | 0 | 0 | 0 | 0 | 0 | 0 | 0 | 0 | 0 | 0 | 0 | 0 | 0 | 0 | System Off | 0 | 0
5308 | 5308 | 2012-08-09 03:59 | 15.4 | 15.4 | 15.4 | 15.4 | 0 | 0 | 0 | 0 | 0 | 0 | 0 | 0 | 0 | 0 | 0 | 0 | 0 | 0 | 0 | 0 | 0 | System Off | 0 | 0
5309 | 5309 | 2012-08-09 04:59 | 15.87 | 16.9 | 16.9 | 15.87 | 54.84 | 18.6 | 21 | 13.6 | 60.33 | 0.47 | 0.31 | 0.3 | 0.01 | 38.94 | 0 | 0 | 16.67 | 0.18592 | 0.056448 | 0.002 | 9.52 | System Off | 1 | 0
5310 | 5310 | 2012-08-09 05:59 | 16.34 | 20.8 | 20.8 | 16.34 | 257.9 | 218.05 | 94 | 14.29 | 265.87 | 0.85 | 0.82 | 0.8 | 0.08 | 303.48 | 0 | 0 | 73.9 | 0.19038 | 0.056448 | 0.01 | 10.64 | System Off | 1 | 0
5311 | 5311 | 2012-08-09 06:59 | 17.19 | 24.51 | 24.51 | 17.19 | 439.07 | 395.8 | 160 | 14.29 | 443.57 | 0.87 | 0.89 | 0.87 | 0.14 | 360.34 | 0 | 0 | 125.71 | 0.19505 | 0.056448 | 0.016 | 10 | System Off | 1 | 0
5312 | 5312 | 2012-08-09 07:59 | 18.05 | 32.16 | 32.16 | 18.05 | 871.46 | 819.34 | 319 | 14.23 | 859.23 | 0.94 | 0.95 | 0.93 | 0.3 | 586.51 | 0 | 0 | 250.45 | 0.20145 | 0.056448 | 0.032 | 10.03 | System Off | 1 | 0
5313 | 5313 | 2012-08-09 08:59 | 18.91 | 39.74 | 39.74 | 18.91 | 1311.63 | 1249.45 | 488 | 14 | 1276.21 | 0.92 | 0.98 | 0.96 | 0.45 | 794.3 | 0 | 0 | 383.72 | 0.21166 | 0.056448 | 0.049 | 10.04 | System Off | 1 | 0
5314 | 5314 | 2012-08-09 09:59 | 19.28 | 42.84 | 42.84 | 19.28 | 1470.17 | 1404.12 | 553 | 13.85 | 1425.59 | 0.92 | 0.98 | 0.96 | 0.51 | 856.05 | 0 | 0 | 435.41 | 0.21571 | 0.056448 | 0.055 | 9.95 | System Off | 1 | 0
5315 | 5315 | 2012-08-09 10:59 | 19.64 | 48.72 | 48.72 | 19.64 | 1792.57 | 1718.22 | 686 | 13.61 | 1728.41 | 0.9 | 0.99 | 0.97 | 0.62 | 1056.74 | 0 | 0 | 541.1 | 0.22341 | 0.056448 | 0.068 | 9.91 | System Off | 1 | 0
5316 | 5316 | 2012-08-09 11:59 | 20.01 | 49.14 | 49.14 | 20.01 | 1794.18 | 1719.78 | 688 | 13.58 | 1729.94 | 0.9 | 0.99 | 0.97 | 0.62 | 1054.22 | 0 | 0 | 542.86 | 0.22411 | 0.056448 | 0.068 | 9.88 | System Off | 1 | 0
5317 | 5317 | 2012-08-09 12:59 | 20.48 | 38.15 | 38.15 | 20.48 | 1120.25 | 1062.56 | 417 | 13.99 | 1095.59 | 0.91 | 0.97 | 0.95 | 0.38 | 700.91 | 0 | 0 | 328.15 | 0.21028 | 0.056448 | 0.042 | 10.07 | System Off | 1 | 0
5318 | 5318 | 2012-08-09 13:59 | 20.95 | 41.37 | 41.37 | 20.95 | 1310.43 | 1248.27 | 491 | 13.9 | 1275.26 | 0.92 | 0.98 | 0.96 | 0.45 | 917.11 | 0 | 0 | 386.62 | 0.21495 | 0.056448 | 0.049 | 9.98 | System Off | 1 | 0
5319 | 5319 | 2012-08-09 14:59 | 21.42 | 33.89 | 33.89 | 21.42 | 812.78 | 761.91 | 300 | 14.11 | 803.63 | 0.93 | 0.95 | 0.93 | 0.28 | 589.3 | 0 | 0 | 236 | 0.20546 | 0.056448 | 0.03 | 10 | System Off | 1 | 0
5320 | 5320 | 2012-08-09 15:59 | 20.83 | 26.53 | 26.53 | 20.83 | 353.97 | 312.33 | 131 | 14.07 | 361.02 | 0.84 | 0.87 | 0.85 | 0.11 | 242.03 | 0 | 0 | 103.26 | 0.19565 | 0.056448 | 0.013 | 9.92 | System Off | 1 | 0
5321 | 5321 | 2012-08-09 16:59 | 20.24 | 25.28 | 25.28 | 20.24 | 295.17 | 254.63 | 109 | 14.1 | 303.21 | 0.82 | 0.84 | 0.82 | 0.09 | 183.07 | 0 | 0 | 85.89 | 0.19364 | 0.056448 | 0.011 | 10.09 | System Off | 1 | 0
5322 | 5322 | 2012-08-09 17:59 | 19.65 | 20.37 | 20.37 | 19.65 | 38.19 | 2.24 | 15 | 13.26 | 42.88 | 0 | 0.05 | 0.05 | 0 | 1.43 | 0 | 0 | 11.96 | 0.19097 | 0.056448 | 0.002 | 13.33 | System Off | 0 | 0
5323 | 5323 | 2012-08-09 18:59 | 18.6 | 18.6 | 18.6 | 18.6 | 0 | 0 | 0 | 0 | 0 | 0 | 0 | 0 | 0 | 0 | 0 | 0 | 0 | 0 | 0 | 0 | 0 | System Off | 0 | 0
5324 | 5324 | 2012-08-09 19:59 | 17.54 | 17.54 | 17.54 | 17.54 | 0 | 0 | 0 | 0 | 0 | 0 | 0 | 0 | 0 | 0 | 0 | 0 | 0 | 0 | 0 | 0 | 0 | System Off | 0 | 0
5325 | 5325 | 2012-08-09 20:59 | 16.49 | 16.49 | 16.49 | 16.49 | 0 | 0 | 0 | 0 | 0 | 0 | 0 | 0 | 0 | 0 | 0 | 0 | 0 | 0 | 0 | 0 | 0 | System Off | 0 | 0
5326 | 5326 | 2012-08-09 21:59 | 15.93 | 15.93 | 15.93 | 15.93 | 0 | 0 | 0 | 0 | 0 | 0 | 0 | 0 | 0 | 0 | 0 | 0 | 0 | 0 | 0 | 0 | 0 | System Off | 0 | 0
5327 | 5327 | 2012-08-09 22:59 | 15.37 | 15.37 | 15.37 | 15.37 | 0 | 0 | 0 | 0 | 0 | 0 | 0 | 0 | 0 | 0 | 0 | 0 | 0 | 0 | 0 | 0 | 0 | System Off | 0 | 0
5328 | 5328 | 2012-08-09 23:59 | 14.81 | 14.81 | 14.81 | 14.81 | 0 | 0 | 0 | 0 | 0 | 0 | 0 | 0 | 0 | 0 | 0 | 0 | 0 | 0 | 0 | 0 | 0 | System Off | 0 | 0
5329 | 5329 | 2012-08-10 00:59 | 14.12 | 14.12 | 14.12 | 14.12 | 0 | 0 | 0 | 0 | 0 | 0 | 0 | 0 | 0 | 0 | 0 | 0 | 0 | 0 | 0 | 0 | 0 | System Off | 0 | 0
5330 | 5330 | 2012-08-10 01:59 | 13.44 | 13.44 | 13.44 | 13.44 | 0 | 0 | 0 | 0 | 0 | 0 | 0 | 0 | 0 | 0 | 0 | 0 | 0 | 0 | 0 | 0 | 0 | System Off | 0 | 0
5331 | 5331 | 2012-08-10 02:59 | 12.75 | 12.75 | 12.75 | 12.75 | 0 | 0 | 0 | 0 | 0 | 0 | 0 | 0 | 0 | 0 | 0 | 0 | 0 | 0 | 0 | 0 | 0 | System Off | 0 | 0
5332 | 5332 | 2012-08-10 03:59 | 13.25 | 13.25 | 13.25 | 13.25 | 0 | 0 | 0 | 0 | 0 | 0 | 0 | 0 | 0 | 0 | 0 | 0 | 0 | 0 | 0 | 0 | 0 | System Off | 0 | 0
5333 | 5333 | 2012-08-10 04:59 | 13.75 | 15.92 | 15.92 | 13.75 | 115.45 | 78.16 | 42 | 14.32 | 122.79 | 0.7 | 0.64 | 0.62 | 0.03 | 163.61 | 0 | 0 | 33.03 | 0.18402 | 0.056448 | 0.004 | 9.52 | System Off | 1 | 0
5334 | 5334 | 2012-08-10 05:59 | 14.25 | 18.87 | 18.87 | 14.25 | 227.35 | 188.05 | 83 | 14.27 | 235.37 | 0.84 | 0.8 | 0.78 | 0.07 | 261.73 | 0 | 0 | 65.27 | 0.18684 | 0.056448 | 0.008 | 9.64 | System Off | 1 | 0
5335 | 5335 | 2012-08-10 06:59 | 15.72 | 25.8 | 25.8 | 15.72 | 556.26 | 510.69 | 202 | 14.34 | 556.97 | 0.89 | 0.92 | 0.9 | 0.18 | 464.92 | 0 | 0 | 158.48 | 0.19511 | 0.056448 | 0.02 | 9.9 | System Off | 1 | 0
5336 | 5336 | 2012-08-10 07:59 | 17.2 | 34.28 | 34.28 | 17.2 | 994.12 | 939.3 | 365 | 14.19 | 975.83 | 0.93 | 0.96 | 0.94 | 0.34 | 672.38 | 0 | 0 | 286.49 | 0.2026 | 0.056448 | 0.037 | 10.14 | System Off | 1 | 0
5337 | 5337 | 2012-08-10 08:59 | 18.68 | 36.92 | 36.92 | 18.68 | 1086.54 | 1029.63 | 402 | 14.08 | 1063.61 | 0.92 | 0.97 | 0.95 | 0.37 | 654.55 | 0 | 0 | 315.9 | 0.20676 | 0.056448 | 0.04 | 9.95 | System Off | 1 | 0
5338 | 5338 | 2012-08-10 09:59 | 19.34 | 46.69 | 46.69 | 19.34 | 1592.97 | 1523.81 | 607 | 13.67 | 1541.17 | 0.91 | 0.99 | 0.96 | 0.55 | 929.03 | 0 | 0 | 478.5 | 0.21871 | 0.056448 | 0.06 | 9.88 | System Off | 1 | 0
5339 | 5339 | 2012-08-10 10:59 | 20.01 | 55.48 | 55.48 | 20.01 | 2011.44 | 1931.13 | 790 | 13.26 | 1933.56 | 0.89 | 1 | 0.97 | 0.7 | 1187.69 | 0 | 0 | 624.82 | 0.22556 | 0.056448 | 0.078 | 9.87 | System Off | 1 | 0
5340 | 5340 | 2012-08-10 11:59 | 20.67 | 55.47 | 55.47 | 20.67 | 1960.42 | 1881.52 | 771 | 13.24 | 1885.79 | 0.88 | 1 | 0.97 | 0.68 | 1153.36 | 0 | 0 | 610.02 | 0.22559 | 0.056448 | 0.076 | 9.86 | System Off | 1 | 0
5341 | 5341 | 2012-08-10 12:59 | 20.8 | 52.72 | 52.72 | 20.8 | 1867.16 | 1790.8 | 726 | 13.4 | 1798.41 | 0.89 | 1 | 0.97 | 0.65 | 1181.28 | 0 | 0 | 573.75 | 0.22335 | 0.056448 | 0.072 | 9.92 | System Off | 1 | 0
5342 | 5342 | 2012-08-10 13:59 | 20.93 | 45.1 | 45.1 | 20.93 | 1479.54 | 1413.25 | 561 | 13.74 | 1434.6 | 0.91 | 0.99 | 0.96 | 0.51 | 1038.32 | 0 | 0 | 442.24 | 0.21869 | 0.056448 | 0.056 | 9.98 | System Off | 1 | 0
5343 | 5343 | 2012-08-10 14:59 | 21.06 | 37.18 | 37.18 | 21.06 | 1023.36 | 967.88 | 380 | 14.03 | 1003.98 | 0.92 | 0.96 | 0.94 | 0.35 | 748.6 | 0 | 0 | 299 | 0.20918 | 0.056448 | 0.038 | 10 | System Off | 1 | 0
5344 | 5344 | 2012-08-10 15:59 | 20.37 | 30.13 | 30.13 | 20.37 | 587.45 | 541.26 | 216 | 14.16 | 587.66 | 0.92 | 0.92 | 0.9 | 0.2 | 419.44 | 0 | 0 | 169.88 | 0.19946 | 0.056448 | 0.022 | 10.19 | System Off | 1 | 0
5345 | 5345 | 2012-08-10 16:59 | 19.69 | 24.62 | 24.62 | 19.69 | 271.35 | 231.25 | 101 | 13.99 | 279.65 | 0.79 | 0.83 | 0.81 | 0.08 | 166.26 | 0 | 0 | 79.7 | 0.19558 | 0.056448 | 0.01 | 9.9 | System Off | 1 | 0
5346 | 5346 | 2012-08-10 17:59 | 19 | 20.82 | 20.82 | 19 | 96.91 | 59.94 | 37 | 13.64 | 104.25 | 0.54 | 0.57 | 0.56 | 0.02 | 38.32 | 0 | 0 | 29.35 | 0.19121 | 0.056448 | 0.004 | 10.81 | System Off | 0 | 0
5347 | 5347 | 2012-08-10 18:59 | 17.77 | 17.77 | 17.77 | 17.77 | 0 | 0 | 0 | 0 | 0 | 0 | 0 | 0 | 0 | 0 | 0 | 0 | 0 | 0 | 0 | 0 | 0 | System Off | 0 | 0
5348 | 5348 | 2012-08-10 19:59 | 16.55 | 16.55 | 16.55 | 16.55 | 0 | 0 | 0 | 0 | 0 | 0 | 0 | 0 | 0 | 0 | 0 | 0 | 0 | 0 | 0 | 0 | 0 | System Off | 0 | 0
5349 | 5349 | 2012-08-10 20:59 | 15.32 | 15.32 | 15.32 | 15.32 | 0 | 0 | 0 | 0 | 0 | 0 | 0 | 0 | 0 | 0 | 0 | 0 | 0 | 0 | 0 | 0 | 0 | System Off | 0 | 0
5350 | 5350 | 2012-08-10 21:59 | 14.68 | 14.68 | 14.68 | 14.68 | 0 | 0 | 0 | 0 | 0 | 0 | 0 | 0 | 0 | 0 | 0 | 0 | 0 | 0 | 0 | 0 | 0 | System Off | 0 | 0
5351 | 5351 | 2012-08-10 22:59 | 14.05 | 14.05 | 14.05 | 14.05 | 0 | 0 | 0 | 0 | 0 | 0 | 0 | 0 | 0 | 0 | 0 | 0 | 0 | 0 | 0 | 0 | 0 | System Off | 0 | 0
5352 | 5352 | 2012-08-10 23:59 | 13.41 | 13.41 | 13.41 | 13.41 | 0 | 0 | 0 | 0 | 0 | 0 | 0 | 0 | 0 | 0 | 0 | 0 | 0 | 0 | 0 | 0 | 0 | System Off | 0 | 0
5353 | 5353 | 2012-08-11 00:59 | 12.82 | 12.82 | 12.82 | 12.82 | 0 | 0 | 0 | 0 | 0 | 0 | 0 | 0 | 0 | 0 | 0 | 0 | 0 | 0 | 0 | 0 | 0 | System Off | 0 | 0
5354 | 5354 | 2012-08-11 01:59 | 12.23 | 12.23 | 12.23 | 12.23 | 0 | 0 | 0 | 0 | 0 | 0 | 0 | 0 | 0 | 0 | 0 | 0 | 0 | 0 | 0 | 0 | 0 | System Off | 0 | 0
5355 | 5355 | 2012-08-11 02:59 | 11.64 | 11.64 | 11.64 | 11.64 | 0 | 0 | 0 | 0 | 0 | 0 | 0 | 0 | 0 | 0 | 0 | 0 | 0 | 0 | 0 | 0 | 0 | System Off | 0 | 0
5356 | 5356 | 2012-08-11 03:59 | 12.41 | 12.41 | 12.41 | 12.41 | 0 | 0 | 0 | 0 | 0 | 0 | 0 | 0 | 0 | 0 | 0 | 0 | 0 | 0 | 0 | 0 | 0 | System Off | 0 | 0
5357 | 5357 | 2012-08-11 04:59 | 13.18 | 15.45 | 15.45 | 13.18 | 113.59 | 76.33 | 42 | 14.09 | 120.85 | 0.71 | 0.63 | 0.62 | 0.03 | 159.78 | 0 | 0 | 33.12 | 0.18322 | 0.056448 | 0.004 | 9.52 | System Off | 1 | 0
5358 | 5358 | 2012-08-11 05:59 | 13.96 | 19.18 | 19.18 | 13.96 | 240.78 | 201.24 | 88 | 14.25 | 248.72 | 0.8 | 0.81 | 0.79 | 0.07 | 280.08 | 0 | 0 | 69.2 | 0.18669 | 0.056448 | 0.009 | 10.23 | System Off | 1 | 0
5359 | 5359 | 2012-08-11 06:59 | 15.6 | 26.56 | 26.56 | 15.6 | 553.47 | 507.95 | 201 | 14.34 | 554.39 | 0.89 | 0.92 | 0.9 | 0.18 | 462.43 | 0 | 0 | 157.64 | 0.19488 | 0.056448 | 0.02 | 9.95 | System Off | 1 | 0
5360 | 5360 | 2012-08-11 07:59 | 17.24 | 36.09 | 36.09 | 17.24 | 991.53 | 936.76 | 367 | 14.07 | 973.65 | 0.92 | 0.96 | 0.94 | 0.34 | 670.57 | 0 | 0 | 288.29 | 0.20278 | 0.056448 | 0.037 | 10.08 | System Off | 1 | 0
5361 | 5361 | 2012-08-11 08:59 | 18.89 | 45.85 | 45.85 | 18.89 | 1429.56 | 1364.51 | 545 | 13.66 | 1387.73 | 0.9 | 0.98 | 0.96 | 0.49 | 867.44 | 0 | 0 | 429.55 | 0.21472 | 0.056448 | 0.054 | 9.91 | System Off | 1 | 0
5362 | 5362 | 2012-08-11 09:59 | 19.65 | 44.75 | 44.75 | 19.65 | 1336.75 | 1273.96 | 508 | 13.71 | 1300.35 | 0.9 | 0.98 | 0.96 | 0.46 | 776.7 | 0 | 0 | 400.34 | 0.2139 | 0.056448 | 0.051 | 10.04 | System Off | 1 | 0
5363 | 5363 | 2012-08-11 10:59 | 20.42 | 45.46 | 45.46 | 20.42 | 1345.55 | 1282.55 | 513 | 13.66 | 1308.71 | 0.9 | 0.98 | 0.96 | 0.46 | 788.8 | 0 | 0 | 404.54 | 0.21536 | 0.056448 | 0.051 | 9.94 | System Off | 1 | 0
5364 | 5364 | 2012-08-11 11:59 | 21.18 | 56.05 | 56.05 | 21.18 | 1853.13 | 1777.15 | 731 | 13.2 | 1785.38 | 0.87 | 1 | 0.97 | 0.64 | 1089.38 | 0 | 0 | 578.5 | 0.22426 | 0.056448 | 0.072 | 9.85 | System Off | 1 | 0
5365 | 5365 | 2012-08-11 12:59 | 21.48 | 53.92 | 53.92 | 21.48 | 1756.17 | 1682.78 | 688 | 13.29 | 1694.53 | 0.89 | 0.99 | 0.97 | 0.61 | 1110.03 | 0 | 0 | 544.18 | 0.2224 | 0.056448 | 0.068 | 9.88 | System Off | 1 | 0
5366 | 5366 | 2012-08-11 13:59 | 21.77 | 47.56 | 47.56 | 21.77 | 1437.35 | 1372.1 | 551 | 13.59 | 1395.16 | 0.91 | 0.98 | 0.96 | 0.5 | 1008.09 | 0 | 0 | 434.9 | 0.21949 | 0.056448 | 0.055 | 9.98 | System Off | 1 | 0
5367 | 5367 | 2012-08-11 14:59 | 22.07 | 39.57 | 39.57 | 22.07 | 998.18 | 943.26 | 375 | 13.86 | 980.4 | 0.91 | 0.96 | 0.94 | 0.34 | 729.56 | 0 | 0 | 295.52 | 0.21046 | 0.056448 | 0.038 | 10.13 | System Off | 1 | 0
5368 | 5368 | 2012-08-11 15:59 | 21.37 | 31.6 | 31.6 | 21.37 | 574.19 | 528.27 | 213 | 14.04 | 575.12 | 0.89 | 0.92 | 0.9 | 0.19 | 409.37 | 0 | 0 | 167.76 | 0.20078 | 0.056448 | 0.022 | 10.33 | System Off | 1 | 0
5369 | 5369 | 2012-08-11 16:59 | 20.68 | 25.87 | 25.87 | 20.68 | 279.97 | 239.71 | 104 | 14.02 | 288.33 | 0.86 | 0.83 | 0.81 | 0.09 | 172.34 | 0 | 0 | 82.03 | 0.19401 | 0.056448 | 0.011 | 10.58 | System Off | 1 | 0
5370 | 5370 | 2012-08-11 17:59 | 19.98 | 21.7 | 21.7 | 19.98 | 91.95 | 55.07 | 35 | 13.68 | 99.23 | 0.56 | 0.55 | 0.54 | 0.02 | 35.2 | 0 | 0 | 27.75 | 0.1925 | 0.056448 | 0.004 | 11.43 | System Off | 0 | 0
5371 | 5371 | 2012-08-11 18:59 | 18.88 | 18.88 | 18.88 | 18.88 | 0 | 0 | 0 | 0 | 0 | 0 | 0 | 0 | 0 | 0 | 0 | 0 | 0 | 0 | 0 | 0 | 0 | System Off | 0 | 0
5372 | 5372 | 2012-08-11 19:59 | 17.79 | 17.79 | 17.79 | 17.79 | 0 | 0 | 0 | 0 | 0 | 0 | 0 | 0 | 0 | 0 | 0 | 0 | 0 | 0 | 0 | 0 | 0 | System Off | 0 | 0
5373 | 5373 | 2012-08-11 20:59 | 16.69 | 16.69 | 16.69 | 16.69 | 0 | 0 | 0 | 0 | 0 | 0 | 0 | 0 | 0 | 0 | 0 | 0 | 0 | 0 | 0 | 0 | 0 | System Off | 0 | 0
5374 | 5374 | 2012-08-11 21:59 | 16.32 | 16.32 | 16.32 | 16.32 | 0 | 0 | 0 | 0 | 0 | 0 | 0 | 0 | 0 | 0 | 0 | 0 | 0 | 0 | 0 | 0 | 0 | System Off | 0 | 0
5375 | 5375 | 2012-08-11 22:59 | 15.95 | 15.95 | 15.95 | 15.95 | 0 | 0 | 0 | 0 | 0 | 0 | 0 | 0 | 0 | 0 | 0 | 0 | 0 | 0 | 0 | 0 | 0 | System Off | 0 | 0
5376 | 5376 | 2012-08-11 23:59 | 15.58 | 15.58 | 15.58 | 15.58 | 0 | 0 | 0 | 0 | 0 | 0 | 0 | 0 | 0 | 0 | 0 | 0 | 0 | 0 | 0 | 0 | 0 | System Off | 0 | 0
5377 | 5377 | 2012-08-12 00:59 | 15.1 | 15.1 | 15.1 | 15.1 | 0 | 0 | 0 | 0 | 0 | 0 | 0 | 0 | 0 | 0 | 0 | 0 | 0 | 0 | 0 | 0 | 0 | System Off | 0 | 0
5378 | 5378 | 2012-08-12 01:59 | 14.61 | 14.61 | 14.61 | 14.61 | 0 | 0 | 0 | 0 | 0 | 0 | 0 | 0 | 0 | 0 | 0 | 0 | 0 | 0 | 0 | 0 | 0 | System Off | 0 | 0
5379 | 5379 | 2012-08-12 02:59 | 14.13 | 14.13 | 14.13 | 14.13 | 0 | 0 | 0 | 0 | 0 | 0 | 0 | 0 | 0 | 0 | 0 | 0 | 0 | 0 | 0 | 0 | 0 | System Off | 0 | 0
5380 | 5380 | 2012-08-12 03:59 | 14.55 | 14.55 | 14.55 | 14.55 | 0 | 0 | 0 | 0 | 0 | 0 | 0 | 0 | 0 | 0 | 0 | 0 | 0 | 0 | 0 | 0 | 0 | System Off | 0 | 0
5381 | 5381 | 2012-08-12 04:59 | 14.97 | 16.73 | 16.73 | 14.97 | 108.18 | 71.01 | 40 | 14.09 | 115.45 | 0.74 | 0.62 | 0.6 | 0.03 | 148.64 | 0 | 0 | 31.55 | 0.18563 | 0.056448 | 0.004 | 10 | System Off | 1 | 0
5382 | 5382 | 2012-08-12 05:59 | 15.39 | 19.31 | 19.31 | 15.39 | 232.7 | 193.31 | 85 | 14.26 | 240.74 | 0.82 | 0.8 | 0.79 | 0.07 | 269.05 | 0 | 0 | 66.86 | 0.18856 | 0.056448 | 0.009 | 10.59 | System Off | 1 | 0
5383 | 5383 | 2012-08-12 06:59 | 17.01 | 25.48 | 25.48 | 17.01 | 551.27 | 505.8 | 200 | 14.36 | 552.16 | 0.9 | 0.92 | 0.9 | 0.18 | 460.48 | 0 | 0 | 156.98 | 0.19688 | 0.056448 | 0.02 | 10 | System Off | 1 | 0
5384 | 5384 | 2012-08-12 07:59 | 18.63 | 33.36 | 33.36 | 18.63 | 999.77 | 944.82 | 366 | 14.23 | 981.06 | 0.93 | 0.96 | 0.94 | 0.34 | 676.34 | 0 | 0 | 287.38 | 0.20478 | 0.056448 | 0.037 | 10.11 | System Off | 1 | 0
5385 | 5385 | 2012-08-12 08:59 | 20.25 | 41.69 | 41.69 | 20.25 | 1467.12 | 1401.14 | 549 | 13.92 | 1422.74 | 0.93 | 0.98 | 0.96 | 0.51 | 890.72 | 0 | 0 | 432.19 | 0.21697 | 0.056448 | 0.055 | 10.02 | System Off | 1 | 0
5386 | 5386 | 2012-08-12 09:59 | 21.18 | 48.62 | 48.62 | 21.18 | 1853.96 | 1777.96 | 709 | 13.62 | 1785.93 | 0.9 | 1 | 0.97 | 0.64 | 1083.97 | 0 | 0 | 559.6 | 0.22298 | 0.056448 | 0.07 | 9.87 | System Off | 1 | 0
5387 | 5387 | 2012-08-12 10:59 | 22.1 | 52.8 | 52.8 | 22.1 | 2054.3 | 1972.79 | 797 | 13.42 | 1973.71 | 0.89 | 1 | 0.97 | 0.71 | 1213.31 | 0 | 0 | 630.19 | 0.21662 | 0.056448 | 0.079 | 9.91 | System Off | 1 | 0
5388 | 5388 | 2012-08-12 11:59 | 23.03 | 52.58 | 52.58 | 23.03 | 1983.34 | 1903.81 | 770 | 13.42 | 1907.22 | 0.9 | 1 | 0.97 | 0.69 | 1167.03 | 0 | 0 | 609.07 | 0.21664 | 0.056448 | 0.076 | 9.87 | System Off | 1 | 0
5389 | 5389 | 2012-08-12 12:59 | 23.37 | 50.88 | 50.88 | 23.37 | 1820.39 | 1745.28 | 703 | 13.49 | 1754.64 | 0.9 | 0.99 | 0.97 | 0.63 | 1151.26 | 0 | 0 | 555.75 | 0.21368 | 0.056448 | 0.07 | 9.96 | System Off | 1 | 0
5390 | 5390 | 2012-08-12 13:59 | 23.7 | 45.5 | 45.5 | 23.7 | 1430.35 | 1365.28 | 544 | 13.69 | 1388.43 | 0.9 | 0.98 | 0.96 | 0.49 | 1003.08 | 0 | 0 | 429.4 | 0.22209 | 0.056448 | 0.054 | 9.93 | System Off | 1 | 0
5391 | 5391 | 2012-08-12 14:59 | 24.04 | 39.56 | 39.56 | 24.04 | 1005.88 | 950.8 | 378 | 13.86 | 987.69 | 0.9 | 0.96 | 0.94 | 0.34 | 735.39 | 0 | 0 | 298.13 | 0.21362 | 0.056448 | 0.038 | 10.05 | System Off | 1 | 0
5392 | 5392 | 2012-08-12 15:59 | 23.19 | 32.53 | 32.53 | 23.19 | 567.83 | 522.02 | 211 | 14.02 | 569.16 | 0.9 | 0.92 | 0.9 | 0.19 | 404.53 | 0 | 0 | 166.29 | 0.20336 | 0.056448 | 0.021 | 9.95 | System Off | 1 | 0
5393 | 5393 | 2012-08-12 16:59 | 22.33 | 26.88 | 26.88 | 22.33 | 246.03 | 206.39 | 92 | 13.93 | 254.91 | 0.75 | 0.81 | 0.79 | 0.07 | 148.38 | 0 | 0 | 72.66 | 0.19577 | 0.056448 | 0.009 | 9.78 | System Off | 1 | 0
5394 | 5394 | 2012-08-12 17:59 | 21.48 | 22.98 | 22.98 | 21.48 | 78 | 41.36 | 30 | 13.54 | 84.91 | 0.33 | 0.49 | 0.48 | 0.01 | 26.44 | 0 | 0 | 23.83 | 0.1944 | 0.056448 | 0.003 | 10 | System Off | 0 | 0
5395 | 5395 | 2012-08-12 18:59 | 20.36 | 20.36 | 20.36 | 20.36 | 0 | 0 | 0 | 0 | 0 | 0 | 0 | 0 | 0 | 0 | 0 | 0 | 0 | 0 | 0 | 0 | 0 | System Off | 0 | 0
5396 | 5396 | 2012-08-12 19:59 | 19.24 | 19.24 | 19.24 | 19.24 | 0 | 0 | 0 | 0 | 0 | 0 | 0 | 0 | 0 | 0 | 0 | 0 | 0 | 0 | 0 | 0 | 0 | System Off | 0 | 0
5397 | 5397 | 2012-08-12 20:59 | 18.12 | 18.12 | 18.12 | 18.12 | 0 | 0 | 0 | 0 | 0 | 0 | 0 | 0 | 0 | 0 | 0 | 0 | 0 | 0 | 0 | 0 | 0 | System Off | 0 | 0
5398 | 5398 | 2012-08-12 21:59 | 17.71 | 17.71 | 17.71 | 17.71 | 0 | 0 | 0 | 0 | 0 | 0 | 0 | 0 | 0 | 0 | 0 | 0 | 0 | 0 | 0 | 0 | 0 | System Off | 0 | 0
5399 | 5399 | 2012-08-12 22:59 | 17.29 | 17.29 | 17.29 | 17.29 | 0 | 0 | 0 | 0 | 0 | 0 | 0 | 0 | 0 | 0 | 0 | 0 | 0 | 0 | 0 | 0 | 0 | System Off | 0 | 0
5400 | 5400 | 2012-08-12 23:59 | 16.88 | 16.88 | 16.88 | 16.88 | 0 | 0 | 0 | 0 | 0 | 0 | 0 | 0 | 0 | 0 | 0 | 0 | 0 | 0 | 0 | 0 | 0 | System Off | 0 | 0
5401 | 5401 | 2012-08-13 00:59 | 15.79 | 15.79 | 15.79 | 15.79 | 0 | 0 | 0 | 0 | 0 | 0 | 0 | 0 | 0 | 0 | 0 | 0 | 0 | 0 | 0 | 0 | 0 | System Off | 0 | 0
5402 | 5402 | 2012-08-13 01:59 | 14.71 | 14.71 | 14.71 | 14.71 | 0 | 0 | 0 | 0 | 0 | 0 | 0 | 0 | 0 | 0 | 0 | 0 | 0 | 0 | 0 | 0 | 0 | System Off | 0 | 0
5403 | 5403 | 2012-08-13 02:59 | 13.62 | 13.62 | 13.62 | 13.62 | 0 | 0 | 0 | 0 | 0 | 0 | 0 | 0 | 0 | 0 | 0 | 0 | 0 | 0 | 0 | 0 | 0 | System Off | 0 | 0
5404 | 5404 | 2012-08-13 03:59 | 14.31 | 14.31 | 14.31 | 14.31 | 0 | 0 | 0 | 0 | 0 | 0 | 0 | 0 | 0 | 0 | 0 | 0 | 0 | 0 | 0 | 0 | 0 | System Off | 0 | 0
5405 | 5405 | 2012-08-13 04:59 | 14.99 | 16.71 | 16.71 | 14.99 | 103.62 | 66.53 | 38 | 14.2 | 110.79 | 0.51 | 0.6 | 0.59 | 0.02 | 139.27 | 0 | 0 | 29.93 | 0.18555 | 0.056448 | 0.004 | 10.53 | System Off | 1 | 0
5406 | 5406 | 2012-08-13 05:59 | 15.68 | 19.77 | 19.77 | 15.68 | 236.74 | 197.27 | 86 | 14.34 | 244.8 | 0.81 | 0.81 | 0.79 | 0.07 | 274.56 | 0 | 0 | 67.58 | 0.18902 | 0.056448 | 0.009 | 10.47 | System Off | 1 | 0
5407 | 5407 | 2012-08-13 06:59 | 17.97 | 26.96 | 26.96 | 17.97 | 554.72 | 509.18 | 202 | 14.3 | 555.66 | 0.89 | 0.92 | 0.9 | 0.18 | 463.55 | 0 | 0 | 158.63 | 0.19522 | 0.056448 | 0.02 | 9.9 | System Off | 1 | 0
5408 | 5408 | 2012-08-13 07:59 | 20.26 | 35.88 | 35.88 | 20.26 | 979.42 | 924.93 | 362 | 14.09 | 962.15 | 0.91 | 0.96 | 0.94 | 0.33 | 662.09 | 0 | 0 | 284.63 | 0.20702 | 0.056448 | 0.036 | 9.94 | System Off | 1 | 0
5409 | 5409 | 2012-08-13 08:59 | 22.55 | 45.57 | 45.57 | 22.55 | 1421.11 | 1356.27 | 541 | 13.68 | 1379.75 | 0.91 | 0.98 | 0.96 | 0.49 | 862.2 | 0 | 0 | 426.9 | 0.22014 | 0.056448 | 0.054 | 9.98 | System Off | 1 | 0
5410 | 5410 | 2012-08-13 09:59 | 23.24 | 53.15 | 53.15 | 23.24 | 1776.86 | 1702.92 | 693 | 13.35 | 1713.87 | 0.89 | 0.99 | 0.97 | 0.62 | 1038.22 | 0 | 0 | 548.25 | 0.22541 | 0.056448 | 0.069 | 9.96 | System Off | 1 | 0
5411 | 5411 | 2012-08-13 10:59 | 23.94 | 58.05 | 58.05 | 23.94 | 1956.69 | 1877.89 | 778 | 13.1 | 1882.36 | 0.87 | 1 | 0.97 | 0.68 | 1154.94 | 0 | 0 | 616.86 | 0.21852 | 0.056448 | 0.077 | 9.9 | System Off | 1 | 0
5412 | 5412 | 2012-08-13 11:59 | 24.63 | 59.97 | 59.97 | 24.63 | 1977.66 | 1898.28 | 793 | 12.99 | 1901.98 | 0.87 | 1 | 0.97 | 0.69 | 1163.64 | 0 | 0 | 629.41 | 0.22038 | 0.056448 | 0.078 | 9.84 | System Off | 1 | 0
5413 | 5413 | 2012-08-13 12:59 | 24.37 | 57.3 | 57.3 | 24.37 | 1750.76 | 1677.51 | 696 | 13.1 | 1689.63 | 0.88 | 0.99 | 0.97 | 0.61 | 1106.55 | 0 | 0 | 551.78 | 0.21492 | 0.056448 | 0.069 | 9.91 | System Off | 1 | 0
5414 | 5414 | 2012-08-13 13:59 | 24.12 | 44.78 | 44.78 | 24.12 | 1054.66 | 998.48 | 404 | 13.6 | 1034.58 | 0.89 | 0.97 | 0.94 | 0.36 | 733.59 | 0 | 0 | 319.13 | 0.21518 | 0.056448 | 0.041 | 10.15 | System Off | 1 | 0
5415 | 5415 | 2012-08-13 14:59 | 23.86 | 36.99 | 36.99 | 23.86 | 631.05 | 583.98 | 238 | 13.81 | 630.59 | 0.88 | 0.93 | 0.9 | 0.21 | 451.67 | 0 | 0 | 187.82 | 0.20582 | 0.056448 | 0.024 | 10.08 | System Off | 1 | 0
5416 | 5416 | 2012-08-13 15:59 | 23.05 | 32.15 | 32.15 | 23.05 | 443.5 | 400.15 | 166 | 13.92 | 449.04 | 0.84 | 0.89 | 0.87 | 0.14 | 310.09 | 0 | 0 | 130.96 | 0.20076 | 0.056448 | 0.017 | 10.24 | System Off | 1 | 0
5417 | 5417 | 2012-08-13 16:59 | 22.23 | 26.78 | 26.78 | 22.23 | 221.97 | 182.77 | 84 | 13.76 | 231.01 | 0.83 | 0.79 | 0.77 | 0.07 | 131.4 | 0 | 0 | 66.48 | 0.1952 | 0.056448 | 0.009 | 10.71 | System Off | 1 | 0
5418 | 5418 | 2012-08-13 17:59 | 21.42 | 22.05 | 22.05 | 21.42 | 29.07 | 0 | 11 | 13.76 | 33.15 | 0 | 0 | 0 | 0 | 0 | 0 | 0 | 8.71 | 0.19329 | 0.056448 | 0.001 | 9.09 | System Off | 0 | 0
5419 | 5419 | 2012-08-13 18:59 | 20.91 | 20.91 | 20.91 | 20.91 | 0 | 0 | 0 | 0 | 0 | 0 | 0 | 0 | 0 | 0 | 0 | 0 | 0 | 0 | 0 | 0 | 0 | System Off | 0 | 0
5420 | 5420 | 2012-08-13 19:59 | 20.4 | 20.4 | 20.4 | 20.4 | 0 | 0 | 0 | 0 | 0 | 0 | 0 | 0 | 0 | 0 | 0 | 0 | 0 | 0 | 0 | 0 | 0 | System Off | 0 | 0
5421 | 5421 | 2012-08-13 20:59 | 19.89 | 19.89 | 19.89 | 19.89 | 0 | 0 | 0 | 0 | 0 | 0 | 0 | 0 | 0 | 0 | 0 | 0 | 0 | 0 | 0 | 0 | 0 | System Off | 0 | 0
5422 | 5422 | 2012-08-13 21:59 | 19.41 | 19.41 | 19.41 | 19.41 | 0 | 0 | 0 | 0 | 0 | 0 | 0 | 0 | 0 | 0 | 0 | 0 | 0 | 0 | 0 | 0 | 0 | System Off | 0 | 0
5423 | 5423 | 2012-08-13 22:59 | 18.92 | 18.92 | 18.92 | 18.92 | 0 | 0 | 0 | 0 | 0 | 0 | 0 | 0 | 0 | 0 | 0 | 0 | 0 | 0 | 0 | 0 | 0 | System Off | 0 | 0
5424 | 5424 | 2012-08-13 23:59 | 18.44 | 18.44 | 18.44 | 18.44 | 0 | 0 | 0 | 0 | 0 | 0 | 0 | 0 | 0 | 0 | 0 | 0 | 0 | 0 | 0 | 0 | 0 | System Off | 0 | 0
5425 | 5425 | 2012-08-14 00:59 | 18.15 | 18.15 | 18.15 | 18.15 | 0 | 0 | 0 | 0 | 0 | 0 | 0 | 0 | 0 | 0 | 0 | 0 | 0 | 0 | 0 | 0 | 0 | System Off | 0 | 0
5426 | 5426 | 2012-08-14 01:59 | 17.87 | 17.87 | 17.87 | 17.87 | 0 | 0 | 0 | 0 | 0 | 0 | 0 | 0 | 0 | 0 | 0 | 0 | 0 | 0 | 0 | 0 | 0 | System Off | 0 | 0
5427 | 5427 | 2012-08-14 02:59 | 17.58 | 17.58 | 17.58 | 17.58 | 0 | 0 | 0 | 0 | 0 | 0 | 0 | 0 | 0 | 0 | 0 | 0 | 0 | 0 | 0 | 0 | 0 | System Off | 0 | 0
5428 | 5428 | 2012-08-14 03:59 | 17.69 | 17.69 | 17.69 | 17.69 | 0 | 0 | 0 | 0 | 0 | 0 | 0 | 0 | 0 | 0 | 0 | 0 | 0 | 0 | 0 | 0 | 0 | System Off | 0 | 0
5429 | 5429 | 2012-08-14 04:59 | 17.8 | 19.6 | 19.6 | 17.8 | 99.85 | 62.83 | 37 | 14.06 | 107.17 | 0.53 | 0.59 | 0.57 | 0.02 | 131.51 | 0 | 0 | 29.2 | 0.18948 | 0.056448 | 0.004 | 10.81 | System Off | 1 | 0
5430 | 5430 | 2012-08-14 05:59 | 17.91 | 22.33 | 22.33 | 17.91 | 242.22 | 202.65 | 89 | 14.17 | 250.55 | 0.78 | 0.81 | 0.79 | 0.07 | 282.05 | 0 | 0 | 70.07 | 0.19237 | 0.056448 | 0.009 | 10.11 | System Off | 1 | 0
5431 | 5431 | 2012-08-14 06:59 | 19.39 | 28.73 | 28.73 | 19.39 | 543.51 | 498.2 | 200 | 14.15 | 545.14 | 0.9 | 0.91 | 0.89 | 0.18 | 453.55 | 0 | 0 | 157.34 | 0.19719 | 0.056448 | 0.02 | 10 | System Off | 1 | 0
5432 | 5432 | 2012-08-14 07:59 | 20.87 | 37.15 | 37.15 | 20.87 | 968.2 | 913.95 | 360 | 14.01 | 951.72 | 0.91 | 0.96 | 0.94 | 0.33 | 654.24 | 0 | 0 | 283.28 | 0.20784 | 0.056448 | 0.036 | 10 | System Off | 1 | 0
5433 | 5433 | 2012-08-14 08:59 | 22.36 | 46.31 | 46.31 | 22.36 | 1411.09 | 1346.49 | 539 | 13.64 | 1370.43 | 0.91 | 0.98 | 0.96 | 0.49 | 855.99 | 0 | 0 | 425.42 | 0.21975 | 0.056448 | 0.054 | 10.02 | System Off | 1 | 0
5434 | 5434 | 2012-08-14 09:59 | 23.11 | 54.31 | 54.31 | 23.11 | 1734.52 | 1661.7 | 681 | 13.27 | 1674.28 | 0.88 | 0.99 | 0.97 | 0.6 | 1013.09 | 0 | 0 | 539.06 | 0.22459 | 0.056448 | 0.068 | 9.99 | System Off | 1 | 0
5435 | 5435 | 2012-08-14 10:59 | 23.87 | 55.82 | 55.82 | 23.87 | 1695.92 | 1624.11 | 670 | 13.18 | 1638.23 | 0.88 | 0.99 | 0.97 | 0.59 | 998.86 | 0 | 0 | 530.72 | 0.2252 | 0.056448 | 0.067 | 10 | System Off | 1 | 0
5436 | 5436 | 2012-08-14 11:59 | 24.62 | 50.53 | 50.53 | 24.62 | 1338.02 | 1275.21 | 521 | 13.38 | 1302.21 | 0.88 | 0.98 | 0.96 | 0.46 | 781.7 | 0 | 0 | 412.22 | 0.22234 | 0.056448 | 0.052 | 9.98 | System Off | 1 | 0
5437 | 5437 | 2012-08-14 12:59 | 24.78 | 47.26 | 47.26 | 24.78 | 1149.42 | 1091.07 | 444 | 13.48 | 1124.29 | 0.88 | 0.97 | 0.95 | 0.39 | 719.71 | 0 | 0 | 351.09 | 0.21838 | 0.056448 | 0.045 | 10.14 | System Off | 1 | 0
5438 | 5438 | 2012-08-14 13:59 | 24.94 | 36.27 | 36.27 | 24.94 | 576.95 | 530.96 | 218 | 13.78 | 578.53 | 0.87 | 0.92 | 0.9 | 0.19 | 390.1 | 0 | 0 | 172.19 | 0.20636 | 0.056448 | 0.022 | 10.09 | System Off | 1 | 0
5439 | 5439 | 2012-08-14 14:59 | 25.1 | 33.26 | 33.26 | 25.1 | 407.84 | 365.17 | 154 | 13.79 | 414.58 | 0.84 | 0.88 | 0.86 | 0.13 | 282.44 | 0 | 0 | 121.72 | 0.20315 | 0.056448 | 0.016 | 10.39 | System Off | 1 | 0
5440 | 5440 | 2012-08-14 15:59 | 24.15 | 29.26 | 29.26 | 24.15 | 255.8 | 215.98 | 97 | 13.73 | 264.9 | 0.82 | 0.82 | 0.8 | 0.08 | 167.37 | 0 | 0 | 76.78 | 0.19869 | 0.056448 | 0.01 | 10.31 | System Off | 1 | 0
5441 | 5441 | 2012-08-14 16:59 | 23.19 | 24.74 | 24.74 | 23.19 | 75.1 | 38.51 | 29 | 13.49 | 82.03 | 0.34 | 0.47 | 0.46 | 0.01 | 27.69 | 0 | 0 | 23.05 | 0.19366 | 0.056448 | 0.003 | 10.34 | System Off | 0 | 0
5442 | 5442 | 2012-08-14 17:59 | 22.24 | 22.59 | 22.59 | 22.24 | 16.08 | 0 | 6 | 13.96 | 18.9 | 0 | 0 | 0 | 0 | 0 | 0 | 0 | 4.74 | 0.1942 | 0.056448 | 0.001 | 16.67 | System Off | 0 | 0
5443 | 5443 | 2012-08-14 18:59 | 21.41 | 21.41 | 21.41 | 21.41 | 0 | 0 | 0 | 0 | 0 | 0 | 0 | 0 | 0 | 0 | 0 | 0 | 0 | 0 | 0 | 0 | 0 | System Off | 0 | 0
5444 | 5444 | 2012-08-14 19:59 | 20.57 | 20.57 | 20.57 | 20.57 | 0 | 0 | 0 | 0 | 0 | 0 | 0 | 0 | 0 | 0 | 0 | 0 | 0 | 0 | 0 | 0 | 0 | System Off | 0 | 0
5445 | 5445 | 2012-08-14 20:59 | 19.74 | 19.74 | 19.74 | 19.74 | 0 | 0 | 0 | 0 | 0 | 0 | 0 | 0 | 0 | 0 | 0 | 0 | 0 | 0 | 0 | 0 | 0 | System Off | 0 | 0
5446 | 5446 | 2012-08-14 21:59 | 19.66 | 19.66 | 19.66 | 19.66 | 0 | 0 | 0 | 0 | 0 | 0 | 0 | 0 | 0 | 0 | 0 | 0 | 0 | 0 | 0 | 0 | 0 | System Off | 0 | 0
5447 | 5447 | 2012-08-14 22:59 | 19.59 | 19.59 | 19.59 | 19.59 | 0 | 0 | 0 | 0 | 0 | 0 | 0 | 0 | 0 | 0 | 0 | 0 | 0 | 0 | 0 | 0 | 0 | System Off | 0 | 0
5448 | 5448 | 2012-08-14 23:59 | 19.51 | 19.51 | 19.51 | 19.51 | 0 | 0 | 0 | 0 | 0 | 0 | 0 | 0 | 0 | 0 | 0 | 0 | 0 | 0 | 0 | 0 | 0 | System Off | 0 | 0
5449 | 5449 | 2012-08-15 00:59 | 18.94 | 18.94 | 18.94 | 18.94 | 0 | 0 | 0 | 0 | 0 | 0 | 0 | 0 | 0 | 0 | 0 | 0 | 0 | 0 | 0 | 0 | 0 | System Off | 0 | 0
5450 | 5450 | 2012-08-15 01:59 | 18.38 | 18.38 | 18.38 | 18.38 | 0 | 0 | 0 | 0 | 0 | 0 | 0 | 0 | 0 | 0 | 0 | 0 | 0 | 0 | 0 | 0 | 0 | System Off | 0 | 0
5451 | 5451 | 2012-08-15 02:59 | 17.81 | 17.81 | 17.81 | 17.81 | 0 | 0 | 0 | 0 | 0 | 0 | 0 | 0 | 0 | 0 | 0 | 0 | 0 | 0 | 0 | 0 | 0 | System Off | 0 | 0
5452 | 5452 | 2012-08-15 03:59 | 18.14 | 18.14 | 18.14 | 18.14 | 0 | 0 | 0 | 0 | 0 | 0 | 0 | 0 | 0 | 0 | 0 | 0 | 0 | 0 | 0 | 0 | 0 | System Off | 0 | 0
5453 | 5453 | 2012-08-15 04:59 | 18.47 | 20.12 | 20.12 | 18.47 | 92.83 | 55.93 | 35 | 13.81 | 100 | 0.56 | 0.56 | 0.55 | 0.02 | 117.07 | 0 | 0 | 27.7 | 0.19034 | 0.056448 | 0.004 | 11.43 | System Off | 1 | 0
5454 | 5454 | 2012-08-15 05:59 | 18.81 | 22.73 | 22.73 | 18.81 | 231.49 | 192.11 | 86 | 14.02 | 239.95 | 0.81 | 0.8 | 0.78 | 0.07 | 267.38 | 0 | 0 | 67.86 | 0.19352 | 0.056448 | 0.009 | 10.47 | System Off | 1 | 0
5455 | 5455 | 2012-08-15 06:59 | 21.2 | 28.2 | 28.2 | 21.2 | 428.39 | 385.32 | 158 | 14.12 | 433.75 | 0.88 | 0.89 | 0.87 | 0.14 | 350.79 | 0 | 0 | 124.42 | 0.19761 | 0.056448 | 0.016 | 10.13 | System Off | 1 | 0
5456 | 5456 | 2012-08-15 07:59 | 23.59 | 38.09 | 38.09 | 23.59 | 913.85 | 860.8 | 342 | 13.92 | 900.35 | 0.9 | 0.96 | 0.93 | 0.31 | 616.19 | 0 | 0 | 269.57 | 0.21099 | 0.056448 | 0.034 | 9.94 | System Off | 1 | 0
5457 | 5457 | 2012-08-15 08:59 | 25.99 | 47.36 | 47.36 | 25.99 | 1370.51 | 1306.9 | 526 | 13.57 | 1332.35 | 0.89 | 0.98 | 0.96 | 0.47 | 830.82 | 0 | 0 | 415.87 | 0.22472 | 0.056448 | 0.053 | 10.08 | System Off | 1 | 0
5458 | 5458 | 2012-08-15 09:59 | 27.09 | 54.49 | 54.49 | 27.09 | 1778.72 | 1704.73 | 698 | 13.27 | 1715.68 | 0.89 | 0.99 | 0.97 | 0.62 | 1039.33 | 0 | 0 | 553.31 | 0.21911 | 0.056448 | 0.069 | 9.89 | System Off | 1 | 0
5459 | 5459 | 2012-08-15 10:59 | 28.2 | 58.43 | 58.43 | 28.2 | 1992.57 | 1912.78 | 793 | 13.09 | 1915.91 | 0.87 | 1 | 0.97 | 0.69 | 1176.4 | 0 | 0 | 629.81 | 0.22586 | 0.056448 | 0.079 | 9.96 | System Off | 1 | 0
5460 | 5460 | 2012-08-15 11:59 | 29.3 | 58.76 | 58.76 | 29.3 | 1993.2 | 1913.39 | 794 | 13.07 | 1916.5 | 0.87 | 1 | 0.97 | 0.69 | 1172.9 | 0 | 0 | 630.88 | 0.22762 | 0.056448 | 0.079 | 9.95 | System Off | 1 | 0
5461 | 5461 | 2012-08-15 12:59 | 29.48 | 55.75 | 55.75 | 29.48 | 1736.98 | 1664.09 | 686 | 13.19 | 1676.68 | 0.87 | 0.99 | 0.97 | 0.6 | 1097.7 | 0 | 0 | 544.56 | 0.22215 | 0.056448 | 0.068 | 9.91 | System Off | 1 | 0
5462 | 5462 | 2012-08-15 13:59 | 29.67 | 41.65 | 41.65 | 29.67 | 777.28 | 727.17 | 297 | 13.63 | 771.05 | 0.87 | 0.94 | 0.92 | 0.26 | 534.25 | 0 | 0 | 235.11 | 0.21785 | 0.056448 | 0.03 | 10.1 | System Off | 1 | 0
5463 | 5463 | 2012-08-15 14:59 | 29.85 | 39.99 | 39.99 | 29.85 | 636.22 | 589.04 | 243 | 13.64 | 636.09 | 0.86 | 0.93 | 0.9 | 0.21 | 455.59 | 0 | 0 | 192.41 | 0.21515 | 0.056448 | 0.025 | 10.29 | System Off | 1 | 0
5464 | 5464 | 2012-08-15 15:59 | 28.53 | 36.33 | 36.33 | 28.53 | 483.24 | 439.11 | 184 | 13.68 | 488.2 | 0.87 | 0.9 | 0.88 | 0.16 | 340.28 | 0 | 0 | 145.69 | 0.2099 | 0.056448 | 0.019 | 10.33 | System Off | 1 | 0
5465 | 5465 | 2012-08-15 16:59 | 27.2 | 28.54 | 28.54 | 27.2 | 78.13 | 41.48 | 31 | 13.13 | 85.47 | 0.64 | 0.49 | 0.47 | 0.02 | 29.82 | 0 | 0 | 24.75 | 0.19959 | 0.056448 | 0.003 | 9.68 | System Off | 0 | 0
5466 | 5466 | 2012-08-15 17:59 | 25.88 | 26.17 | 26.17 | 25.88 | 15.77 | 0 | 6 | 13.69 | 18.65 | 0 | 0 | 0 | 0 | 0 | 0 | 0 | 4.76 | 0.1963 | 0.056448 | 0.001 | 16.67 | System Off | 0 | 0
5467 | 5467 | 2012-08-15 18:59 | 24.56 | 24.56 | 24.56 | 24.56 | 0 | 0 | 0 | 0 | 0 | 0 | 0 | 0 | 0 | 0 | 0 | 0 | 0 | 0 | 0 | 0 | 0 | System Off | 0 | 0
5468 | 5468 | 2012-08-15 19:59 | 23.25 | 23.25 | 23.25 | 23.25 | 0 | 0 | 0 | 0 | 0 | 0 | 0 | 0 | 0 | 0 | 0 | 0 | 0 | 0 | 0 | 0 | 0 | System Off | 0 | 0
5469 | 5469 | 2012-08-15 20:59 | 21.93 | 21.93 | 21.93 | 21.93 | 0 | 0 | 0 | 0 | 0 | 0 | 0 | 0 | 0 | 0 | 0 | 0 | 0 | 0 | 0 | 0 | 0 | System Off | 0 | 0
5470 | 5470 | 2012-08-15 21:59 | 21.32 | 21.32 | 21.32 | 21.32 | 0 | 0 | 0 | 0 | 0 | 0 | 0 | 0 | 0 | 0 | 0 | 0 | 0 | 0 | 0 | 0 | 0 | System Off | 0 | 0
5471 | 5471 | 2012-08-15 22:59 | 20.7 | 20.7 | 20.7 | 20.7 | 0 | 0 | 0 | 0 | 0 | 0 | 0 | 0 | 0 | 0 | 0 | 0 | 0 | 0 | 0 | 0 | 0 | System Off | 0 | 0
5472 | 5472 | 2012-08-15 23:59 | 20.09 | 20.09 | 20.09 | 20.09 | 0 | 0 | 0 | 0 | 0 | 0 | 0 | 0 | 0 | 0 | 0 | 0 | 0 | 0 | 0 | 0 | 0 | System Off | 0 | 0
5473 | 5473 | 2012-08-16 00:59 | 19.21 | 19.21 | 19.21 | 19.21 | 0 | 0 | 0 | 0 | 0 | 0 | 0 | 0 | 0 | 0 | 0 | 0 | 0 | 0 | 0 | 0 | 0 | System Off | 0 | 0
5474 | 5474 | 2012-08-16 01:59 | 18.32 | 18.32 | 18.32 | 18.32 | 0 | 0 | 0 | 0 | 0 | 0 | 0 | 0 | 0 | 0 | 0 | 0 | 0 | 0 | 0 | 0 | 0 | System Off | 0 | 0
5475 | 5475 | 2012-08-16 02:59 | 17.44 | 17.44 | 17.44 | 17.44 | 0 | 0 | 0 | 0 | 0 | 0 | 0 | 0 | 0 | 0 | 0 | 0 | 0 | 0 | 0 | 0 | 0 | System Off | 0 | 0
5476 | 5476 | 2012-08-16 03:59 | 17.4 | 17.4 | 17.4 | 17.4 | 0 | 0 | 0 | 0 | 0 | 0 | 0 | 0 | 0 | 0 | 0 | 0 | 0 | 0 | 0 | 0 | 0 | System Off | 0 | 0
5477 | 5477 | 2012-08-16 04:59 | 17.35 | 17.66 | 17.66 | 17.35 | 14.36 | 0 | 5 | 14.96 | 16.85 | 0 | 0 | 0 | 0 | 0 | 0 | 0 | 3.9 | 0.18716 | 0.056448 | 0.001 | 20 | System Off | 0 | 0
5478 | 5478 | 2012-08-16 05:59 | 17.31 | 19.06 | 19.06 | 17.31 | 88.79 | 51.97 | 33 | 14.01 | 95.76 | 0.59 | 0.54 | 0.53 | 0.02 | 72.33 | 0 | 0 | 26.05 | 0.18858 | 0.056448 | 0.003 | 9.09 | System Off | 1 | 0
5479 | 5479 | 2012-08-16 06:59 | 18.68 | 28.28 | 28.28 | 18.68 | 526.7 | 481.71 | 193 | 14.21 | 528.87 | 0.88 | 0.91 | 0.89 | 0.17 | 438.55 | 0 | 0 | 151.69 | 0.19578 | 0.056448 | 0.02 | 10.36 | System Off | 1 | 0
5480 | 5480 | 2012-08-16 07:59 | 20.05 | 36.75 | 36.75 | 20.05 | 965.9 | 911.7 | 359 | 14.01 | 949.48 | 0.92 | 0.96 | 0.94 | 0.33 | 652.63 | 0 | 0 | 282.43 | 0.20655 | 0.056448 | 0.036 | 10.03 | System Off | 1 | 0
5481 | 5481 | 2012-08-16 08:59 | 21.43 | 45.3 | 45.3 | 21.43 | 1423.1 | 1358.2 | 541 | 13.7 | 1381.59 | 0.91 | 0.98 | 0.96 | 0.49 | 863.43 | 0 | 0 | 426.66 | 0.2184 | 0.056448 | 0.054 | 9.98 | System Off | 1 | 0
5482 | 5482 | 2012-08-16 09:59 | 22.15 | 50.03 | 50.03 | 22.15 | 1586.59 | 1517.6 | 613 | 13.48 | 1535.4 | 0.9 | 0.99 | 0.96 | 0.55 | 925.24 | 0 | 0 | 484.3 | 0.22344 | 0.056448 | 0.061 | 9.95 | System Off | 1 | 0
5483 | 5483 | 2012-08-16 10:59 | 22.86 | 58.13 | 58.13 | 22.86 | 1912.66 | 1835.07 | 761 | 13.09 | 1841.26 | 0.87 | 1 | 0.97 | 0.66 | 1128.61 | 0 | 0 | 603.12 | 0.216 | 0.056448 | 0.075 | 9.86 | System Off | 1 | 0
5484 | 5484 | 2012-08-16 11:59 | 23.58 | 60.56 | 60.56 | 23.58 | 1936.53 | 1858.28 | 779 | 12.95 | 1863.53 | 0.86 | 1 | 0.97 | 0.67 | 1139.12 | 0 | 0 | 618.2 | 0.21806 | 0.056448 | 0.077 | 9.88 | System Off | 1 | 0
5485 | 5485 | 2012-08-16 12:59 | 23.66 | 57.27 | 57.27 | 23.66 | 1751.38 | 1678.12 | 696 | 13.11 | 1690.21 | 0.88 | 0.99 | 0.97 | 0.61 | 1106.95 | 0 | 0 | 551.61 | 0.21385 | 0.056448 | 0.069 | 9.91 | System Off | 1 | 0
5486 | 5486 | 2012-08-16 13:59 | 23.73 | 48.98 | 48.98 | 23.73 | 1320.48 | 1258.09 | 511 | 13.46 | 1285.51 | 0.9 | 0.98 | 0.95 | 0.46 | 924.32 | 0 | 0 | 403.95 | 0.22039 | 0.056448 | 0.051 | 9.98 | System Off | 1 | 0
5487 | 5487 | 2012-08-16 14:59 | 23.81 | 40.8 | 40.8 | 23.81 | 884.67 | 832.26 | 335 | 13.75 | 873.01 | 0.89 | 0.95 | 0.93 | 0.3 | 643.71 | 0 | 0 | 264.34 | 0.21096 | 0.056448 | 0.034 | 10.15 | System Off | 1 | 0
5488 | 5488 | 2012-08-16 15:59 | 23.46 | 33.83 | 33.83 | 23.46 | 534.25 | 489.12 | 200 | 13.91 | 537.05 | 0.9 | 0.91 | 0.89 | 0.18 | 379.03 | 0 | 0 | 157.75 | 0.20318 | 0.056448 | 0.02 | 10 | System Off | 1 | 0
5489 | 5489 | 2012-08-16 16:59 | 23.1 | 27.82 | 27.82 | 23.1 | 228.6 | 189.29 | 86 | 13.84 | 237.74 | 0.81 | 0.8 | 0.78 | 0.07 | 136.09 | 0 | 0 | 67.99 | 0.19657 | 0.056448 | 0.009 | 10.47 | System Off | 1 | 0
5490 | 5490 | 2012-08-16 17:59 | 22.75 | 24.03 | 24.03 | 22.75 | 61.94 | 25.58 | 24 | 13.44 | 68.23 | 0.41 | 0.37 | 0.37 | 0.01 | 16.35 | 0 | 0 | 19.09 | 0.19276 | 0.056448 | 0.002 | 8.33 | System Off | 0 | 0
5491 | 5491 | 2012-08-16 18:59 | 21.53 | 21.53 | 21.53 | 21.53 | 0 | 0 | 0 | 0 | 0 | 0 | 0 | 0 | 0 | 0 | 0 | 0 | 0 | 0 | 0 | 0 | 0 | System Off | 0 | 0
5492 | 5492 | 2012-08-16 19:59 | 20.31 | 20.31 | 20.31 | 20.31 | 0 | 0 | 0 | 0 | 0 | 0 | 0 | 0 | 0 | 0 | 0 | 0 | 0 | 0 | 0 | 0 | 0 | System Off | 0 | 0
5493 | 5493 | 2012-08-16 20:59 | 19.09 | 19.09 | 19.09 | 19.09 | 0 | 0 | 0 | 0 | 0 | 0 | 0 | 0 | 0 | 0 | 0 | 0 | 0 | 0 | 0 | 0 | 0 | System Off | 0 | 0
5494 | 5494 | 2012-08-16 21:59 | 18.2 | 18.2 | 18.2 | 18.2 | 0 | 0 | 0 | 0 | 0 | 0 | 0 | 0 | 0 | 0 | 0 | 0 | 0 | 0 | 0 | 0 | 0 | System Off | 0 | 0
5495 | 5495 | 2012-08-16 22:59 | 17.32 | 17.32 | 17.32 | 17.32 | 0 | 0 | 0 | 0 | 0 | 0 | 0 | 0 | 0 | 0 | 0 | 0 | 0 | 0 | 0 | 0 | 0 | System Off | 0 | 0
5496 | 5496 | 2012-08-16 23:59 | 16.43 | 16.43 | 16.43 | 16.43 | 0 | 0 | 0 | 0 | 0 | 0 | 0 | 0 | 0 | 0 | 0 | 0 | 0 | 0 | 0 | 0 | 0 | System Off | 0 | 0
5497 | 5497 | 2012-08-17 00:59 | 16.47 | 16.47 | 16.47 | 16.47 | 0 | 0 | 0 | 0 | 0 | 0 | 0 | 0 | 0 | 0 | 0 | 0 | 0 | 0 | 0 | 0 | 0 | System Off | 0 | 0
5498 | 5498 | 2012-08-17 01:59 | 16.51 | 16.51 | 16.51 | 16.51 | 0 | 0 | 0 | 0 | 0 | 0 | 0 | 0 | 0 | 0 | 0 | 0 | 0 | 0 | 0 | 0 | 0 | System Off | 0 | 0
5499 | 5499 | 2012-08-17 02:59 | 16.55 | 16.55 | 16.55 | 16.55 | 0 | 0 | 0 | 0 | 0 | 0 | 0 | 0 | 0 | 0 | 0 | 0 | 0 | 0 | 0 | 0 | 0 | System Off | 0 | 0
5500 | 5500 | 2012-08-17 03:59 | 16.72 | 16.72 | 16.72 | 16.72 | 0 | 0 | 0 | 0 | 0 | 0 | 0 | 0 | 0 | 0 | 0 | 0 | 0 | 0 | 0 | 0 | 0 | System Off | 0 | 0
5501 | 5501 | 2012-08-17 04:59 | 16.89 | 17.6 | 17.6 | 16.89 | 36.48 | 0.55 | 14 | 13.57 | 40.92 | 0 | 0.01 | 0.01 | 0 | 1.16 | 0 | 0 | 11.12 | 0.18699 | 0.056448 | 0.001 | 7.14 | System Off | 0 | 0
5502 | 5502 | 2012-08-17 05:59 | 17.06 | 22.05 | 22.05 | 17.06 | 275.22 | 235.04 | 101 | 14.19 | 283.11 | 0.89 | 0.83 | 0.81 | 0.09 | 327.13 | 0 | 0 | 79.49 | 0.19178 | 0.056448 | 0.01 | 9.9 | System Off | 1 | 0
5503 | 5503 | 2012-08-17 06:59 | 19.42 | 29.11 | 29.11 | 19.42 | 544.96 | 499.62 | 200 | 14.19 | 546.6 | 0.9 | 0.91 | 0.89 | 0.18 | 454.85 | 0 | 0 | 157.23 | 0.19723 | 0.056448 | 0.02 | 10 | System Off | 1 | 0
5504 | 5504 | 2012-08-17 07:59 | 21.78 | 38.21 | 38.21 | 21.78 | 940.48 | 886.85 | 352 | 13.92 | 925.57 | 0.91 | 0.96 | 0.94 | 0.32 | 634.84 | 0 | 0 | 277.28 | 0.20879 | 0.056448 | 0.035 | 9.94 | System Off | 1 | 0
5505 | 5505 | 2012-08-17 08:59 | 24.14 | 48.59 | 48.59 | 24.14 | 1387.98 | 1323.95 | 535 | 13.51 | 1348.9 | 0.9 | 0.98 | 0.96 | 0.48 | 841.65 | 0 | 0 | 422.83 | 0.22232 | 0.056448 | 0.053 | 9.91 | System Off | 1 | 0
5506 | 5506 | 2012-08-17 09:59 | 24.86 | 56.29 | 56.29 | 24.86 | 1733.02 | 1660.24 | 686 | 13.16 | 1673.03 | 0.87 | 0.99 | 0.97 | 0.6 | 1012.2 | 0 | 0 | 543.74 | 0.21513 | 0.056448 | 0.068 | 9.91 | System Off | 1 | 0
5507 | 5507 | 2012-08-17 10:59 | 25.59 | 60.36 | 60.36 | 25.59 | 1874.03 | 1797.49 | 753 | 12.96 | 1805.07 | 0.86 | 1 | 0.97 | 0.65 | 1105.49 | 0 | 0 | 597.83 | 0.21977 | 0.056448 | 0.075 | 9.96 | System Off | 1 | 0
5508 | 5508 | 2012-08-17 11:59 | 26.31 | 62.46 | 62.46 | 26.31 | 1923.51 | 1845.62 | 780 | 12.84 | 1851.47 | 0.86 | 1 | 0.97 | 0.67 | 1131.35 | 0 | 0 | 619.98 | 0.22232 | 0.056448 | 0.077 | 9.87 | System Off | 1 | 0
5509 | 5509 | 2012-08-17 12:59 | 26.5 | 59.02 | 59.02 | 26.5 | 1718.89 | 1646.48 | 689 | 12.99 | 1659.92 | 0.87 | 0.99 | 0.97 | 0.6 | 1086.08 | 0 | 0 | 547.03 | 0.2178 | 0.056448 | 0.069 | 10.01 | System Off | 1 | 0
5510 | 5510 | 2012-08-17 13:59 | 26.68 | 52.61 | 52.61 | 26.68 | 1369.91 | 1306.32 | 538 | 13.26 | 1332.32 | 0.87 | 0.98 | 0.96 | 0.47 | 959.76 | 0 | 0 | 426.32 | 0.22243 | 0.056448 | 0.054 | 10.04 | System Off | 1 | 0
5511 | 5511 | 2012-08-17 14:59 | 26.87 | 44.7 | 44.7 | 26.87 | 937 | 883.44 | 360 | 13.56 | 923.23 | 0.89 | 0.96 | 0.93 | 0.32 | 683.29 | 0 | 0 | 284.74 | 0.21701 | 0.056448 | 0.036 | 10 | System Off | 1 | 0
5512 | 5512 | 2012-08-17 15:59 | 25.93 | 36.12 | 36.12 | 25.93 | 523.68 | 478.76 | 199 | 13.71 | 527.22 | 0.85 | 0.91 | 0.89 | 0.17 | 371.01 | 0 | 0 | 157.39 | 0.20682 | 0.056448 | 0.02 | 10.05 | System Off | 1 | 0
5513 | 5513 | 2012-08-17 16:59 | 24.99 | 29.92 | 29.92 | 24.99 | 245.01 | 205.39 | 93 | 13.72 | 254.31 | 0.75 | 0.81 | 0.79 | 0.07 | 147.67 | 0 | 0 | 73.63 | 0.1997 | 0.056448 | 0.01 | 10.75 | System Off | 1 | 0
5514 | 5514 | 2012-08-17 17:59 | 24.05 | 25.3 | 25.3 | 24.05 | 59.74 | 23.42 | 23 | 13.53 | 66 | 0.42 | 0.35 | 0.35 | 0.01 | 14.97 | 0 | 0 | 18.27 | 0.19457 | 0.056448 | 0.002 | 8.7 | System Off | 0 | 0
5515 | 5515 | 2012-08-17 18:59 | 22.65 | 22.65 | 22.65 | 22.65 | 0 | 0 | 0 | 0 | 0 | 0 | 0 | 0 | 0 | 0 | 0 | 0 | 0 | 0 | 0 | 0 | 0 | System Off | 0 | 0
5516 | 5516 | 2012-08-17 19:59 | 21.24 | 21.24 | 21.24 | 21.24 | 0 | 0 | 0 | 0 | 0 | 0 | 0 | 0 | 0 | 0 | 0 | 0 | 0 | 0 | 0 | 0 | 0 | System Off | 0 | 0
5517 | 5517 | 2012-08-17 20:59 | 19.84 | 19.84 | 19.84 | 19.84 | 0 | 0 | 0 | 0 | 0 | 0 | 0 | 0 | 0 | 0 | 0 | 0 | 0 | 0 | 0 | 0 | 0 | System Off | 0 | 0
5518 | 5518 | 2012-08-17 21:59 | 19.57 | 19.57 | 19.57 | 19.57 | 0 | 0 | 0 | 0 | 0 | 0 | 0 | 0 | 0 | 0 | 0 | 0 | 0 | 0 | 0 | 0 | 0 | System Off | 0 | 0
5519 | 5519 | 2012-08-17 22:59 | 19.31 | 19.31 | 19.31 | 19.31 | 0 | 0 | 0 | 0 | 0 | 0 | 0 | 0 | 0 | 0 | 0 | 0 | 0 | 0 | 0 | 0 | 0 | System Off | 0 | 0
5520 | 5520 | 2012-08-17 23:59 | 19.04 | 19.04 | 19.04 | 19.04 | 0 | 0 | 0 | 0 | 0 | 0 | 0 | 0 | 0 | 0 | 0 | 0 | 0 | 0 | 0 | 0 | 0 | System Off | 0 | 0
5521 | 5521 | 2012-08-18 00:59 | 18.57 | 18.57 | 18.57 | 18.57 | 0 | 0 | 0 | 0 | 0 | 0 | 0 | 0 | 0 | 0 | 0 | 0 | 0 | 0 | 0 | 0 | 0 | System Off | 0 | 0
5522 | 5522 | 2012-08-18 01:59 | 18.09 | 18.09 | 18.09 | 18.09 | 0 | 0 | 0 | 0 | 0 | 0 | 0 | 0 | 0 | 0 | 0 | 0 | 0 | 0 | 0 | 0 | 0 | System Off | 0 | 0
5523 | 5523 | 2012-08-18 02:59 | 17.62 | 17.62 | 17.62 | 17.62 | 0 | 0 | 0 | 0 | 0 | 0 | 0 | 0 | 0 | 0 | 0 | 0 | 0 | 0 | 0 | 0 | 0 | System Off | 0 | 0
5524 | 5524 | 2012-08-18 03:59 | 18.33 | 18.33 | 18.33 | 18.33 | 0 | 0 | 0 | 0 | 0 | 0 | 0 | 0 | 0 | 0 | 0 | 0 | 0 | 0 | 0 | 0 | 0 | System Off | 0 | 0
5525 | 5525 | 2012-08-18 04:59 | 19.03 | 20.46 | 20.46 | 19.03 | 83.45 | 46.72 | 32 | 13.58 | 90.36 | 0.62 | 0.52 | 0.51 | 0.02 | 97.79 | 0 | 0 | 25.4 | 0.19098 | 0.056448 | 0.003 | 9.38 | System Off | 1 | 0
5526 | 5526 | 2012-08-18 05:59 | 19.74 | 23.44 | 23.44 | 19.74 | 204.61 | 165.73 | 76 | 14.02 | 213.31 | 0.78 | 0.78 | 0.76 | 0.06 | 230.66 | 0 | 0 | 59.97 | 0.19433 | 0.056448 | 0.008 | 10.53 | System Off | 1 | 0
5527 | 5527 | 2012-08-18 06:59 | 22.1 | 30.74 | 30.74 | 22.1 | 531.37 | 486.3 | 197 | 14.05 | 533.76 | 0.91 | 0.91 | 0.89 | 0.18 | 442.72 | 0 | 0 | 155.22 | 0.201 | 0.056448 | 0.02 | 10.15 | System Off | 1 | 0
5528 | 5528 | 2012-08-18 07:59 | 24.46 | 39.15 | 39.15 | 24.46 | 940.84 | 887.19 | 353 | 13.88 | 926.03 | 0.9 | 0.96 | 0.94 | 0.32 | 635.08 | 0 | 0 | 278.37 | 0.2129 | 0.056448 | 0.036 | 10.2 | System Off | 1 | 0
5529 | 5529 | 2012-08-18 08:59 | 26.82 | 47.99 | 47.99 | 26.82 | 1371.86 | 1308.23 | 528 | 13.53 | 1333.69 | 0.89 | 0.98 | 0.96 | 0.47 | 831.66 | 0 | 0 | 417.69 | 0.22205 | 0.056448 | 0.053 | 10.04 | System Off | 1 | 0
5530 | 5530 | 2012-08-18 09:59 | 27.89 | 55.14 | 55.14 | 27.89 | 1751.11 | 1677.85 | 690 | 13.22 | 1689.86 | 0.88 | 0.99 | 0.97 | 0.61 | 1022.94 | 0 | 0 | 547.35 | 0.21992 | 0.056448 | 0.069 | 10 | System Off | 1 | 0
5531 | 5531 | 2012-08-18 10:59 | 28.95 | 59.7 | 59.7 | 28.95 | 1966.78 | 1887.7 | 787 | 13.02 | 1891.8 | 0.86 | 1 | 0.97 | 0.68 | 1160.98 | 0 | 0 | 625.45 | 0.22672 | 0.056448 | 0.078 | 9.91 | System Off | 1 | 0
5532 | 5532 | 2012-08-18 11:59 | 30.02 | 60.51 | 60.51 | 30.02 | 1962 | 1883.06 | 788 | 12.97 | 1887.36 | 0.86 | 1 | 0.97 | 0.68 | 1154.31 | 0 | 0 | 626.69 | 0.22845 | 0.056448 | 0.078 | 9.9 | System Off | 1 | 0
5533 | 5533 | 2012-08-18 12:59 | 30.44 | 58.65 | 58.65 | 30.44 | 1755.19 | 1681.82 | 702 | 13.02 | 1693.87 | 0.87 | 0.99 | 0.97 | 0.61 | 1109.4 | 0 | 0 | 558.09 | 0.22452 | 0.056448 | 0.07 | 9.97 | System Off | 1 | 0
5534 | 5534 | 2012-08-18 13:59 | 30.85 | 53.67 | 53.67 | 30.85 | 1380.2 | 1316.36 | 544 | 13.21 | 1342.11 | 0.88 | 0.98 | 0.96 | 0.48 | 967.13 | 0 | 0 | 431.85 | 0.21673 | 0.056448 | 0.055 | 10.11 | System Off | 1 | 0
5535 | 5535 | 2012-08-18 14:59 | 31.27 | 47.14 | 47.14 | 31.27 | 925.95 | 872.63 | 360 | 13.4 | 913.14 | 0.89 | 0.96 | 0.93 | 0.32 | 674.93 | 0 | 0 | 285.53 | 0.22385 | 0.056448 | 0.036 | 10 | System Off | 1 | 0
5536 | 5536 | 2012-08-18 15:59 | 29.89 | 38.71 | 38.71 | 29.89 | 500.11 | 455.65 | 192 | 13.57 | 504.91 | 0.83 | 0.9 | 0.88 | 0.16 | 353.1 | 0 | 0 | 152.19 | 0.21241 | 0.056448 | 0.02 | 10.42 | System Off | 1 | 0
5537 | 5537 | 2012-08-18 16:59 | 28.51 | 32.26 | 32.26 | 28.51 | 193.69 | 155 | 75 | 13.45 | 203.48 | 0.79 | 0.76 | 0.74 | 0.06 | 111.44 | 0 | 0 | 59.6 | 0.20392 | 0.056448 | 0.008 | 10.67 | System Off | 1 | 0
5538 | 5538 | 2012-08-18 17:59 | 27.13 | 28.17 | 28.17 | 27.13 | 54.03 | 17.8 | 22 | 12.79 | 60.16 | 0.45 | 0.3 | 0.29 | 0.01 | 11.38 | 0 | 0 | 17.64 | 0.199 | 0.056448 | 0.002 | 9.09 | System Off | 0 | 0
5539 | 5539 | 2012-08-18 18:59 | 25.74 | 25.74 | 25.74 | 25.74 | 0 | 0 | 0 | 0 | 0 | 0 | 0 | 0 | 0 | 0 | 0 | 0 | 0 | 0 | 0 | 0 | 0 | System Off | 0 | 0
5540 | 5540 | 2012-08-18 19:59 | 24.36 | 24.36 | 24.36 | 24.36 | 0 | 0 | 0 | 0 | 0 | 0 | 0 | 0 | 0 | 0 | 0 | 0 | 0 | 0 | 0 | 0 | 0 | System Off | 0 | 0
5541 | 5541 | 2012-08-18 20:59 | 22.97 | 22.97 | 22.97 | 22.97 | 0 | 0 | 0 | 0 | 0 | 0 | 0 | 0 | 0 | 0 | 0 | 0 | 0 | 0 | 0 | 0 | 0 | System Off | 0 | 0
5542 | 5542 | 2012-08-18 21:59 | 22.45 | 22.45 | 22.45 | 22.45 | 0 | 0 | 0 | 0 | 0 | 0 | 0 | 0 | 0 | 0 | 0 | 0 | 0 | 0 | 0 | 0 | 0 | System Off | 0 | 0
5543 | 5543 | 2012-08-18 22:59 | 21.93 | 21.93 | 21.93 | 21.93 | 0 | 0 | 0 | 0 | 0 | 0 | 0 | 0 | 0 | 0 | 0 | 0 | 0 | 0 | 0 | 0 | 0 | System Off | 0 | 0
5544 | 5544 | 2012-08-18 23:59 | 21.41 | 21.41 | 21.41 | 21.41 | 0 | 0 | 0 | 0 | 0 | 0 | 0 | 0 | 0 | 0 | 0 | 0 | 0 | 0 | 0 | 0 | 0 | System Off | 0 | 0
5545 | 5545 | 2012-08-19 00:59 | 20.99 | 20.99 | 20.99 | 20.99 | 0 | 0 | 0 | 0 | 0 | 0 | 0 | 0 | 0 | 0 | 0 | 0 | 0 | 0 | 0 | 0 | 0 | System Off | 0 | 0
5546 | 5546 | 2012-08-19 01:59 | 20.58 | 20.58 | 20.58 | 20.58 | 0 | 0 | 0 | 0 | 0 | 0 | 0 | 0 | 0 | 0 | 0 | 0 | 0 | 0 | 0 | 0 | 0 | System Off | 0 | 0
5547 | 5547 | 2012-08-19 02:59 | 20.16 | 20.16 | 20.16 | 20.16 | 0 | 0 | 0 | 0 | 0 | 0 | 0 | 0 | 0 | 0 | 0 | 0 | 0 | 0 | 0 | 0 | 0 | System Off | 0 | 0
5548 | 5548 | 2012-08-19 03:59 | 20.64 | 20.64 | 20.64 | 20.64 | 0 | 0 | 0 | 0 | 0 | 0 | 0 | 0 | 0 | 0 | 0 | 0 | 0 | 0 | 0 | 0 | 0 | System Off | 0 | 0
5549 | 5549 | 2012-08-19 04:59 | 21.11 | 22.35 | 22.35 | 21.11 | 73.68 | 37.12 | 28 | 13.71 | 80.38 | 0.35 | 0.46 | 0.45 | 0.01 | 77.7 | 0 | 0 | 22.2 | 0.19375 | 0.056448 | 0.003 | 10.71 | System Off | 1 | 0
5550 | 5550 | 2012-08-19 05:59 | 21.59 | 25.4 | 25.4 | 21.59 | 226.97 | 187.68 | 85 | 13.91 | 235.83 | 0.82 | 0.8 | 0.78 | 0.07 | 261.22 | 0 | 0 | 67.17 | 0.19433 | 0.056448 | 0.009 | 10.59 | System Off | 1 | 0
5551 | 5551 | 2012-08-19 06:59 | 24.48 | 32.52 | 32.52 | 24.48 | 515.35 | 470.59 | 193 | 13.91 | 518.6 | 0.88 | 0.91 | 0.89 | 0.17 | 428.42 | 0 | 0 | 152.37 | 0.20432 | 0.056448 | 0.02 | 10.36 | System Off | 1 | 0
5552 | 5552 | 2012-08-19 07:59 | 27.38 | 41.3 | 41.3 | 27.38 | 928.28 | 874.92 | 352 | 13.74 | 914.46 | 0.91 | 0.96 | 0.93 | 0.32 | 626.3 | 0 | 0 | 278.18 | 0.21734 | 0.056448 | 0.036 | 10.23 | System Off | 1 | 0
5553 | 5553 | 2012-08-19 08:59 | 30.28 | 50.35 | 50.35 | 30.28 | 1350.09 | 1286.98 | 525 | 13.39 | 1313.53 | 0.89 | 0.98 | 0.96 | 0.47 | 818.15 | 0 | 0 | 416.2 | 0.21483 | 0.056448 | 0.053 | 10.1 | System Off | 1 | 0
5554 | 5554 | 2012-08-19 09:59 | 31.44 | 57.23 | 57.23 | 31.44 | 1702.85 | 1630.86 | 677 | 13.1 | 1644.78 | 0.87 | 0.99 | 0.97 | 0.59 | 994.29 | 0 | 0 | 538.07 | 0.22471 | 0.056448 | 0.068 | 10.04 | System Off | 1 | 0
5555 | 5555 | 2012-08-19 10:59 | 32.6 | 61.81 | 61.81 | 32.6 | 1898.99 | 1821.76 | 768 | 12.88 | 1828.48 | 0.86 | 1 | 0.97 | 0.66 | 1120.42 | 0 | 0 | 611.69 | 0.23145 | 0.056448 | 0.076 | 9.9 | System Off | 1 | 0
5556 | 5556 | 2012-08-19 11:59 | 33.76 | 62.83 | 62.83 | 33.76 | 1880.63 | 1803.9 | 764 | 12.82 | 1811.39 | 0.85 | 1 | 0.97 | 0.65 | 1105.78 | 0 | 0 | 608.95 | 0.23307 | 0.056448 | 0.076 | 9.95 | System Off | 1 | 0
5557 | 5557 | 2012-08-19 12:59 | 33.99 | 60.64 | 60.64 | 33.99 | 1661.69 | 1590.77 | 671 | 12.9 | 1606.54 | 0.86 | 0.99 | 0.96 | 0.58 | 1049.33 | 0 | 0 | 534.47 | 0.22839 | 0.056448 | 0.067 | 9.99 | System Off | 1 | 0
5558 | 5558 | 2012-08-19 13:59 | 34.22 | 55.74 | 55.74 | 34.22 | 1297.85 | 1236 | 517 | 13.07 | 1265.03 | 0.87 | 0.98 | 0.95 | 0.45 | 908.09 | 0 | 0 | 411.27 | 0.22043 | 0.056448 | 0.052 | 10.06 | System Off | 1 | 0
5559 | 5559 | 2012-08-19 14:59 | 34.45 | 49.66 | 49.66 | 34.45 | 880.97 | 828.63 | 347 | 13.22 | 870.9 | 0.86 | 0.95 | 0.93 | 0.3 | 640.9 | 0 | 0 | 275.86 | 0.22403 | 0.056448 | 0.035 | 10.09 | System Off | 1 | 0
5560 | 5560 | 2012-08-19 15:59 | 32.82 | 41.67 | 41.67 | 32.82 | 494.04 | 449.7 | 192 | 13.4 | 499.54 | 0.83 | 0.9 | 0.88 | 0.16 | 348.49 | 0 | 0 | 152.5 | 0.21688 | 0.056448 | 0.02 | 10.42 | System Off | 1 | 0
5561 | 5561 | 2012-08-19 16:59 | 31.2 | 35.39 | 35.39 | 31.2 | 217.68 | 178.56 | 85 | 13.34 | 227.88 | 0.7 | 0.78 | 0.77 | 0.06 | 128.38 | 0 | 0 | 67.64 | 0.20848 | 0.056448 | 0.009 | 10.59 | System Off | 1 | 0
5562 | 5562 | 2012-08-19 17:59 | 29.57 | 30.54 | 30.54 | 29.57 | 48.15 | 12.03 | 19 | 13.2 | 54.07 | 0 | 0.22 | 0.22 | 0 | 7.69 | 0 | 0 | 15.16 | 0.20241 | 0.056448 | 0.002 | 10.53 | System Off | 0 | 0
5563 | 5563 | 2012-08-19 18:59 | 27.97 | 27.97 | 27.97 | 27.97 | 0 | 0 | 0 | 0 | 0 | 0 | 0 | 0 | 0 | 0 | 0 | 0 | 0 | 0 | 0 | 0 | 0 | System Off | 0 | 0
5564 | 5564 | 2012-08-19 19:59 | 26.38 | 26.38 | 26.38 | 26.38 | 0 | 0 | 0 | 0 | 0 | 0 | 0 | 0 | 0 | 0 | 0 | 0 | 0 | 0 | 0 | 0 | 0 | System Off | 0 | 0
5565 | 5565 | 2012-08-19 20:59 | 24.78 | 24.78 | 24.78 | 24.78 | 0 | 0 | 0 | 0 | 0 | 0 | 0 | 0 | 0 | 0 | 0 | 0 | 0 | 0 | 0 | 0 | 0 | System Off | 0 | 0
5566 | 5566 | 2012-08-19 21:59 | 24.56 | 24.56 | 24.56 | 24.56 | 0 | 0 | 0 | 0 | 0 | 0 | 0 | 0 | 0 | 0 | 0 | 0 | 0 | 0 | 0 | 0 | 0 | System Off | 0 | 0
5567 | 5567 | 2012-08-19 22:59 | 24.35 | 24.35 | 24.35 | 24.35 | 0 | 0 | 0 | 0 | 0 | 0 | 0 | 0 | 0 | 0 | 0 | 0 | 0 | 0 | 0 | 0 | 0 | System Off | 0 | 0
5568 | 5568 | 2012-08-19 23:59 | 24.13 | 24.13 | 24.13 | 24.13 | 0 | 0 | 0 | 0 | 0 | 0 | 0 | 0 | 0 | 0 | 0 | 0 | 0 | 0 | 0 | 0 | 0 | System Off | 0 | 0
5569 | 5569 | 2012-08-20 00:59 | 23.83 | 23.83 | 23.83 | 23.83 | 0 | 0 | 0 | 0 | 0 | 0 | 0 | 0 | 0 | 0 | 0 | 0 | 0 | 0 | 0 | 0 | 0 | System Off | 0 | 0
5570 | 5570 | 2012-08-20 01:59 | 23.54 | 23.54 | 23.54 | 23.54 | 0 | 0 | 0 | 0 | 0 | 0 | 0 | 0 | 0 | 0 | 0 | 0 | 0 | 0 | 0 | 0 | 0 | System Off | 0 | 0
5571 | 5571 | 2012-08-20 02:59 | 23.24 | 23.24 | 23.24 | 23.24 | 0 | 0 | 0 | 0 | 0 | 0 | 0 | 0 | 0 | 0 | 0 | 0 | 0 | 0 | 0 | 0 | 0 | System Off | 0 | 0
5572 | 5572 | 2012-08-20 03:59 | 23.27 | 23.27 | 23.27 | 23.27 | 0 | 0 | 0 | 0 | 0 | 0 | 0 | 0 | 0 | 0 | 0 | 0 | 0 | 0 | 0 | 0 | 0 | System Off | 0 | 0
5573 | 5573 | 2012-08-20 04:59 | 23.3 | 24.54 | 24.54 | 23.3 | 68.42 | 31.94 | 27 | 13.2 | 75.04 | 0.37 | 0.43 | 0.42 | 0.01 | 66.86 | 0 | 0 | 21.54 | 0.19371 | 0.056448 | 0.003 | 11.11 | System Off | 1 | 0
5574 | 5574 | 2012-08-20 05:59 | 23.34 | 27.12 | 27.12 | 23.34 | 212 | 172.99 | 80 | 13.8 | 221.13 | 0.74 | 0.78 | 0.76 | 0.06 | 240.76 | 0 | 0 | 63.3 | 0.1966 | 0.056448 | 0.008 | 10 | System Off | 1 | 0
5575 | 5575 | 2012-08-20 06:59 | 24.84 | 33.49 | 33.49 | 24.84 | 515.07 | 470.31 | 193 | 13.9 | 518.49 | 0.88 | 0.91 | 0.89 | 0.17 | 428.17 | 0 | 0 | 152.35 | 0.20485 | 0.056448 | 0.02 | 10.36 | System Off | 1 | 0
5576 | 5576 | 2012-08-20 07:59 | 26.35 | 41.61 | 41.61 | 26.35 | 914.58 | 861.51 | 347 | 13.73 | 901.52 | 0.89 | 0.96 | 0.93 | 0.31 | 616.7 | 0 | 0 | 274.11 | 0.21548 | 0.056448 | 0.035 | 10.09 | System Off | 1 | 0
5577 | 5577 | 2012-08-20 08:59 | 27.86 | 50.66 | 50.66 | 27.86 | 1336.6 | 1273.82 | 521 | 13.36 | 1300.89 | 0.88 | 0.98 | 0.96 | 0.46 | 809.79 | 0 | 0 | 412.77 | 0.22333 | 0.056448 | 0.052 | 9.98 | System Off | 1 | 0
5578 | 5578 | 2012-08-20 09:59 | 28.74 | 56.63 | 56.63 | 28.74 | 1639.21 | 1568.87 | 651 | 13.11 | 1585.18 | 0.87 | 0.99 | 0.96 | 0.57 | 956.49 | 0 | 0 | 516.83 | 0.21919 | 0.056448 | 0.065 | 9.98 | System Off | 1 | 0
5579 | 5579 | 2012-08-20 10:59 | 29.63 | 50.67 | 50.67 | 29.63 | 1266.72 | 1205.61 | 494 | 13.36 | 1235.18 | 0.89 | 0.98 | 0.95 | 0.44 | 741.48 | 0 | 0 | 391.59 | 0.22461 | 0.056448 | 0.05 | 10.12 | System Off | 1 | 0
5580 | 5580 | 2012-08-20 11:59 | 30.51 | 33.01 | 33.01 | 30.51 | 149.33 | 111.44 | 59 | 13.18 | 158.92 | 0.67 | 0.7 | 0.69 | 0.04 | 68.31 | 0 | 0 | 47.06 | 0.20602 | 0.056448 | 0.006 | 10.17 | System Off | 0 | 0
5581 | 5581 | 2012-08-20 12:59 | 30.07 | 37.01 | 37.01 | 30.07 | 426.73 | 383.7 | 164 | 13.55 | 433.54 | 0.85 | 0.89 | 0.86 | 0.14 | 253.1 | 0 | 0 | 130.09 | 0.21114 | 0.056448 | 0.017 | 10.37 | System Off | 1 | 0
5582 | 5582 | 2012-08-20 13:59 | 29.64 | 40.32 | 40.32 | 29.64 | 659.67 | 612.01 | 252 | 13.63 | 658.57 | 0.87 | 0.93 | 0.91 | 0.22 | 449.65 | 0 | 0 | 199.52 | 0.21532 | 0.056448 | 0.026 | 10.32 | System Off | 1 | 0
5583 | 5583 | 2012-08-20 14:59 | 29.2 | 33.54 | 33.54 | 29.2 | 264.5 | 224.53 | 102 | 13.51 | 274.12 | 0.78 | 0.82 | 0.8 | 0.08 | 173.66 | 0 | 0 | 81 | 0.20642 | 0.056448 | 0.011 | 10.78 | System Off | 1 | 0
5584 | 5584 | 2012-08-20 15:59 | 28.14 | 29.29 | 29.29 | 28.14 | 62.42 | 26.05 | 25 | 13 | 69.1 | 0.39 | 0.38 | 0.37 | 0.01 | 20.19 | 0 | 0 | 19.99 | 0.20064 | 0.056448 | 0.003 | 12 | System Off | 0 | 0
5585 | 5585 | 2012-08-20 16:59 | 27.09 | 30.99 | 30.99 | 27.09 | 206.19 | 167.28 | 79 | 13.59 | 215.82 | 0.75 | 0.78 | 0.76 | 0.06 | 120.26 | 0 | 0 | 62.67 | 0.20203 | 0.056448 | 0.008 | 10.13 | System Off | 1 | 0
5586 | 5586 | 2012-08-20 17:59 | 26.03 | 26.25 | 26.25 | 26.03 | 9.59 | 0 | 4 | 12.49 | 11.65 | 0 | 0 | 0 | 0 | 0 | 0 | 0 | 3.22 | 0.19641 | 0.056448 | 0 | 0 | System Off | 0 | 0
5587 | 5587 | 2012-08-20 18:59 | 24.84 | 24.84 | 24.84 | 24.84 | 0 | 0 | 0 | 0 | 0 | 0 | 0 | 0 | 0 | 0 | 0 | 0 | 0 | 0 | 0 | 0 | 0 | System Off | 0 | 0
5588 | 5588 | 2012-08-20 19:59 | 23.65 | 23.65 | 23.65 | 23.65 | 0 | 0 | 0 | 0 | 0 | 0 | 0 | 0 | 0 | 0 | 0 | 0 | 0 | 0 | 0 | 0 | 0 | System Off | 0 | 0
5589 | 5589 | 2012-08-20 20:59 | 22.46 | 22.46 | 22.46 | 22.46 | 0 | 0 | 0 | 0 | 0 | 0 | 0 | 0 | 0 | 0 | 0 | 0 | 0 | 0 | 0 | 0 | 0 | System Off | 0 | 0
5590 | 5590 | 2012-08-20 21:59 | 22.09 | 22.09 | 22.09 | 22.09 | 0 | 0 | 0 | 0 | 0 | 0 | 0 | 0 | 0 | 0 | 0 | 0 | 0 | 0 | 0 | 0 | 0 | System Off | 0 | 0
5591 | 5591 | 2012-08-20 22:59 | 21.72 | 21.72 | 21.72 | 21.72 | 0 | 0 | 0 | 0 | 0 | 0 | 0 | 0 | 0 | 0 | 0 | 0 | 0 | 0 | 0 | 0 | 0 | System Off | 0 | 0
5592 | 5592 | 2012-08-20 23:59 | 21.35 | 21.35 | 21.35 | 21.35 | 0 | 0 | 0 | 0 | 0 | 0 | 0 | 0 | 0 | 0 | 0 | 0 | 0 | 0 | 0 | 0 | 0 | System Off | 0 | 0
5593 | 5593 | 2012-08-21 00:59 | 20.7 | 20.7 | 20.7 | 20.7 | 0 | 0 | 0 | 0 | 0 | 0 | 0 | 0 | 0 | 0 | 0 | 0 | 0 | 0 | 0 | 0 | 0 | System Off | 0 | 0
5594 | 5594 | 2012-08-21 01:59 | 20.06 | 20.06 | 20.06 | 20.06 | 0 | 0 | 0 | 0 | 0 | 0 | 0 | 0 | 0 | 0 | 0 | 0 | 0 | 0 | 0 | 0 | 0 | System Off | 0 | 0
5595 | 5595 | 2012-08-21 02:59 | 19.41 | 19.41 | 19.41 | 19.41 | 0 | 0 | 0 | 0 | 0 | 0 | 0 | 0 | 0 | 0 | 0 | 0 | 0 | 0 | 0 | 0 | 0 | System Off | 0 | 0
5596 | 5596 | 2012-08-21 03:59 | 19.99 | 19.99 | 19.99 | 19.99 | 0 | 0 | 0 | 0 | 0 | 0 | 0 | 0 | 0 | 0 | 0 | 0 | 0 | 0 | 0 | 0 | 0 | System Off | 0 | 0
5597 | 5597 | 2012-08-21 04:59 | 20.56 | 20.83 | 20.83 | 20.56 | 12 | 0 | 5 | 12.5 | 14.27 | 0 | 0 | 0 | 0 | 0 | 0 | 0 | 4.03 | 0.19174 | 0.056448 | 0.001 | 20 | System Off | 0 | 0
5598 | 5598 | 2012-08-21 05:59 | 21.14 | 26.49 | 26.49 | 21.14 | 254.6 | 214.81 | 95 | 13.96 | 263.35 | 0.84 | 0.82 | 0.8 | 0.08 | 298.97 | 0 | 0 | 74.98 | 0.1942 | 0.056448 | 0.01 | 10.53 | System Off | 1 | 0
5599 | 5599 | 2012-08-21 06:59 | 23.07 | 32.08 | 32.08 | 23.07 | 446.6 | 403.19 | 168 | 13.85 | 452.03 | 0.89 | 0.89 | 0.87 | 0.15 | 367.06 | 0 | 0 | 132.67 | 0.2009 | 0.056448 | 0.017 | 10.12 | System Off | 1 | 0
5600 | 5600 | 2012-08-21 07:59 | 25 | 41.4 | 41.4 | 25 | 825.37 | 774.23 | 315 | 13.65 | 816.77 | 0.89 | 0.95 | 0.93 | 0.28 | 554.22 | 0 | 0 | 248.92 | 0.2117 | 0.056448 | 0.032 | 10.16 | System Off | 1 | 0
5601 | 5601 | 2012-08-21 08:59 | 26.94 | 41.41 | 41.41 | 26.94 | 735.43 | 686.2 | 281 | 13.63 | 731.12 | 0.89 | 0.94 | 0.92 | 0.25 | 436.23 | 0 | 0 | 222.21 | 0.2128 | 0.056448 | 0.029 | 10.32 | System Off | 1 | 0
5602 | 5602 | 2012-08-21 09:59 | 26.76 | 56.49 | 56.49 | 26.76 | 1419.7 | 1354.89 | 566 | 13.06 | 1379.46 | 0.86 | 0.98 | 0.96 | 0.49 | 826.04 | 0 | 0 | 449.08 | 0.22412 | 0.056448 | 0.057 | 10.07 | System Off | 1 | 0
5603 | 5603 | 2012-08-21 10:59 | 26.57 | 48.39 | 48.39 | 26.57 | 1014.3 | 959.02 | 395 | 13.37 | 996.92 | 0.88 | 0.96 | 0.94 | 0.35 | 589.82 | 0 | 0 | 312.75 | 0.21848 | 0.056448 | 0.04 | 10.13 | System Off | 1 | 0
5604 | 5604 | 2012-08-21 11:59 | 26.39 | 58.01 | 58.01 | 26.39 | 1382.3 | 1318.41 | 555 | 12.97 | 1344.52 | 0.86 | 0.98 | 0.96 | 0.48 | 808.18 | 0 | 0 | 440.52 | 0.22295 | 0.056448 | 0.056 | 10.09 | System Off | 1 | 0
5605 | 5605 | 2012-08-21 12:59 | 26.57 | 51.53 | 51.53 | 26.57 | 1186.46 | 1127.25 | 466 | 13.26 | 1159.77 | 0.88 | 0.97 | 0.95 | 0.41 | 743.58 | 0 | 0 | 369.23 | 0.22239 | 0.056448 | 0.047 | 10.09 | System Off | 1 | 0
5606 | 5606 | 2012-08-21 13:59 | 26.75 | 48.59 | 48.59 | 26.75 | 1117.29 | 1059.68 | 434 | 13.41 | 1094.19 | 0.87 | 0.97 | 0.94 | 0.38 | 778.55 | 0 | 0 | 343.56 | 0.22089 | 0.056448 | 0.044 | 10.14 | System Off | 1 | 0
5607 | 5607 | 2012-08-21 14:59 | 26.93 | 38.45 | 38.45 | 26.93 | 630.39 | 583.33 | 240 | 13.68 | 630.21 | 0.87 | 0.93 | 0.9 | 0.21 | 451.17 | 0 | 0 | 189.83 | 0.21055 | 0.056448 | 0.024 | 10 | System Off | 1 | 0
5608 | 5608 | 2012-08-21 15:59 | 26.07 | 35.07 | 35.07 | 26.07 | 492.68 | 448.36 | 186 | 13.8 | 497.15 | 0.86 | 0.9 | 0.88 | 0.16 | 347.45 | 0 | 0 | 146.99 | 0.20631 | 0.056448 | 0.019 | 10.22 | System Off | 1 | 0
5609 | 5609 | 2012-08-21 16:59 | 25.22 | 29.4 | 29.4 | 25.22 | 221.85 | 182.65 | 85 | 13.59 | 231.23 | 0.82 | 0.79 | 0.77 | 0.07 | 131.32 | 0 | 0 | 67.42 | 0.19962 | 0.056448 | 0.009 | 10.59 | System Off | 1 | 0
5610 | 5610 | 2012-08-21 17:59 | 24.36 | 25.17 | 25.17 | 24.36 | 41.84 | 5.83 | 17 | 12.82 | 47.03 | 0 | 0.12 | 0.12 | 0 | 3.73 | 0 | 0 | 13.63 | 0.19471 | 0.056448 | 0.002 | 11.76 | System Off | 0 | 0
5611 | 5611 | 2012-08-21 18:59 | 23.24 | 23.24 | 23.24 | 23.24 | 0 | 0 | 0 | 0 | 0 | 0 | 0 | 0 | 0 | 0 | 0 | 0 | 0 | 0 | 0 | 0 | 0 | System Off | 0 | 0
5612 | 5612 | 2012-08-21 19:59 | 22.11 | 22.11 | 22.11 | 22.11 | 0 | 0 | 0 | 0 | 0 | 0 | 0 | 0 | 0 | 0 | 0 | 0 | 0 | 0 | 0 | 0 | 0 | System Off | 0 | 0
5613 | 5613 | 2012-08-21 20:59 | 20.99 | 20.99 | 20.99 | 20.99 | 0 | 0 | 0 | 0 | 0 | 0 | 0 | 0 | 0 | 0 | 0 | 0 | 0 | 0 | 0 | 0 | 0 | System Off | 0 | 0
5614 | 5614 | 2012-08-21 21:59 | 20.79 | 20.79 | 20.79 | 20.79 | 0 | 0 | 0 | 0 | 0 | 0 | 0 | 0 | 0 | 0 | 0 | 0 | 0 | 0 | 0 | 0 | 0 | System Off | 0 | 0
5615 | 5615 | 2012-08-21 22:59 | 20.6 | 20.6 | 20.6 | 20.6 | 0 | 0 | 0 | 0 | 0 | 0 | 0 | 0 | 0 | 0 | 0 | 0 | 0 | 0 | 0 | 0 | 0 | System Off | 0 | 0
5616 | 5616 | 2012-08-21 23:59 | 20.4 | 20.4 | 20.4 | 20.4 | 0 | 0 | 0 | 0 | 0 | 0 | 0 | 0 | 0 | 0 | 0 | 0 | 0 | 0 | 0 | 0 | 0 | System Off | 0 | 0
5617 | 5617 | 2012-08-22 00:59 | 19.89 | 19.89 | 19.89 | 19.89 | 0 | 0 | 0 | 0 | 0 | 0 | 0 | 0 | 0 | 0 | 0 | 0 | 0 | 0 | 0 | 0 | 0 | System Off | 0 | 0
5618 | 5618 | 2012-08-22 01:59 | 19.39 | 19.39 | 19.39 | 19.39 | 0 | 0 | 0 | 0 | 0 | 0 | 0 | 0 | 0 | 0 | 0 | 0 | 0 | 0 | 0 | 0 | 0 | System Off | 0 | 0
5619 | 5619 | 2012-08-22 02:59 | 18.88 | 18.88 | 18.88 | 18.88 | 0 | 0 | 0 | 0 | 0 | 0 | 0 | 0 | 0 | 0 | 0 | 0 | 0 | 0 | 0 | 0 | 0 | System Off | 0 | 0
5620 | 5620 | 2012-08-22 03:59 | 18.47 | 18.47 | 18.47 | 18.47 | 0 | 0 | 0 | 0 | 0 | 0 | 0 | 0 | 0 | 0 | 0 | 0 | 0 | 0 | 0 | 0 | 0 | System Off | 0 | 0
5621 | 5621 | 2012-08-22 04:59 | 18.06 | 18.99 | 18.99 | 18.06 | 57.4 | 21.12 | 22 | 13.59 | 63.15 | 0.45 | 0.33 | 0.33 | 0.01 | 44.21 | 0 | 0 | 17.47 | 0.18907 | 0.056448 | 0.002 | 9.09 | System Off | 1 | 0
5622 | 5622 | 2012-08-22 05:59 | 17.66 | 21.35 | 21.35 | 17.66 | 233.81 | 194.39 | 86 | 14.16 | 242.08 | 0.81 | 0.8 | 0.79 | 0.07 | 270.56 | 0 | 0 | 67.74 | 0.19186 | 0.056448 | 0.009 | 10.47 | System Off | 1 | 0
5623 | 5623 | 2012-08-22 06:59 | 18.56 | 26.03 | 26.03 | 18.56 | 518.51 | 473.69 | 189 | 14.29 | 520.63 | 0.9 | 0.91 | 0.89 | 0.17 | 431.24 | 0 | 0 | 148.52 | 0.1954 | 0.056448 | 0.019 | 10.05 | System Off | 1 | 0
5624 | 5624 | 2012-08-22 07:59 | 19.47 | 27.86 | 27.86 | 19.47 | 606.49 | 559.92 | 221 | 14.29 | 605.57 | 0.9 | 0.92 | 0.9 | 0.2 | 400.81 | 0 | 0 | 173.63 | 0.1984 | 0.056448 | 0.022 | 9.95 | System Off | 1 | 0
5625 | 5625 | 2012-08-22 08:59 | 20.38 | 35.17 | 35.17 | 20.38 | 1106.15 | 1048.79 | 407 | 14.16 | 1081.95 | 0.93 | 0.97 | 0.95 | 0.38 | 666.73 | 0 | 0 | 319.94 | 0.20958 | 0.056448 | 0.041 | 10.07 | System Off | 1 | 0
5626 | 5626 | 2012-08-22 09:59 | 21.08 | 42.03 | 42.03 | 21.08 | 1506 | 1439.05 | 564 | 13.91 | 1459.19 | 0.92 | 0.99 | 0.96 | 0.52 | 877.35 | 0 | 0 | 444.19 | 0.21906 | 0.056448 | 0.056 | 9.93 | System Off | 1 | 0
5627 | 5627 | 2012-08-22 10:59 | 21.78 | 42.18 | 42.18 | 21.78 | 1415.09 | 1350.4 | 531 | 13.88 | 1373.87 | 0.92 | 0.98 | 0.96 | 0.49 | 830.52 | 0 | 0 | 418.34 | 0.21837 | 0.056448 | 0.053 | 9.98 | System Off | 1 | 0
5628 | 5628 | 2012-08-22 11:59 | 22.48 | 44.15 | 44.15 | 22.48 | 1449.54 | 1383.99 | 548 | 13.78 | 1406.31 | 0.91 | 0.98 | 0.96 | 0.5 | 848.38 | 0 | 0 | 432.14 | 0.22039 | 0.056448 | 0.055 | 10.04 | System Off | 1 | 0
5629 | 5629 | 2012-08-22 12:59 | 22.47 | 42.8 | 42.8 | 22.47 | 1377.38 | 1313.61 | 519 | 13.82 | 1338.38 | 0.92 | 0.98 | 0.96 | 0.48 | 866.51 | 0 | 0 | 409.17 | 0.21881 | 0.056448 | 0.052 | 10.02 | System Off | 1 | 0
5630 | 5630 | 2012-08-22 13:59 | 22.46 | 40.24 | 40.24 | 22.46 | 1223.08 | 1163.01 | 457 | 13.94 | 1192.85 | 0.92 | 0.97 | 0.95 | 0.42 | 854.47 | 0 | 0 | 359.95 | 0.21544 | 0.056448 | 0.046 | 10.07 | System Off | 1 | 0
5631 | 5631 | 2012-08-22 14:59 | 22.45 | 34.32 | 34.32 | 22.45 | 825.83 | 774.68 | 305 | 14.1 | 816.11 | 0.92 | 0.95 | 0.93 | 0.28 | 599.18 | 0 | 0 | 240.03 | 0.20727 | 0.056448 | 0.031 | 10.16 | System Off | 1 | 0
5632 | 5632 | 2012-08-22 15:59 | 21.5 | 29.05 | 29.05 | 21.5 | 488.29 | 444.07 | 180 | 14.13 | 491.92 | 0.89 | 0.9 | 0.88 | 0.16 | 344.12 | 0 | 0 | 141.72 | 0.19922 | 0.056448 | 0.018 | 10 | System Off | 1 | 0
5633 | 5633 | 2012-08-22 16:59 | 20.55 | 24.36 | 24.36 | 20.55 | 222.89 | 183.68 | 83 | 13.99 | 231.63 | 0.84 | 0.79 | 0.78 | 0.07 | 132.05 | 0 | 0 | 65.52 | 0.19587 | 0.056448 | 0.009 | 10.84 | System Off | 1 | 0
5634 | 5634 | 2012-08-22 17:59 | 19.6 | 20.2 | 20.2 | 19.6 | 31.19 | 0 | 12 | 13.54 | 35.36 | 0 | 0 | 0 | 0 | 0 | 0 | 0 | 9.53 | 0.19073 | 0.056448 | 0.001 | 8.33 | System Off | 0 | 0
5635 | 5635 | 2012-08-22 18:59 | 18.14 | 18.14 | 18.14 | 18.14 | 0 | 0 | 0 | 0 | 0 | 0 | 0 | 0 | 0 | 0 | 0 | 0 | 0 | 0 | 0 | 0 | 0 | System Off | 0 | 0
5636 | 5636 | 2012-08-22 19:59 | 16.69 | 16.69 | 16.69 | 16.69 | 0 | 0 | 0 | 0 | 0 | 0 | 0 | 0 | 0 | 0 | 0 | 0 | 0 | 0 | 0 | 0 | 0 | System Off | 0 | 0
5637 | 5637 | 2012-08-22 20:59 | 15.23 | 15.23 | 15.23 | 15.23 | 0 | 0 | 0 | 0 | 0 | 0 | 0 | 0 | 0 | 0 | 0 | 0 | 0 | 0 | 0 | 0 | 0 | System Off | 0 | 0
5638 | 5638 | 2012-08-22 21:59 | 14.74 | 14.74 | 14.74 | 14.74 | 0 | 0 | 0 | 0 | 0 | 0 | 0 | 0 | 0 | 0 | 0 | 0 | 0 | 0 | 0 | 0 | 0 | System Off | 0 | 0
5639 | 5639 | 2012-08-22 22:59 | 14.26 | 14.26 | 14.26 | 14.26 | 0 | 0 | 0 | 0 | 0 | 0 | 0 | 0 | 0 | 0 | 0 | 0 | 0 | 0 | 0 | 0 | 0 | System Off | 0 | 0
5640 | 5640 | 2012-08-22 23:59 | 13.77 | 13.77 | 13.77 | 13.77 | 0 | 0 | 0 | 0 | 0 | 0 | 0 | 0 | 0 | 0 | 0 | 0 | 0 | 0 | 0 | 0 | 0 | System Off | 0 | 0
5641 | 5641 | 2012-08-23 00:59 | 13.7 | 13.7 | 13.7 | 13.7 | 0 | 0 | 0 | 0 | 0 | 0 | 0 | 0 | 0 | 0 | 0 | 0 | 0 | 0 | 0 | 0 | 0 | System Off | 0 | 0
5642 | 5642 | 2012-08-23 01:59 | 13.63 | 13.63 | 13.63 | 13.63 | 0 | 0 | 0 | 0 | 0 | 0 | 0 | 0 | 0 | 0 | 0 | 0 | 0 | 0 | 0 | 0 | 0 | System Off | 0 | 0
5643 | 5643 | 2012-08-23 02:59 | 13.56 | 13.56 | 13.56 | 13.56 | 0 | 0 | 0 | 0 | 0 | 0 | 0 | 0 | 0 | 0 | 0 | 0 | 0 | 0 | 0 | 0 | 0 | System Off | 0 | 0
5644 | 5644 | 2012-08-23 03:59 | 13.6 | 13.6 | 13.6 | 13.6 | 0 | 0 | 0 | 0 | 0 | 0 | 0 | 0 | 0 | 0 | 0 | 0 | 0 | 0 | 0 | 0 | 0 | System Off | 0 | 0
5645 | 5645 | 2012-08-23 04:59 | 13.64 | 14.83 | 14.83 | 13.64 | 62.5 | 26.13 | 23 | 14.15 | 68.23 | 0.42 | 0.38 | 0.37 | 0.01 | 54.7 | 0 | 0 | 18.13 | 0.18288 | 0.056448 | 0.002 | 8.7 | System Off | 1 | 0
5646 | 5646 | 2012-08-23 05:59 | 13.69 | 18.01 | 18.01 | 13.69 | 215.88 | 176.8 | 78 | 14.42 | 223.88 | 0.76 | 0.79 | 0.77 | 0.06 | 246.06 | 0 | 0 | 61.22 | 0.18578 | 0.056448 | 0.008 | 10.26 | System Off | 1 | 0
5647 | 5647 | 2012-08-23 06:59 | 15.88 | 26.09 | 26.09 | 15.88 | 526.16 | 481.19 | 191 | 14.35 | 528.02 | 0.89 | 0.91 | 0.89 | 0.17 | 438.07 | 0 | 0 | 149.82 | 0.19477 | 0.056448 | 0.019 | 9.95 | System Off | 1 | 0
5648 | 5648 | 2012-08-23 07:59 | 18.08 | 36.38 | 36.38 | 18.08 | 925.19 | 871.89 | 344 | 14.01 | 910.81 | 0.93 | 0.96 | 0.93 | 0.32 | 624.13 | 0 | 0 | 270.45 | 0.20283 | 0.056448 | 0.035 | 10.17 | System Off | 1 | 0
5649 | 5649 | 2012-08-23 08:59 | 20.28 | 47.74 | 47.74 | 20.28 | 1319.88 | 1257.51 | 508 | 13.53 | 1284.81 | 0.88 | 0.98 | 0.95 | 0.45 | 799.42 | 0 | 0 | 400.87 | 0.2149 | 0.056448 | 0.051 | 10.04 | System Off | 1 | 0
5650 | 5650 | 2012-08-23 09:59 | 21.13 | 56.22 | 56.22 | 21.13 | 1654.65 | 1583.91 | 656 | 13.14 | 1599.61 | 0.87 | 0.99 | 0.97 | 0.57 | 965.67 | 0 | 0 | 519.28 | 0.22425 | 0.056448 | 0.065 | 9.91 | System Off | 1 | 0
5651 | 5651 | 2012-08-23 10:59 | 21.97 | 61.79 | 61.79 | 21.97 | 1852.48 | 1776.52 | 750 | 12.86 | 1784.98 | 0.85 | 1 | 0.97 | 0.64 | 1092.6 | 0 | 0 | 595.07 | 0.21415 | 0.056448 | 0.074 | 9.87 | System Off | 1 | 0
5652 | 5652 | 2012-08-23 11:59 | 22.82 | 62.17 | 62.17 | 22.82 | 1837.66 | 1762.09 | 745 | 12.85 | 1771.14 | 0.86 | 0.99 | 0.97 | 0.64 | 1080.16 | 0 | 0 | 591.31 | 0.21517 | 0.056448 | 0.074 | 9.93 | System Off | 1 | 0
5653 | 5653 | 2012-08-23 12:59 | 22.94 | 58.64 | 58.64 | 22.94 | 1652.4 | 1581.72 | 662 | 13 | 1597.64 | 0.86 | 0.99 | 0.96 | 0.57 | 1043.36 | 0 | 0 | 524.84 | 0.22336 | 0.056448 | 0.066 | 9.97 | System Off | 1 | 0
5654 | 5654 | 2012-08-23 13:59 | 23.07 | 51.39 | 51.39 | 23.07 | 1310.41 | 1248.26 | 512 | 13.33 | 1276.38 | 0.88 | 0.98 | 0.95 | 0.45 | 917.1 | 0 | 0 | 404.94 | 0.21944 | 0.056448 | 0.051 | 9.96 | System Off | 1 | 0
5655 | 5655 | 2012-08-23 14:59 | 23.19 | 42.49 | 42.49 | 23.19 | 889.06 | 836.55 | 339 | 13.66 | 877.46 | 0.88 | 0.95 | 0.93 | 0.3 | 647.02 | 0 | 0 | 267.59 | 0.21025 | 0.056448 | 0.034 | 10.03 | System Off | 1 | 0
5656 | 5656 | 2012-08-23 15:59 | 22.23 | 32.24 | 32.24 | 22.23 | 485.1 | 440.94 | 181 | 13.96 | 489.33 | 0.88 | 0.9 | 0.88 | 0.16 | 341.7 | 0 | 0 | 142.68 | 0.20035 | 0.056448 | 0.018 | 9.94 | System Off | 1 | 0
5657 | 5657 | 2012-08-23 16:59 | 21.26 | 25.1 | 25.1 | 21.26 | 183.56 | 145.06 | 69 | 13.86 | 192.48 | 0.72 | 0.75 | 0.74 | 0.05 | 104.29 | 0 | 0 | 54.55 | 0.193 | 0.056448 | 0.007 | 10.14 | System Off | 1 | 0
5658 | 5658 | 2012-08-23 17:59 | 20.3 | 20.91 | 20.91 | 20.3 | 30.64 | 0 | 12 | 13.3 | 34.79 | 0 | 0 | 0 | 0 | 0 | 0 | 0 | 9.56 | 0.19174 | 0.056448 | 0.001 | 8.33 | System Off | 0 | 0
5659 | 5659 | 2012-08-23 18:59 | 19.23 | 19.23 | 19.23 | 19.23 | 0 | 0 | 0 | 0 | 0 | 0 | 0 | 0 | 0 | 0 | 0 | 0 | 0 | 0 | 0 | 0 | 0 | System Off | 0 | 0
5660 | 5660 | 2012-08-23 19:59 | 18.17 | 18.17 | 18.17 | 18.17 | 0 | 0 | 0 | 0 | 0 | 0 | 0 | 0 | 0 | 0 | 0 | 0 | 0 | 0 | 0 | 0 | 0 | System Off | 0 | 0
5661 | 5661 | 2012-08-23 20:59 | 17.1 | 17.1 | 17.1 | 17.1 | 0 | 0 | 0 | 0 | 0 | 0 | 0 | 0 | 0 | 0 | 0 | 0 | 0 | 0 | 0 | 0 | 0 | System Off | 0 | 0
5662 | 5662 | 2012-08-23 21:59 | 16.76 | 16.76 | 16.76 | 16.76 | 0 | 0 | 0 | 0 | 0 | 0 | 0 | 0 | 0 | 0 | 0 | 0 | 0 | 0 | 0 | 0 | 0 | System Off | 0 | 0
5663 | 5663 | 2012-08-23 22:59 | 16.43 | 16.43 | 16.43 | 16.43 | 0 | 0 | 0 | 0 | 0 | 0 | 0 | 0 | 0 | 0 | 0 | 0 | 0 | 0 | 0 | 0 | 0 | System Off | 0 | 0
5664 | 5664 | 2012-08-23 23:59 | 16.09 | 16.09 | 16.09 | 16.09 | 0 | 0 | 0 | 0 | 0 | 0 | 0 | 0 | 0 | 0 | 0 | 0 | 0 | 0 | 0 | 0 | 0 | System Off | 0 | 0
5665 | 5665 | 2012-08-24 00:59 | 16.06 | 16.06 | 16.06 | 16.06 | 0 | 0 | 0 | 0 | 0 | 0 | 0 | 0 | 0 | 0 | 0 | 0 | 0 | 0 | 0 | 0 | 0 | System Off | 0 | 0
5666 | 5666 | 2012-08-24 01:59 | 16.03 | 16.03 | 16.03 | 16.03 | 0 | 0 | 0 | 0 | 0 | 0 | 0 | 0 | 0 | 0 | 0 | 0 | 0 | 0 | 0 | 0 | 0 | System Off | 0 | 0
5667 | 5667 | 2012-08-24 02:59 | 16 | 16 | 16 | 16 | 0 | 0 | 0 | 0 | 0 | 0 | 0 | 0 | 0 | 0 | 0 | 0 | 0 | 0 | 0 | 0 | 0 | System Off | 0 | 0
5668 | 5668 | 2012-08-24 03:59 | 16.24 | 16.24 | 16.24 | 16.24 | 0 | 0 | 0 | 0 | 0 | 0 | 0 | 0 | 0 | 0 | 0 | 0 | 0 | 0 | 0 | 0 | 0 | System Off | 0 | 0
5669 | 5669 | 2012-08-24 04:59 | 16.48 | 17.22 | 17.22 | 16.48 | 36.54 | 0.62 | 14 | 13.59 | 40.98 | 0 | 0.02 | 0.01 | 0 | 1.3 | 0 | 0 | 11.11 | 0.18641 | 0.056448 | 0.001 | 7.14 | System Off | 0 | 0
5670 | 5670 | 2012-08-24 05:59 | 16.72 | 21.46 | 21.46 | 16.72 | 244.35 | 204.74 | 90 | 14.14 | 252.54 | 0.78 | 0.81 | 0.79 | 0.07 | 284.96 | 0 | 0 | 70.88 | 0.19072 | 0.056448 | 0.009 | 10 | System Off | 1 | 0
5671 | 5671 | 2012-08-24 06:59 | 18.53 | 26.67 | 26.67 | 18.53 | 424.89 | 381.9 | 156 | 14.19 | 430.13 | 0.89 | 0.89 | 0.87 | 0.14 | 347.68 | 0 | 0 | 122.69 | 0.19363 | 0.056448 | 0.016 | 10.26 | System Off | 1 | 0
5672 | 5672 | 2012-08-24 07:59 | 20.34 | 38.09 | 38.09 | 20.34 | 914.49 | 861.42 | 342 | 13.93 | 900.96 | 0.9 | 0.96 | 0.93 | 0.31 | 616.64 | 0 | 0 | 269.21 | 0.2061 | 0.056448 | 0.034 | 9.94 | System Off | 1 | 0
5673 | 5673 | 2012-08-24 08:59 | 22.16 | 49.18 | 49.18 | 22.16 | 1343.94 | 1280.98 | 520 | 13.46 | 1307.59 | 0.88 | 0.98 | 0.96 | 0.46 | 814.34 | 0 | 0 | 410.81 | 0.21844 | 0.056448 | 0.052 | 10 | System Off | 1 | 0
5674 | 5674 | 2012-08-24 09:59 | 22.75 | 54.05 | 54.05 | 22.75 | 1554.2 | 1486.03 | 611 | 13.25 | 1505.43 | 0.88 | 0.99 | 0.96 | 0.54 | 905.99 | 0 | 0 | 483.51 | 0.22432 | 0.056448 | 0.061 | 9.98 | System Off | 1 | 0
5675 | 5675 | 2012-08-24 10:59 | 23.34 | 55.72 | 55.72 | 23.34 | 1623.11 | 1553.19 | 642 | 13.17 | 1570.03 | 0.87 | 0.99 | 0.96 | 0.56 | 955.24 | 0 | 0 | 508.47 | 0.22286 | 0.056448 | 0.064 | 9.97 | System Off | 1 | 0
5676 | 5676 | 2012-08-24 11:59 | 23.93 | 60.06 | 60.06 | 23.93 | 1824.09 | 1748.89 | 733 | 12.96 | 1758.36 | 0.86 | 0.99 | 0.97 | 0.63 | 1072.06 | 0 | 0 | 581.59 | 0.2162 | 0.056448 | 0.073 | 9.96 | System Off | 1 | 0
5677 | 5677 | 2012-08-24 12:59 | 23.82 | 46.67 | 46.67 | 23.82 | 1137.36 | 1079.29 | 438 | 13.52 | 1112.84 | 0.89 | 0.97 | 0.95 | 0.39 | 711.94 | 0 | 0 | 346.1 | 0.21657 | 0.056448 | 0.044 | 10.05 | System Off | 1 | 0
5678 | 5678 | 2012-08-24 13:59 | 23.72 | 42.73 | 42.73 | 23.72 | 913.35 | 860.31 | 349 | 13.63 | 900.51 | 0.89 | 0.96 | 0.93 | 0.31 | 632.08 | 0 | 0 | 275.64 | 0.2116 | 0.056448 | 0.035 | 10.03 | System Off | 1 | 0
5679 | 5679 | 2012-08-24 14:59 | 23.61 | 28.27 | 28.27 | 23.61 | 212.71 | 173.68 | 81 | 13.68 | 221.98 | 0.74 | 0.78 | 0.76 | 0.06 | 134.33 | 0 | 0 | 64.17 | 0.19705 | 0.056448 | 0.008 | 9.88 | System Off | 1 | 0
5680 | 5680 | 2012-08-24 15:59 | 22.61 | 25.22 | 25.22 | 22.61 | 122.68 | 85.25 | 47 | 13.59 | 131 | 0.63 | 0.65 | 0.64 | 0.03 | 66.07 | 0 | 0 | 37.29 | 0.19378 | 0.056448 | 0.005 | 10.64 | System Off | 0 | 0
5681 | 5681 | 2012-08-24 16:59 | 21.6 | 23 | 23 | 21.6 | 66.69 | 30.25 | 26 | 13.36 | 73.13 | 0.38 | 0.41 | 0.4 | 0.01 | 21.75 | 0 | 0 | 20.7 | 0.19436 | 0.056448 | 0.003 | 11.54 | System Off | 0 | 0
5682 | 5682 | 2012-08-24 17:59 | 20.6 | 21.08 | 21.08 | 20.6 | 22.68 | 0 | 9 | 13.12 | 26.14 | 0 | 0 | 0 | 0 | 0 | 0 | 0 | 7.19 | 0.19201 | 0.056448 | 0.001 | 11.11 | System Off | 0 | 0
5683 | 5683 | 2012-08-24 18:59 | 20.22 | 20.22 | 20.22 | 20.22 | 0 | 0 | 0 | 0 | 0 | 0 | 0 | 0 | 0 | 0 | 0 | 0 | 0 | 0 | 0 | 0 | 0 | System Off | 0 | 0
5684 | 5684 | 2012-08-24 19:59 | 19.84 | 19.84 | 19.84 | 19.84 | 0 | 0 | 0 | 0 | 0 | 0 | 0 | 0 | 0 | 0 | 0 | 0 | 0 | 0 | 0 | 0 | 0 | System Off | 0 | 0
5685 | 5685 | 2012-08-24 20:59 | 19.46 | 19.46 | 19.46 | 19.46 | 0 | 0 | 0 | 0 | 0 | 0 | 0 | 0 | 0 | 0 | 0 | 0 | 0 | 0 | 0 | 0 | 0 | System Off | 0 | 0
5686 | 5686 | 2012-08-24 21:59 | 19.38 | 19.38 | 19.38 | 19.38 | 0 | 0 | 0 | 0 | 0 | 0 | 0 | 0 | 0 | 0 | 0 | 0 | 0 | 0 | 0 | 0 | 0 | System Off | 0 | 0
5687 | 5687 | 2012-08-24 22:59 | 19.31 | 19.31 | 19.31 | 19.31 | 0 | 0 | 0 | 0 | 0 | 0 | 0 | 0 | 0 | 0 | 0 | 0 | 0 | 0 | 0 | 0 | 0 | System Off | 0 | 0
5688 | 5688 | 2012-08-24 23:59 | 19.23 | 19.23 | 19.23 | 19.23 | 0 | 0 | 0 | 0 | 0 | 0 | 0 | 0 | 0 | 0 | 0 | 0 | 0 | 0 | 0 | 0 | 0 | System Off | 0 | 0
5689 | 5689 | 2012-08-25 00:59 | 18.7 | 18.7 | 18.7 | 18.7 | 0 | 0 | 0 | 0 | 0 | 0 | 0 | 0 | 0 | 0 | 0 | 0 | 0 | 0 | 0 | 0 | 0 | System Off | 0 | 0
5690 | 5690 | 2012-08-25 01:59 | 18.17 | 18.17 | 18.17 | 18.17 | 0 | 0 | 0 | 0 | 0 | 0 | 0 | 0 | 0 | 0 | 0 | 0 | 0 | 0 | 0 | 0 | 0 | System Off | 0 | 0
5691 | 5691 | 2012-08-25 02:59 | 17.64 | 17.64 | 17.64 | 17.64 | 0 | 0 | 0 | 0 | 0 | 0 | 0 | 0 | 0 | 0 | 0 | 0 | 0 | 0 | 0 | 0 | 0 | System Off | 0 | 0
5692 | 5692 | 2012-08-25 03:59 | 17.86 | 17.86 | 17.86 | 17.86 | 0 | 0 | 0 | 0 | 0 | 0 | 0 | 0 | 0 | 0 | 0 | 0 | 0 | 0 | 0 | 0 | 0 | System Off | 0 | 0
5693 | 5693 | 2012-08-25 04:59 | 18.08 | 18.37 | 18.37 | 18.08 | 16.46 | 0 | 6 | 14.29 | 19.2 | 0 | 0 | 0 | 0 | 0 | 0 | 0 | 4.72 | 0.18825 | 0.056448 | 0.001 | 16.67 | System Off | 0 | 0
5694 | 5694 | 2012-08-25 05:59 | 18.31 | 20.71 | 20.71 | 18.31 | 153.8 | 115.83 | 57 | 14.05 | 162.08 | 0.69 | 0.71 | 0.7 | 0.04 | 161.21 | 0 | 0 | 44.97 | 0.19126 | 0.056448 | 0.006 | 10.53 | System Off | 1 | 0
5695 | 5695 | 2012-08-25 06:59 | 18.97 | 26.15 | 26.15 | 18.97 | 493.32 | 449 | 180 | 14.27 | 496.33 | 0.89 | 0.9 | 0.88 | 0.16 | 408.76 | 0 | 0 | 141.48 | 0.19552 | 0.056448 | 0.018 | 10 | System Off | 1 | 0
5696 | 5696 | 2012-08-25 07:59 | 19.64 | 22.05 | 22.05 | 19.64 | 169.05 | 130.81 | 63 | 13.98 | 177.56 | 0.79 | 0.74 | 0.72 | 0.05 | 93.64 | 0 | 0 | 49.76 | 0.19349 | 0.056448 | 0.006 | 9.52 | System Off | 1 | 0
5697 | 5697 | 2012-08-25 08:59 | 20.31 | 34.43 | 34.43 | 20.31 | 1066.46 | 1010.01 | 391 | 14.21 | 1044.32 | 0.94 | 0.97 | 0.94 | 0.37 | 642.08 | 0 | 0 | 307.22 | 0.20861 | 0.056448 | 0.039 | 9.97 | System Off | 1 | 0
5698 | 5698 | 2012-08-25 09:59 | 20.92 | 25.2 | 25.2 | 20.92 | 319.94 | 278.94 | 118 | 14.12 | 327.53 | 0.84 | 0.85 | 0.83 | 0.1 | 170.06 | 0 | 0 | 92.99 | 0.1951 | 0.056448 | 0.012 | 10.17 | System Off | 1 | 0
5699 | 5699 | 2012-08-25 10:59 | 21.53 | 29.29 | 29.29 | 21.53 | 587.83 | 541.63 | 216 | 14.17 | 587.88 | 0.93 | 0.92 | 0.9 | 0.2 | 333.11 | 0 | 0 | 170 | 0.20117 | 0.056448 | 0.022 | 10.19 | System Off | 1 | 0
5700 | 5700 | 2012-08-25 11:59 | 22.14 | 39.58 | 39.58 | 22.14 | 1327.49 | 1264.92 | 494 | 14 | 1291.11 | 0.93 | 0.98 | 0.96 | 0.46 | 775.39 | 0 | 0 | 388.96 | 0.21692 | 0.056448 | 0.049 | 9.92 | System Off | 1 | 0
5701 | 5701 | 2012-08-25 12:59 | 22.04 | 39.39 | 39.39 | 22.04 | 1339.69 | 1276.83 | 498 | 14.01 | 1302.58 | 0.92 | 0.98 | 0.96 | 0.46 | 842.25 | 0 | 0 | 392.05 | 0.21698 | 0.056448 | 0.05 | 10.04 | System Off | 1 | 0
5702 | 5702 | 2012-08-25 13:59 | 21.93 | 29.26 | 29.26 | 21.93 | 570.93 | 525.06 | 210 | 14.16 | 571.62 | 0.9 | 0.92 | 0.9 | 0.19 | 385.77 | 0 | 0 | 165.33 | 0.20144 | 0.056448 | 0.021 | 10 | System Off | 1 | 0
5703 | 5703 | 2012-08-25 14:59 | 21.83 | 33.03 | 33.03 | 21.83 | 894.66 | 842.03 | 328 | 14.21 | 881.35 | 0.91 | 0.96 | 0.93 | 0.3 | 651.26 | 0 | 0 | 257.89 | 0.20755 | 0.056448 | 0.033 | 10.06 | System Off | 1 | 0
5704 | 5704 | 2012-08-25 15:59 | 21.22 | 27.55 | 27.55 | 21.22 | 465.05 | 421.28 | 171 | 14.16 | 469.2 | 0.88 | 0.9 | 0.88 | 0.15 | 326.46 | 0 | 0 | 134.63 | 0.19833 | 0.056448 | 0.017 | 9.94 | System Off | 1 | 0
5705 | 5705 | 2012-08-25 16:59 | 20.6 | 23.6 | 23.6 | 20.6 | 194.98 | 156.27 | 73 | 13.91 | 203.72 | 0.82 | 0.77 | 0.75 | 0.06 | 112.35 | 0 | 0 | 57.69 | 0.19541 | 0.056448 | 0.008 | 10.96 | System Off | 1 | 0
5706 | 5706 | 2012-08-25 17:59 | 19.99 | 20.38 | 20.38 | 19.99 | 22.4 | 0 | 9 | 12.96 | 25.81 | 0 | 0 | 0 | 0 | 0 | 0 | 0 | 7.2 | 0.19113 | 0.056448 | 0.001 | 11.11 | System Off | 0 | 0
5707 | 5707 | 2012-08-25 18:59 | 19.4 | 19.4 | 19.4 | 19.4 | 0 | 0 | 0 | 0 | 0 | 0 | 0 | 0 | 0 | 0 | 0 | 0 | 0 | 0 | 0 | 0 | 0 | System Off | 0 | 0
5708 | 5708 | 2012-08-25 19:59 | 18.82 | 18.82 | 18.82 | 18.82 | 0 | 0 | 0 | 0 | 0 | 0 | 0 | 0 | 0 | 0 | 0 | 0 | 0 | 0 | 0 | 0 | 0 | System Off | 0 | 0
5709 | 5709 | 2012-08-25 20:59 | 18.23 | 18.23 | 18.23 | 18.23 | 0 | 0 | 0 | 0 | 0 | 0 | 0 | 0 | 0 | 0 | 0 | 0 | 0 | 0 | 0 | 0 | 0 | System Off | 0 | 0
5710 | 5710 | 2012-08-25 21:59 | 17.93 | 17.93 | 17.93 | 17.93 | 0 | 0 | 0 | 0 | 0 | 0 | 0 | 0 | 0 | 0 | 0 | 0 | 0 | 0 | 0 | 0 | 0 | System Off | 0 | 0
5711 | 5711 | 2012-08-25 22:59 | 17.63 | 17.63 | 17.63 | 17.63 | 0 | 0 | 0 | 0 | 0 | 0 | 0 | 0 | 0 | 0 | 0 | 0 | 0 | 0 | 0 | 0 | 0 | System Off | 0 | 0
5712 | 5712 | 2012-08-25 23:59 | 17.33 | 17.33 | 17.33 | 17.33 | 0 | 0 | 0 | 0 | 0 | 0 | 0 | 0 | 0 | 0 | 0 | 0 | 0 | 0 | 0 | 0 | 0 | System Off | 0 | 0
5713 | 5713 | 2012-08-26 00:59 | 16.67 | 16.67 | 16.67 | 16.67 | 0 | 0 | 0 | 0 | 0 | 0 | 0 | 0 | 0 | 0 | 0 | 0 | 0 | 0 | 0 | 0 | 0 | System Off | 0 | 0
5714 | 5714 | 2012-08-26 01:59 | 16.02 | 16.02 | 16.02 | 16.02 | 0 | 0 | 0 | 0 | 0 | 0 | 0 | 0 | 0 | 0 | 0 | 0 | 0 | 0 | 0 | 0 | 0 | System Off | 0 | 0
5715 | 5715 | 2012-08-26 02:59 | 15.36 | 15.36 | 15.36 | 15.36 | 0 | 0 | 0 | 0 | 0 | 0 | 0 | 0 | 0 | 0 | 0 | 0 | 0 | 0 | 0 | 0 | 0 | System Off | 0 | 0
5716 | 5716 | 2012-08-26 03:59 | 15.36 | 15.36 | 15.36 | 15.36 | 0 | 0 | 0 | 0 | 0 | 0 | 0 | 0 | 0 | 0 | 0 | 0 | 0 | 0 | 0 | 0 | 0 | System Off | 0 | 0
5717 | 5717 | 2012-08-26 04:59 | 15.35 | 15.47 | 15.47 | 15.35 | 8.07 | 0 | 3 | 14.01 | 9.7 | 0 | 0 | 0 | 0 | 0 | 0 | 0 | 2.37 | 0.18424 | 0.056448 | 0 | 0 | System Off | 0 | 0
5718 | 5718 | 2012-08-26 05:59 | 15.35 | 15.82 | 15.82 | 15.35 | 34.54 | 0 | 13 | 13.84 | 38.76 | 0 | 0 | 0 | 0 | 0 | 0 | 0 | 10.29 | 0.18476 | 0.056448 | 0.001 | 7.69 | System Off | 0 | 0
5719 | 5719 | 2012-08-26 06:59 | 15.46 | 17.05 | 17.05 | 15.46 | 127.44 | 89.93 | 47 | 14.12 | 135.07 | 0.63 | 0.67 | 0.65 | 0.03 | 81.87 | 0 | 0 | 37.06 | 0.18669 | 0.056448 | 0.005 | 10.64 | System Off | 1 | 0
5720 | 5720 | 2012-08-26 07:59 | 15.57 | 21.39 | 21.39 | 15.57 | 503.76 | 459.23 | 180 | 14.58 | 505.69 | 0.94 | 0.91 | 0.89 | 0.17 | 328.74 | 0 | 0 | 141.01 | 0.19373 | 0.056448 | 0.018 | 10 | System Off | 1 | 0
5721 | 5721 | 2012-08-26 08:59 | 15.69 | 18.84 | 18.84 | 15.69 | 280.12 | 239.86 | 101 | 14.45 | 287.52 | 0.89 | 0.83 | 0.82 | 0.09 | 152.48 | 0 | 0 | 79.3 | 0.18981 | 0.056448 | 0.01 | 9.9 | System Off | 1 | 0
5722 | 5722 | 2012-08-26 09:59 | 15.78 | 18.18 | 18.18 | 15.78 | 208.11 | 169.16 | 76 | 14.26 | 216.17 | 0.79 | 0.78 | 0.77 | 0.06 | 103.13 | 0 | 0 | 59.81 | 0.18865 | 0.056448 | 0.008 | 10.53 | System Off | 1 | 0
5723 | 5723 | 2012-08-26 10:59 | 15.86 | 18.85 | 18.85 | 15.86 | 255.82 | 216.01 | 93 | 14.33 | 263.56 | 0.86 | 0.82 | 0.8 | 0.08 | 132.85 | 0 | 0 | 73.13 | 0.18964 | 0.056448 | 0.009 | 9.68 | System Off | 1 | 0
5724 | 5724 | 2012-08-26 11:59 | 15.95 | 18.35 | 18.35 | 15.95 | 200.72 | 161.91 | 73 | 14.32 | 208.83 | 0.81 | 0.78 | 0.76 | 0.06 | 99.25 | 0 | 0 | 57.41 | 0.18873 | 0.056448 | 0.007 | 9.59 | System Off | 1 | 0
5725 | 5725 | 2012-08-26 12:59 | 16.02 | 22.27 | 22.27 | 16.02 | 524.2 | 479.27 | 188 | 14.52 | 525.54 | 0.9 | 0.91 | 0.89 | 0.17 | 316.14 | 0 | 0 | 147.37 | 0.1948 | 0.056448 | 0.019 | 10.11 | System Off | 1 | 0
5726 | 5726 | 2012-08-26 13:59 | 16.09 | 26.38 | 26.38 | 16.09 | 851.71 | 800.01 | 305 | 14.54 | 839.59 | 0.95 | 0.95 | 0.93 | 0.29 | 587.77 | 0 | 0 | 238.82 | 0.19781 | 0.056448 | 0.031 | 10.16 | System Off | 1 | 0
5727 | 5727 | 2012-08-26 14:59 | 16.16 | 22.27 | 22.27 | 16.16 | 491.36 | 447.07 | 176 | 14.54 | 493.84 | 0.91 | 0.91 | 0.89 | 0.16 | 345.79 | 0 | 0 | 137.92 | 0.19438 | 0.056448 | 0.018 | 10.23 | System Off | 1 | 0
5728 | 5728 | 2012-08-26 15:59 | 15.72 | 17.08 | 17.08 | 15.72 | 103.74 | 66.65 | 38 | 14.22 | 110.94 | 0.51 | 0.6 | 0.59 | 0.02 | 51.65 | 0 | 0 | 29.93 | 0.18658 | 0.056448 | 0.004 | 10.53 | System Off | 0 | 0
5729 | 5729 | 2012-08-26 16:59 | 15.27 | 16.73 | 16.73 | 15.27 | 111 | 73.78 | 41 | 14.1 | 118.32 | 0.72 | 0.62 | 0.61 | 0.03 | 53.05 | 0 | 0 | 32.34 | 0.18611 | 0.056448 | 0.004 | 9.76 | System Off | 0 | 0
5730 | 5730 | 2012-08-26 17:59 | 14.83 | 14.89 | 14.89 | 14.83 | 3.9 | 0 | 1 | 20.31 | 4.86 | 0 | 0 | 0 | 0 | 0 | 0 | 0 | 0.73 | 0.1834 | 0.056448 | 0 | 0 | System Off | 0 | 0
5731 | 5731 | 2012-08-26 18:59 | 14.44 | 14.44 | 14.44 | 14.44 | 0 | 0 | 0 | 0 | 0 | 0 | 0 | 0 | 0 | 0 | 0 | 0 | 0 | 0 | 0 | 0 | 0 | System Off | 0 | 0
5732 | 5732 | 2012-08-26 19:59 | 14.06 | 14.06 | 14.06 | 14.06 | 0 | 0 | 0 | 0 | 0 | 0 | 0 | 0 | 0 | 0 | 0 | 0 | 0 | 0 | 0 | 0 | 0 | System Off | 0 | 0
5733 | 5733 | 2012-08-26 20:59 | 13.67 | 13.67 | 13.67 | 13.67 | 0 | 0 | 0 | 0 | 0 | 0 | 0 | 0 | 0 | 0 | 0 | 0 | 0 | 0 | 0 | 0 | 0 | System Off | 0 | 0
5734 | 5734 | 2012-08-26 21:59 | 13.37 | 13.37 | 13.37 | 13.37 | 0 | 0 | 0 | 0 | 0 | 0 | 0 | 0 | 0 | 0 | 0 | 0 | 0 | 0 | 0 | 0 | 0 | System Off | 0 | 0
5735 | 5735 | 2012-08-26 22:59 | 13.08 | 13.08 | 13.08 | 13.08 | 0 | 0 | 0 | 0 | 0 | 0 | 0 | 0 | 0 | 0 | 0 | 0 | 0 | 0 | 0 | 0 | 0 | System Off | 0 | 0
5736 | 5736 | 2012-08-26 23:59 | 12.78 | 12.78 | 12.78 | 12.78 | 0 | 0 | 0 | 0 | 0 | 0 | 0 | 0 | 0 | 0 | 0 | 0 | 0 | 0 | 0 | 0 | 0 | System Off | 0 | 0
5737 | 5737 | 2012-08-27 00:59 | 12.45 | 12.45 | 12.45 | 12.45 | 0 | 0 | 0 | 0 | 0 | 0 | 0 | 0 | 0 | 0 | 0 | 0 | 0 | 0 | 0 | 0 | 0 | System Off | 0 | 0
5738 | 5738 | 2012-08-27 01:59 | 12.13 | 12.13 | 12.13 | 12.13 | 0 | 0 | 0 | 0 | 0 | 0 | 0 | 0 | 0 | 0 | 0 | 0 | 0 | 0 | 0 | 0 | 0 | System Off | 0 | 0
5739 | 5739 | 2012-08-27 02:59 | 11.8 | 11.8 | 11.8 | 11.8 | 0 | 0 | 0 | 0 | 0 | 0 | 0 | 0 | 0 | 0 | 0 | 0 | 0 | 0 | 0 | 0 | 0 | System Off | 0 | 0
5740 | 5740 | 2012-08-27 03:59 | 12.1 | 12.1 | 12.1 | 12.1 | 0 | 0 | 0 | 0 | 0 | 0 | 0 | 0 | 0 | 0 | 0 | 0 | 0 | 0 | 0 | 0 | 0 | System Off | 0 | 0
5741 | 5741 | 2012-08-27 04:59 | 12.4 | 13.05 | 13.05 | 12.4 | 32.73 | 0 | 12 | 14.21 | 36.71 | 0 | 0 | 0 | 0 | 0 | 0 | 0 | 9.45 | 0.18059 | 0.056448 | 0.001 | 8.33 | System Off | 0 | 0
5742 | 5742 | 2012-08-27 05:59 | 12.7 | 16.89 | 16.89 | 12.7 | 211.61 | 172.6 | 77 | 14.31 | 219.5 | 0.78 | 0.79 | 0.77 | 0.06 | 240.22 | 0 | 0 | 60.52 | 0.18435 | 0.056448 | 0.008 | 10.39 | System Off | 1 | 0
5743 | 5743 | 2012-08-27 06:59 | 14.74 | 23.89 | 23.89 | 14.74 | 499.33 | 454.88 | 180 | 14.45 | 501.79 | 0.89 | 0.91 | 0.89 | 0.16 | 414.12 | 0 | 0 | 141.06 | 0.19254 | 0.056448 | 0.018 | 10 | System Off | 1 | 0
5744 | 5744 | 2012-08-27 07:59 | 16.79 | 32.9 | 32.9 | 16.79 | 919.54 | 866.36 | 337 | 14.21 | 904.95 | 0.92 | 0.96 | 0.94 | 0.31 | 620.17 | 0 | 0 | 264.47 | 0.20054 | 0.056448 | 0.034 | 10.09 | System Off | 1 | 0
5745 | 5745 | 2012-08-27 08:59 | 18.84 | 42.25 | 42.25 | 18.84 | 1353.42 | 1290.23 | 509 | 13.85 | 1315.86 | 0.92 | 0.98 | 0.96 | 0.47 | 820.22 | 0 | 0 | 400.65 | 0.2127 | 0.056448 | 0.051 | 10.02 | System Off | 1 | 0
5746 | 5746 | 2012-08-27 09:59 | 19.87 | 48.55 | 48.55 | 19.87 | 1539.02 | 1471.23 | 592 | 13.54 | 1490.74 | 0.9 | 0.99 | 0.96 | 0.53 | 896.97 | 0 | 0 | 467.16 | 0.21876 | 0.056448 | 0.059 | 9.97 | System Off | 1 | 0
5747 | 5747 | 2012-08-27 10:59 | 20.89 | 52.54 | 52.54 | 20.89 | 1583.72 | 1514.81 | 619 | 13.33 | 1532.93 | 0.89 | 0.99 | 0.96 | 0.55 | 931.64 | 0 | 0 | 489.34 | 0.22183 | 0.056448 | 0.062 | 10.02 | System Off | 1 | 0
5748 | 5748 | 2012-08-27 11:59 | 21.92 | 44.33 | 44.33 | 21.92 | 1071.17 | 1014.61 | 409 | 13.64 | 1050.1 | 0.9 | 0.97 | 0.94 | 0.37 | 621.95 | 0 | 0 | 322.7 | 0.21208 | 0.056448 | 0.041 | 10.02 | System Off | 1 | 0
5749 | 5749 | 2012-08-27 12:59 | 22.27 | 47.06 | 47.06 | 22.27 | 1267.75 | 1206.62 | 487 | 13.56 | 1235.72 | 0.9 | 0.98 | 0.95 | 0.44 | 795.93 | 0 | 0 | 384.5 | 0.21682 | 0.056448 | 0.049 | 10.06 | System Off | 1 | 0
5750 | 5750 | 2012-08-27 13:59 | 22.62 | 41.04 | 41.04 | 22.62 | 1016.84 | 961.51 | 384 | 13.79 | 998.29 | 0.91 | 0.96 | 0.94 | 0.35 | 706.43 | 0 | 0 | 302.8 | 0.21179 | 0.056448 | 0.039 | 10.16 | System Off | 1 | 0
5751 | 5751 | 2012-08-27 14:59 | 22.97 | 36.74 | 36.74 | 22.97 | 812.98 | 762.11 | 304 | 13.93 | 804.26 | 0.92 | 0.95 | 0.93 | 0.28 | 589.45 | 0 | 0 | 239.6 | 0.20801 | 0.056448 | 0.031 | 10.2 | System Off | 1 | 0
5752 | 5752 | 2012-08-27 15:59 | 22 | 29.97 | 29.97 | 22 | 455.17 | 411.59 | 169 | 14.03 | 460.01 | 0.88 | 0.89 | 0.87 | 0.15 | 318.95 | 0 | 0 | 133.2 | 0.19937 | 0.056448 | 0.017 | 10.06 | System Off | 1 | 0
5753 | 5753 | 2012-08-27 16:59 | 21.04 | 24.33 | 24.33 | 21.04 | 173.79 | 135.46 | 65 | 13.93 | 182.59 | 0.76 | 0.74 | 0.73 | 0.05 | 97.39 | 0 | 0 | 51.35 | 0.19562 | 0.056448 | 0.007 | 10.77 | System Off | 1 | 0
5754 | 5754 | 2012-08-27 17:59 | 20.07 | 20.07 | 20.07 | 20.07 | 0 | 0 | 0 | 0 | 0 | 0 | 0 | 0 | 0 | 0 | 0 | 0 | 0 | 0 | 0 | 0 | 0 | System Off | 0 | 0
5755 | 5755 | 2012-08-27 18:59 | 19.34 | 19.34 | 19.34 | 19.34 | 0 | 0 | 0 | 0 | 0 | 0 | 0 | 0 | 0 | 0 | 0 | 0 | 0 | 0 | 0 | 0 | 0 | System Off | 0 | 0
5756 | 5756 | 2012-08-27 19:59 | 18.61 | 18.61 | 18.61 | 18.61 | 0 | 0 | 0 | 0 | 0 | 0 | 0 | 0 | 0 | 0 | 0 | 0 | 0 | 0 | 0 | 0 | 0 | System Off | 0 | 0
5757 | 5757 | 2012-08-27 20:59 | 17.88 | 17.88 | 17.88 | 17.88 | 0 | 0 | 0 | 0 | 0 | 0 | 0 | 0 | 0 | 0 | 0 | 0 | 0 | 0 | 0 | 0 | 0 | System Off | 0 | 0
5758 | 5758 | 2012-08-27 21:59 | 17.7 | 17.7 | 17.7 | 17.7 | 0 | 0 | 0 | 0 | 0 | 0 | 0 | 0 | 0 | 0 | 0 | 0 | 0 | 0 | 0 | 0 | 0 | System Off | 0 | 0
5759 | 5759 | 2012-08-27 22:59 | 17.51 | 17.51 | 17.51 | 17.51 | 0 | 0 | 0 | 0 | 0 | 0 | 0 | 0 | 0 | 0 | 0 | 0 | 0 | 0 | 0 | 0 | 0 | System Off | 0 | 0
5760 | 5760 | 2012-08-27 23:59 | 17.33 | 17.33 | 17.33 | 17.33 | 0 | 0 | 0 | 0 | 0 | 0 | 0 | 0 | 0 | 0 | 0 | 0 | 0 | 0 | 0 | 0 | 0 | System Off | 0 | 0
5761 | 5761 | 2012-08-28 00:59 | 16.99 | 16.99 | 16.99 | 16.99 | 0 | 0 | 0 | 0 | 0 | 0 | 0 | 0 | 0 | 0 | 0 | 0 | 0 | 0 | 0 | 0 | 0 | System Off | 0 | 0
5762 | 5762 | 2012-08-28 01:59 | 16.64 | 16.64 | 16.64 | 16.64 | 0 | 0 | 0 | 0 | 0 | 0 | 0 | 0 | 0 | 0 | 0 | 0 | 0 | 0 | 0 | 0 | 0 | System Off | 0 | 0
5763 | 5763 | 2012-08-28 02:59 | 16.3 | 16.3 | 16.3 | 16.3 | 0 | 0 | 0 | 0 | 0 | 0 | 0 | 0 | 0 | 0 | 0 | 0 | 0 | 0 | 0 | 0 | 0 | System Off | 0 | 0
5764 | 5764 | 2012-08-28 03:59 | 16.49 | 16.49 | 16.49 | 16.49 | 0 | 0 | 0 | 0 | 0 | 0 | 0 | 0 | 0 | 0 | 0 | 0 | 0 | 0 | 0 | 0 | 0 | System Off | 0 | 0
5765 | 5765 | 2012-08-28 04:59 | 16.68 | 17.01 | 17.01 | 16.68 | 18.76 | 0 | 7 | 13.96 | 21.71 | 0 | 0 | 0 | 0 | 0 | 0 | 0 | 5.53 | 0.18632 | 0.056448 | 0.001 | 14.29 | System Off | 0 | 0
5766 | 5766 | 2012-08-28 05:59 | 16.88 | 20.28 | 20.28 | 16.88 | 205.22 | 166.32 | 75 | 14.25 | 213.54 | 0.79 | 0.78 | 0.76 | 0.06 | 231.48 | 0 | 0 | 59.01 | 0.19016 | 0.056448 | 0.008 | 10.67 | System Off | 1 | 0
5767 | 5767 | 2012-08-28 06:59 | 18.5 | 25.95 | 25.95 | 18.5 | 472.03 | 428.12 | 172 | 14.29 | 475.74 | 0.87 | 0.9 | 0.88 | 0.15 | 389.76 | 0 | 0 | 135.14 | 0.19442 | 0.056448 | 0.017 | 9.88 | System Off | 1 | 0
5768 | 5768 | 2012-08-28 07:59 | 20.13 | 33.96 | 33.96 | 20.13 | 899.69 | 846.95 | 331 | 14.16 | 886.25 | 0.93 | 0.96 | 0.93 | 0.31 | 606.27 | 0 | 0 | 260.16 | 0.20517 | 0.056448 | 0.033 | 9.97 | System Off | 1 | 0
5769 | 5769 | 2012-08-28 08:59 | 21.76 | 37.38 | 37.38 | 21.76 | 1005.41 | 950.33 | 374 | 14 | 987.02 | 0.91 | 0.96 | 0.94 | 0.34 | 604.14 | 0 | 0 | 294.42 | 0.20992 | 0.056448 | 0.038 | 10.16 | System Off | 1 | 0
5770 | 5770 | 2012-08-28 09:59 | 22.7 | 36.28 | 36.28 | 22.7 | 883.05 | 830.67 | 329 | 13.98 | 870.8 | 0.91 | 0.95 | 0.93 | 0.3 | 506.44 | 0 | 0 | 259.2 | 0.20894 | 0.056448 | 0.033 | 10.03 | System Off | 1 | 0
5771 | 5771 | 2012-08-28 10:59 | 23.64 | 37.7 | 37.7 | 23.64 | 924.25 | 870.97 | 345 | 13.95 | 910.15 | 0.93 | 0.96 | 0.93 | 0.32 | 535.66 | 0 | 0 | 271.86 | 0.21122 | 0.056448 | 0.035 | 10.14 | System Off | 1 | 0
5772 | 5772 | 2012-08-28 11:59 | 24.58 | 31.09 | 31.09 | 24.58 | 431.14 | 388.03 | 161 | 13.95 | 436.87 | 0.87 | 0.89 | 0.87 | 0.14 | 237.86 | 0 | 0 | 127.09 | 0.20274 | 0.056448 | 0.016 | 9.94 | System Off | 1 | 0
5773 | 5773 | 2012-08-28 12:59 | 24.44 | 39.98 | 39.98 | 24.44 | 1036.12 | 980.36 | 389 | 13.87 | 1016.36 | 0.9 | 0.96 | 0.94 | 0.35 | 646.68 | 0 | 0 | 306.77 | 0.21482 | 0.056448 | 0.039 | 10.03 | System Off | 1 | 0
5774 | 5774 | 2012-08-28 13:59 | 24.29 | 37.22 | 37.22 | 24.29 | 865.11 | 813.12 | 323 | 13.95 | 853.92 | 0.9 | 0.95 | 0.93 | 0.29 | 597.4 | 0 | 0 | 254.61 | 0.21102 | 0.056448 | 0.033 | 10.22 | System Off | 1 | 0
5775 | 5775 | 2012-08-28 14:59 | 24.15 | 31.98 | 31.98 | 24.15 | 522.69 | 477.79 | 195 | 13.96 | 525.59 | 0.87 | 0.91 | 0.89 | 0.17 | 369.54 | 0 | 0 | 153.86 | 0.20393 | 0.056448 | 0.02 | 10.26 | System Off | 1 | 0
5776 | 5776 | 2012-08-28 15:59 | 23.15 | 29.68 | 29.68 | 23.15 | 406.07 | 363.44 | 151 | 14.01 | 412.3 | 0.86 | 0.88 | 0.86 | 0.13 | 281.64 | 0 | 0 | 119.1 | 0.2001 | 0.056448 | 0.015 | 9.93 | System Off | 1 | 0
5777 | 5777 | 2012-08-28 16:59 | 22.16 | 25.41 | 25.41 | 22.16 | 182.48 | 144 | 69 | 13.77 | 191.42 | 0.72 | 0.75 | 0.74 | 0.05 | 103.53 | 0 | 0 | 54.62 | 0.1943 | 0.056448 | 0.007 | 10.14 | System Off | 1 | 0
5778 | 5778 | 2012-08-28 17:59 | 21.16 | 21.16 | 21.16 | 21.16 | 0 | 0 | 0 | 0 | 0 | 0 | 0 | 0 | 0 | 0 | 0 | 0 | 0 | 0 | 0 | 0 | 0 | System Off | 0 | 0
5779 | 5779 | 2012-08-28 18:59 | 19.86 | 19.86 | 19.86 | 19.86 | 0 | 0 | 0 | 0 | 0 | 0 | 0 | 0 | 0 | 0 | 0 | 0 | 0 | 0 | 0 | 0 | 0 | System Off | 0 | 0
5780 | 5780 | 2012-08-28 19:59 | 18.57 | 18.57 | 18.57 | 18.57 | 0 | 0 | 0 | 0 | 0 | 0 | 0 | 0 | 0 | 0 | 0 | 0 | 0 | 0 | 0 | 0 | 0 | System Off | 0 | 0
5781 | 5781 | 2012-08-28 20:59 | 17.27 | 17.27 | 17.27 | 17.27 | 0 | 0 | 0 | 0 | 0 | 0 | 0 | 0 | 0 | 0 | 0 | 0 | 0 | 0 | 0 | 0 | 0 | System Off | 0 | 0
5782 | 5782 | 2012-08-28 21:59 | 16.99 | 16.99 | 16.99 | 16.99 | 0 | 0 | 0 | 0 | 0 | 0 | 0 | 0 | 0 | 0 | 0 | 0 | 0 | 0 | 0 | 0 | 0 | System Off | 0 | 0
5783 | 5783 | 2012-08-28 22:59 | 16.72 | 16.72 | 16.72 | 16.72 | 0 | 0 | 0 | 0 | 0 | 0 | 0 | 0 | 0 | 0 | 0 | 0 | 0 | 0 | 0 | 0 | 0 | System Off | 0 | 0
5784 | 5784 | 2012-08-28 23:59 | 16.44 | 16.44 | 16.44 | 16.44 | 0 | 0 | 0 | 0 | 0 | 0 | 0 | 0 | 0 | 0 | 0 | 0 | 0 | 0 | 0 | 0 | 0 | System Off | 0 | 0
5785 | 5785 | 2012-08-29 00:59 | 15.75 | 15.75 | 15.75 | 15.75 | 0 | 0 | 0 | 0 | 0 | 0 | 0 | 0 | 0 | 0 | 0 | 0 | 0 | 0 | 0 | 0 | 0 | System Off | 0 | 0
5786 | 5786 | 2012-08-29 01:59 | 15.05 | 15.05 | 15.05 | 15.05 | 0 | 0 | 0 | 0 | 0 | 0 | 0 | 0 | 0 | 0 | 0 | 0 | 0 | 0 | 0 | 0 | 0 | System Off | 0 | 0
5787 | 5787 | 2012-08-29 02:59 | 14.36 | 14.36 | 14.36 | 14.36 | 0 | 0 | 0 | 0 | 0 | 0 | 0 | 0 | 0 | 0 | 0 | 0 | 0 | 0 | 0 | 0 | 0 | System Off | 0 | 0
5788 | 5788 | 2012-08-29 03:59 | 14.94 | 14.94 | 14.94 | 14.94 | 0 | 0 | 0 | 0 | 0 | 0 | 0 | 0 | 0 | 0 | 0 | 0 | 0 | 0 | 0 | 0 | 0 | System Off | 0 | 0
5789 | 5789 | 2012-08-29 04:59 | 15.52 | 16.17 | 16.17 | 15.52 | 34.1 | 0 | 13 | 13.66 | 38.31 | 0 | 0 | 0 | 0 | 0 | 0 | 0 | 10.31 | 0.185 | 0.056448 | 0.001 | 7.69 | System Off | 0 | 0
5790 | 5790 | 2012-08-29 05:59 | 16.1 | 20.11 | 20.11 | 16.1 | 223.2 | 183.98 | 82 | 14.18 | 231.4 | 0.85 | 0.8 | 0.78 | 0.07 | 256.06 | 0 | 0 | 64.57 | 0.18942 | 0.056448 | 0.008 | 9.76 | System Off | 1 | 0
5791 | 5791 | 2012-08-29 06:59 | 18.42 | 26.71 | 26.71 | 18.42 | 491.56 | 447.27 | 180 | 14.22 | 494.71 | 0.89 | 0.9 | 0.88 | 0.16 | 407.19 | 0 | 0 | 141.51 | 0.19473 | 0.056448 | 0.018 | 10 | System Off | 1 | 0
5792 | 5792 | 2012-08-29 07:59 | 20.74 | 34.42 | 34.42 | 20.74 | 843.65 | 792.12 | 312 | 14.08 | 833.07 | 0.93 | 0.95 | 0.93 | 0.29 | 567.03 | 0 | 0 | 245.44 | 0.20509 | 0.056448 | 0.031 | 9.94 | System Off | 1 | 0
5793 | 5793 | 2012-08-29 08:59 | 23.07 | 44.02 | 44.02 | 23.07 | 1323.36 | 1260.9 | 501 | 13.76 | 1287.69 | 0.92 | 0.98 | 0.96 | 0.46 | 801.57 | 0 | 0 | 395.16 | 0.21877 | 0.056448 | 0.05 | 9.98 | System Off | 1 | 0
5794 | 5794 | 2012-08-29 09:59 | 23.14 | 49.83 | 49.83 | 23.14 | 1651.86 | 1581.2 | 637 | 13.51 | 1596.58 | 0.89 | 0.99 | 0.97 | 0.57 | 964.01 | 0 | 0 | 503.4 | 0.22221 | 0.056448 | 0.063 | 9.89 | System Off | 1 | 0
5795 | 5795 | 2012-08-29 10:59 | 23.21 | 52.97 | 52.97 | 23.21 | 1814.37 | 1739.43 | 707 | 13.37 | 1748.99 | 0.89 | 0.99 | 0.97 | 0.63 | 1069.79 | 0 | 0 | 559.32 | 0.21368 | 0.056448 | 0.07 | 9.9 | System Off | 1 | 0
5796 | 5796 | 2012-08-29 11:59 | 23.28 | 37.32 | 37.32 | 23.28 | 867.79 | 815.74 | 324 | 13.95 | 856.48 | 0.92 | 0.95 | 0.93 | 0.3 | 500.05 | 0 | 0 | 255.29 | 0.20955 | 0.056448 | 0.033 | 10.19 | System Off | 1 | 0
5797 | 5797 | 2012-08-29 12:59 | 24.02 | 28.13 | 28.13 | 24.02 | 250.11 | 210.4 | 94 | 13.86 | 259.12 | 0.84 | 0.81 | 0.79 | 0.08 | 138.79 | 0 | 0 | 74.32 | 0.19833 | 0.056448 | 0.01 | 10.64 | System Off | 1 | 0
5798 | 5798 | 2012-08-29 13:59 | 24.77 | 41.34 | 41.34 | 24.77 | 1024.88 | 969.36 | 387 | 13.79 | 1005.93 | 0.9 | 0.96 | 0.94 | 0.35 | 712.2 | 0 | 0 | 305.38 | 0.21522 | 0.056448 | 0.039 | 10.08 | System Off | 1 | 0
5799 | 5799 | 2012-08-29 14:59 | 25.51 | 34.2 | 34.2 | 25.51 | 535.87 | 490.7 | 201 | 13.89 | 538.68 | 0.89 | 0.91 | 0.89 | 0.18 | 379.53 | 0 | 0 | 158.7 | 0.20628 | 0.056448 | 0.02 | 9.95 | System Off | 1 | 0
5800 | 5800 | 2012-08-29 15:59 | 24.2 | 29.87 | 29.87 | 24.2 | 333.34 | 292.09 | 125 | 13.89 | 341.33 | 0.87 | 0.86 | 0.84 | 0.11 | 226.35 | 0 | 0 | 98.75 | 0.20026 | 0.056448 | 0.013 | 10.4 | System Off | 1 | 0
5801 | 5801 | 2012-08-29 16:59 | 22.9 | 25.96 | 25.96 | 22.9 | 162.1 | 123.98 | 62 | 13.62 | 171 | 0.64 | 0.73 | 0.71 | 0.04 | 89.13 | 0 | 0 | 49.18 | 0.195 | 0.056448 | 0.006 | 9.68 | System Off | 1 | 0
5802 | 5802 | 2012-08-29 17:59 | 21.59 | 21.59 | 21.59 | 21.59 | 0 | 0 | 0 | 0 | 0 | 0 | 0 | 0 | 0 | 0 | 0 | 0 | 0 | 0 | 0 | 0 | 0 | System Off | 0 | 0
5803 | 5803 | 2012-08-29 18:59 | 20.3 | 20.3 | 20.3 | 20.3 | 0 | 0 | 0 | 0 | 0 | 0 | 0 | 0 | 0 | 0 | 0 | 0 | 0 | 0 | 0 | 0 | 0 | System Off | 0 | 0
5804 | 5804 | 2012-08-29 19:59 | 19.01 | 19.01 | 19.01 | 19.01 | 0 | 0 | 0 | 0 | 0 | 0 | 0 | 0 | 0 | 0 | 0 | 0 | 0 | 0 | 0 | 0 | 0 | System Off | 0 | 0
5805 | 5805 | 2012-08-29 20:59 | 17.72 | 17.72 | 17.72 | 17.72 | 0 | 0 | 0 | 0 | 0 | 0 | 0 | 0 | 0 | 0 | 0 | 0 | 0 | 0 | 0 | 0 | 0 | System Off | 0 | 0
5806 | 5806 | 2012-08-29 21:59 | 18.07 | 18.07 | 18.07 | 18.07 | 0 | 0 | 0 | 0 | 0 | 0 | 0 | 0 | 0 | 0 | 0 | 0 | 0 | 0 | 0 | 0 | 0 | System Off | 0 | 0
5807 | 5807 | 2012-08-29 22:59 | 18.41 | 18.41 | 18.41 | 18.41 | 0 | 0 | 0 | 0 | 0 | 0 | 0 | 0 | 0 | 0 | 0 | 0 | 0 | 0 | 0 | 0 | 0 | System Off | 0 | 0
5808 | 5808 | 2012-08-29 23:59 | 18.76 | 18.76 | 18.76 | 18.76 | 0 | 0 | 0 | 0 | 0 | 0 | 0 | 0 | 0 | 0 | 0 | 0 | 0 | 0 | 0 | 0 | 0 | System Off | 0 | 0
5809 | 5809 | 2012-08-30 00:59 | 17.91 | 17.91 | 17.91 | 17.91 | 0 | 0 | 0 | 0 | 0 | 0 | 0 | 0 | 0 | 0 | 0 | 0 | 0 | 0 | 0 | 0 | 0 | System Off | 0 | 0
5810 | 5810 | 2012-08-30 01:59 | 17.06 | 17.06 | 17.06 | 17.06 | 0 | 0 | 0 | 0 | 0 | 0 | 0 | 0 | 0 | 0 | 0 | 0 | 0 | 0 | 0 | 0 | 0 | System Off | 0 | 0
5811 | 5811 | 2012-08-30 02:59 | 16.21 | 16.21 | 16.21 | 16.21 | 0 | 0 | 0 | 0 | 0 | 0 | 0 | 0 | 0 | 0 | 0 | 0 | 0 | 0 | 0 | 0 | 0 | System Off | 0 | 0
5812 | 5812 | 2012-08-30 03:59 | 16.02 | 16.02 | 16.02 | 16.02 | 0 | 0 | 0 | 0 | 0 | 0 | 0 | 0 | 0 | 0 | 0 | 0 | 0 | 0 | 0 | 0 | 0 | System Off | 0 | 0
5813 | 5813 | 2012-08-30 04:59 | 15.82 | 16.04 | 16.04 | 15.82 | 10.17 | 0 | 4 | 13.24 | 12.1 | 0 | 0 | 0 | 0 | 0 | 0 | 0 | 3.19 | 0.18495 | 0.056448 | 0 | 0 | System Off | 0 | 0
5814 | 5814 | 2012-08-30 05:59 | 15.63 | 19.86 | 19.86 | 15.63 | 214.59 | 175.52 | 79 | 14.15 | 222.82 | 0.76 | 0.79 | 0.77 | 0.06 | 244.29 | 0 | 0 | 62.22 | 0.18859 | 0.056448 | 0.008 | 10.13 | System Off | 1 | 0
5815 | 5815 | 2012-08-30 06:59 | 16.94 | 25.22 | 25.22 | 16.94 | 425.23 | 382.23 | 155 | 14.29 | 430.25 | 0.9 | 0.89 | 0.87 | 0.14 | 347.98 | 0 | 0 | 121.73 | 0.19442 | 0.056448 | 0.016 | 10.32 | System Off | 1 | 0
5816 | 5816 | 2012-08-30 07:59 | 18.25 | 27.3 | 27.3 | 18.25 | 463.14 | 419.4 | 170 | 14.19 | 467.3 | 0.88 | 0.9 | 0.88 | 0.15 | 300.22 | 0 | 0 | 133.66 | 0.19396 | 0.056448 | 0.017 | 10 | System Off | 1 | 0
5817 | 5817 | 2012-08-30 08:59 | 19.56 | 39.79 | 39.79 | 19.56 | 1019.86 | 964.46 | 383 | 13.87 | 1000.94 | 0.91 | 0.96 | 0.94 | 0.35 | 613.12 | 0 | 0 | 301.51 | 0.20711 | 0.056448 | 0.038 | 9.92 | System Off | 1 | 0
5818 | 5818 | 2012-08-30 09:59 | 20.18 | 35.92 | 35.92 | 20.18 | 825.26 | 774.13 | 307 | 14 | 815.82 | 0.91 | 0.95 | 0.93 | 0.28 | 471.96 | 0 | 0 | 241.56 | 0.204 | 0.056448 | 0.031 | 10.1 | System Off | 1 | 0
5819 | 5819 | 2012-08-30 10:59 | 20.8 | 42.6 | 42.6 | 20.8 | 1172.65 | 1113.76 | 443 | 13.79 | 1145.61 | 0.9 | 0.97 | 0.95 | 0.4 | 684.98 | 0 | 0 | 349.04 | 0.21218 | 0.056448 | 0.044 | 9.93 | System Off | 1 | 0
5820 | 5820 | 2012-08-30 11:59 | 21.42 | 34.23 | 34.23 | 21.42 | 719.1 | 670.2 | 267 | 14.03 | 714.38 | 0.9 | 0.94 | 0.92 | 0.24 | 410.83 | 0 | 0 | 210.19 | 0.20372 | 0.056448 | 0.027 | 10.11 | System Off | 1 | 0
5821 | 5821 | 2012-08-30 12:59 | 21.1 | 33.15 | 33.15 | 21.1 | 700.17 | 651.68 | 259 | 14.08 | 696.15 | 0.92 | 0.94 | 0.91 | 0.24 | 429.87 | 0 | 0 | 203.81 | 0.20281 | 0.056448 | 0.026 | 10.04 | System Off | 1 | 0
5822 | 5822 | 2012-08-30 13:59 | 20.78 | 37.7 | 37.7 | 20.78 | 1016.89 | 961.56 | 379 | 13.97 | 997.86 | 0.92 | 0.96 | 0.94 | 0.35 | 706.46 | 0 | 0 | 298.33 | 0.20872 | 0.056448 | 0.038 | 10.03 | System Off | 1 | 0
5823 | 5823 | 2012-08-30 14:59 | 20.46 | 27.9 | 27.9 | 20.46 | 460.42 | 416.74 | 169 | 14.19 | 464.77 | 0.88 | 0.9 | 0.88 | 0.15 | 322.33 | 0 | 0 | 132.96 | 0.19711 | 0.056448 | 0.017 | 10.06 | System Off | 1 | 0
5824 | 5824 | 2012-08-30 15:59 | 19.63 | 21.03 | 21.03 | 19.63 | 81.06 | 44.37 | 31 | 13.62 | 87.93 | 0.64 | 0.5 | 0.49 | 0.02 | 34.38 | 0 | 0 | 24.6 | 0.19179 | 0.056448 | 0.003 | 9.68 | System Off | 0 | 0
5825 | 5825 | 2012-08-30 16:59 | 18.79 | 19.29 | 19.29 | 18.79 | 27.28 | 0 | 11 | 12.92 | 31.1 | 0 | 0 | 0 | 0 | 0 | 0 | 0 | 8.81 | 0.18953 | 0.056448 | 0.001 | 9.09 | System Off | 0 | 0
5826 | 5826 | 2012-08-30 17:59 | 17.96 | 17.96 | 17.96 | 17.96 | 0 | 0 | 0 | 0 | 0 | 0 | 0 | 0 | 0 | 0 | 0 | 0 | 0 | 0 | 0 | 0 | 0 | System Off | 0 | 0
5827 | 5827 | 2012-08-30 18:59 | 17.24 | 17.24 | 17.24 | 17.24 | 0 | 0 | 0 | 0 | 0 | 0 | 0 | 0 | 0 | 0 | 0 | 0 | 0 | 0 | 0 | 0 | 0 | System Off | 0 | 0
5828 | 5828 | 2012-08-30 19:59 | 16.51 | 16.51 | 16.51 | 16.51 | 0 | 0 | 0 | 0 | 0 | 0 | 0 | 0 | 0 | 0 | 0 | 0 | 0 | 0 | 0 | 0 | 0 | System Off | 0 | 0
5829 | 5829 | 2012-08-30 20:59 | 15.79 | 15.79 | 15.79 | 15.79 | 0 | 0 | 0 | 0 | 0 | 0 | 0 | 0 | 0 | 0 | 0 | 0 | 0 | 0 | 0 | 0 | 0 | System Off | 0 | 0
5830 | 5830 | 2012-08-30 21:59 | 15.36 | 15.36 | 15.36 | 15.36 | 0 | 0 | 0 | 0 | 0 | 0 | 0 | 0 | 0 | 0 | 0 | 0 | 0 | 0 | 0 | 0 | 0 | System Off | 0 | 0
5831 | 5831 | 2012-08-30 22:59 | 14.94 | 14.94 | 14.94 | 14.94 | 0 | 0 | 0 | 0 | 0 | 0 | 0 | 0 | 0 | 0 | 0 | 0 | 0 | 0 | 0 | 0 | 0 | System Off | 0 | 0
5832 | 5832 | 2012-08-30 23:59 | 14.51 | 14.51 | 14.51 | 14.51 | 0 | 0 | 0 | 0 | 0 | 0 | 0 | 0 | 0 | 0 | 0 | 0 | 0 | 0 | 0 | 0 | 0 | System Off | 0 | 0
5833 | 5833 | 2012-08-31 00:59 | 14.11 | 14.11 | 14.11 | 14.11 | 0 | 0 | 0 | 0 | 0 | 0 | 0 | 0 | 0 | 0 | 0 | 0 | 0 | 0 | 0 | 0 | 0 | System Off | 0 | 0
5834 | 5834 | 2012-08-31 01:59 | 13.72 | 13.72 | 13.72 | 13.72 | 0 | 0 | 0 | 0 | 0 | 0 | 0 | 0 | 0 | 0 | 0 | 0 | 0 | 0 | 0 | 0 | 0 | System Off | 0 | 0
5835 | 5835 | 2012-08-31 02:59 | 13.32 | 13.32 | 13.32 | 13.32 | 0 | 0 | 0 | 0 | 0 | 0 | 0 | 0 | 0 | 0 | 0 | 0 | 0 | 0 | 0 | 0 | 0 | System Off | 0 | 0
5836 | 5836 | 2012-08-31 03:59 | 13.44 | 13.44 | 13.44 | 13.44 | 0 | 0 | 0 | 0 | 0 | 0 | 0 | 0 | 0 | 0 | 0 | 0 | 0 | 0 | 0 | 0 | 0 | System Off | 0 | 0
5837 | 5837 | 2012-08-31 04:59 | 13.55 | 14.13 | 14.13 | 13.55 | 35.53 | 0 | 13 | 14.23 | 39.75 | 0 | 0 | 0 | 0 | 0 | 0 | 0 | 10.24 | 0.18224 | 0.056448 | 0.001 | 7.69 | System Off | 0 | 0
5838 | 5838 | 2012-08-31 05:59 | 13.67 | 15.8 | 15.8 | 13.67 | 140.43 | 102.69 | 51 | 14.34 | 148.1 | 0.77 | 0.69 | 0.68 | 0.04 | 142.93 | 0 | 0 | 40.1 | 0.18437 | 0.056448 | 0.005 | 9.8 | System Off | 1 | 0
5839 | 5839 | 2012-08-31 06:59 | 14.32 | 17.38 | 17.38 | 14.32 | 201.59 | 162.76 | 73 | 14.38 | 209.59 | 0.81 | 0.78 | 0.76 | 0.06 | 148.18 | 0 | 0 | 57.35 | 0.18642 | 0.056448 | 0.007 | 9.59 | System Off | 1 | 0
5840 | 5840 | 2012-08-31 07:59 | 14.97 | 20.07 | 20.07 | 14.97 | 336.95 | 295.63 | 121 | 14.5 | 343.46 | 0.9 | 0.86 | 0.84 | 0.11 | 211.62 | 0 | 0 | 94.87 | 0.18982 | 0.056448 | 0.012 | 9.92 | System Off | 1 | 0
5841 | 5841 | 2012-08-31 08:59 | 15.62 | 24.35 | 24.35 | 15.62 | 575.27 | 529.32 | 207 | 14.47 | 575.06 | 0.92 | 0.92 | 0.9 | 0.19 | 336.5 | 0 | 0 | 162.22 | 0.19521 | 0.056448 | 0.021 | 10.14 | System Off | 1 | 0
5842 | 5842 | 2012-08-31 09:59 | 15.84 | 19.95 | 19.95 | 15.84 | 273.93 | 233.78 | 99 | 14.41 | 281.57 | 0.8 | 0.83 | 0.81 | 0.08 | 142.53 | 0 | 0 | 77.73 | 0.18992 | 0.056448 | 0.01 | 10.1 | System Off | 1 | 0
5843 | 5843 | 2012-08-31 10:59 | 16.07 | 26.42 | 26.42 | 16.07 | 714.43 | 665.63 | 257 | 14.48 | 708.72 | 0.93 | 0.94 | 0.92 | 0.24 | 409.38 | 0 | 0 | 201.34 | 0.1953 | 0.056448 | 0.026 | 10.12 | System Off | 1 | 0
5844 | 5844 | 2012-08-31 11:59 | 16.29 | 18.69 | 18.69 | 16.29 | 164.48 | 126.32 | 60 | 14.28 | 172.61 | 0.82 | 0.73 | 0.72 | 0.05 | 77.43 | 0 | 0 | 47.21 | 0.18853 | 0.056448 | 0.006 | 10 | System Off | 1 | 0
5845 | 5845 | 2012-08-31 12:59 | 15.73 | 21.39 | 21.39 | 15.73 | 432.46 | 389.32 | 155 | 14.53 | 436.71 | 0.9 | 0.89 | 0.87 | 0.14 | 256.81 | 0 | 0 | 121.48 | 0.19267 | 0.056448 | 0.016 | 10.32 | System Off | 1 | 0
5846 | 5846 | 2012-08-31 13:59 | 15.16 | 17.7 | 17.7 | 15.16 | 206.13 | 167.22 | 75 | 14.31 | 214.14 | 0.8 | 0.78 | 0.76 | 0.06 | 122.86 | 0 | 0 | 58.98 | 0.18771 | 0.056448 | 0.008 | 10.67 | System Off | 1 | 0
5847 | 5847 | 2012-08-31 14:59 | 14.6 | 18.18 | 18.18 | 14.6 | 315.15 | 274.24 | 113 | 14.53 | 321.85 | 0.88 | 0.85 | 0.83 | 0.1 | 212.11 | 0 | 0 | 88.62 | 0.18888 | 0.056448 | 0.011 | 9.73 | System Off | 1 | 0
5848 | 5848 | 2012-08-31 15:59 | 13.72 | 16.29 | 16.29 | 13.72 | 212.28 | 173.25 | 77 | 14.36 | 220.1 | 0.78 | 0.79 | 0.77 | 0.06 | 134.26 | 0 | 0 | 60.52 | 0.18578 | 0.056448 | 0.008 | 10.39 | System Off | 1 | 0
5849 | 5849 | 2012-08-31 16:59 | 12.85 | 14.6 | 14.6 | 12.85 | 134.79 | 97.16 | 49 | 14.33 | 142.3 | 0.81 | 0.68 | 0.67 | 0.04 | 69.85 | 0 | 0 | 38.54 | 0.18312 | 0.056448 | 0.005 | 10.2 | System Off | 0 | 0
5850 | 5850 | 2012-08-31 17:59 | 11.97 | 11.97 | 11.97 | 11.97 | 0 | 0 | 0 | 0 | 0 | 0 | 0 | 0 | 0 | 0 | 0 | 0 | 0 | 0 | 0 | 0 | 0 | System Off | 0 | 0
5851 | 5851 | 2012-08-31 18:59 | 11.71 | 11.71 | 11.71 | 11.71 | 0 | 0 | 0 | 0 | 0 | 0 | 0 | 0 | 0 | 0 | 0 | 0 | 0 | 0 | 0 | 0 | 0 | System Off | 0 | 0
5852 | 5852 | 2012-08-31 19:59 | 11.44 | 11.44 | 11.44 | 11.44 | 0 | 0 | 0 | 0 | 0 | 0 | 0 | 0 | 0 | 0 | 0 | 0 | 0 | 0 | 0 | 0 | 0 | System Off | 0 | 0
5853 | 5853 | 2012-08-31 20:59 | 11.18 | 11.18 | 11.18 | 11.18 | 0 | 0 | 0 | 0 | 0 | 0 | 0 | 0 | 0 | 0 | 0 | 0 | 0 | 0 | 0 | 0 | 0 | System Off | 0 | 0
5854 | 5854 | 2012-08-31 21:59 | 11.15 | 11.15 | 11.15 | 11.15 | 0 | 0 | 0 | 0 | 0 | 0 | 0 | 0 | 0 | 0 | 0 | 0 | 0 | 0 | 0 | 0 | 0 | System Off | 0 | 0
5855 | 5855 | 2012-08-31 22:59 | 11.13 | 11.13 | 11.13 | 11.13 | 0 | 0 | 0 | 0 | 0 | 0 | 0 | 0 | 0 | 0 | 0 | 0 | 0 | 0 | 0 | 0 | 0 | System Off | 0 | 0
5856 | 5856 | 2012-08-31 23:59 | 11.1 | 11.1 | 11.1 | 11.1 | 0 | 0 | 0 | 0 | 0 | 0 | 0 | 0 | 0 | 0 | 0 | 0 | 0 | 0 | 0 | 0 | 0 | System Off | 0 | 0
5857 | 5857 | 2012-09-01 00:59 | 10.91 | 10.91 | 10.91 | 10.91 | 0 | 0 | 0 | 0 | 0 | 0 | 0 | 0 | 0 | 0 | 0 | 0 | 0 | 0 | 0 | 0 | 0 | System Off | 0 | 0
5858 | 5858 | 2012-09-01 01:59 | 10.72 | 10.72 | 10.72 | 10.72 | 0 | 0 | 0 | 0 | 0 | 0 | 0 | 0 | 0 | 0 | 0 | 0 | 0 | 0 | 0 | 0 | 0 | System Off | 0 | 0
5859 | 5859 | 2012-09-01 02:59 | 10.54 | 10.54 | 10.54 | 10.54 | 0 | 0 | 0 | 0 | 0 | 0 | 0 | 0 | 0 | 0 | 0 | 0 | 0 | 0 | 0 | 0 | 0 | System Off | 0 | 0
5860 | 5860 | 2012-09-01 03:59 | 10.63 | 10.63 | 10.63 | 10.63 | 0 | 0 | 0 | 0 | 0 | 0 | 0 | 0 | 0 | 0 | 0 | 0 | 0 | 0 | 0 | 0 | 0 | System Off | 0 | 0
5861 | 5861 | 2012-09-01 04:59 | 10.72 | 10.84 | 10.84 | 10.72 | 6.12 | 0 | 2 | 15.94 | 7.4 | 0 | 0 | 0 | 0 | 0 | 0 | 0 | 1.54 | 0.17776 | 0.056448 | 0 | 0 | System Off | 0 | 0
5862 | 5862 | 2012-09-01 05:59 | 10.81 | 14.38 | 14.38 | 10.81 | 205.64 | 166.74 | 74 | 14.47 | 213.29 | 0.81 | 0.78 | 0.77 | 0.06 | 232.07 | 0 | 0 | 58.06 | 0.18155 | 0.056448 | 0.008 | 10.81 | System Off | 1 | 0
5863 | 5863 | 2012-09-01 06:59 | 12.29 | 20.53 | 20.53 | 12.29 | 474.94 | 430.98 | 169 | 14.64 | 477.73 | 0.94 | 0.9 | 0.88 | 0.16 | 392.36 | 0 | 0 | 132.16 | 0.18846 | 0.056448 | 0.017 | 10.06 | System Off | 1 | 0
5864 | 5864 | 2012-09-01 07:59 | 13.76 | 29.31 | 29.31 | 13.76 | 913.31 | 860.27 | 330 | 14.41 | 898.53 | 0.94 | 0.96 | 0.94 | 0.31 | 615.81 | 0 | 0 | 258.35 | 0.19572 | 0.056448 | 0.033 | 10 | System Off | 1 | 0
5865 | 5865 | 2012-09-01 08:59 | 15.24 | 38.22 | 38.22 | 15.24 | 1326.18 | 1263.65 | 491 | 14.07 | 1289.79 | 0.94 | 0.98 | 0.96 | 0.46 | 803.32 | 0 | 0 | 385.43 | 0.20628 | 0.056448 | 0.049 | 9.98 | System Off | 1 | 0
5866 | 5866 | 2012-09-01 09:59 | 16.21 | 30.56 | 30.56 | 16.21 | 807.56 | 756.81 | 294 | 14.31 | 798.17 | 0.92 | 0.95 | 0.93 | 0.27 | 461.4 | 0 | 0 | 230.53 | 0.19744 | 0.056448 | 0.03 | 10.2 | System Off | 1 | 0
5867 | 5867 | 2012-09-01 10:59 | 17.18 | 29.04 | 29.04 | 17.18 | 651 | 603.52 | 238 | 14.25 | 648.45 | 0.92 | 0.93 | 0.91 | 0.22 | 371.18 | 0 | 0 | 186.88 | 0.19595 | 0.056448 | 0.024 | 10.08 | System Off | 1 | 0
5868 | 5868 | 2012-09-01 11:59 | 18.16 | 34.39 | 34.39 | 18.16 | 864.06 | 812.09 | 319 | 14.11 | 852.47 | 0.91 | 0.95 | 0.93 | 0.29 | 497.81 | 0 | 0 | 250.64 | 0.20163 | 0.056448 | 0.032 | 10.03 | System Off | 1 | 0
5869 | 5869 | 2012-09-01 12:59 | 18.25 | 27.28 | 27.28 | 18.25 | 496.34 | 451.95 | 182 | 14.2 | 499.41 | 0.88 | 0.9 | 0.88 | 0.16 | 298.13 | 0 | 0 | 143.08 | 0.19459 | 0.056448 | 0.018 | 9.89 | System Off | 1 | 0
5870 | 5870 | 2012-09-01 13:59 | 18.34 | 26.07 | 26.07 | 18.34 | 435.87 | 392.67 | 160 | 14.19 | 440.73 | 0.87 | 0.89 | 0.87 | 0.14 | 288.49 | 0 | 0 | 125.85 | 0.19357 | 0.056448 | 0.016 | 10 | System Off | 1 | 0
5871 | 5871 | 2012-09-01 14:59 | 18.43 | 22.42 | 22.42 | 18.43 | 227.97 | 188.67 | 84 | 14.14 | 236.43 | 0.83 | 0.8 | 0.78 | 0.07 | 145.92 | 0 | 0 | 66.18 | 0.19286 | 0.056448 | 0.009 | 10.71 | System Off | 1 | 0
5872 | 5872 | 2012-09-01 15:59 | 17.54 | 22.62 | 22.62 | 17.54 | 281.44 | 241.16 | 103 | 14.23 | 289.32 | 0.87 | 0.83 | 0.82 | 0.09 | 186.88 | 0 | 0 | 81.03 | 0.19257 | 0.056448 | 0.011 | 10.68 | System Off | 1 | 0
5873 | 5873 | 2012-09-01 16:59 | 16.65 | 19.58 | 19.58 | 16.65 | 146.03 | 108.19 | 54 | 14.08 | 154.13 | 0.73 | 0.7 | 0.69 | 0.04 | 77.78 | 0 | 0 | 42.58 | 0.18874 | 0.056448 | 0.006 | 11.11 | System Off | 1 | 0
5874 | 5874 | 2012-09-01 17:59 | 15.76 | 15.76 | 15.76 | 15.76 | 0 | 0 | 0 | 0 | 0 | 0 | 0 | 0 | 0 | 0 | 0 | 0 | 0 | 0 | 0 | 0 | 0 | System Off | 0 | 0
5875 | 5875 | 2012-09-01 18:59 | 14.5 | 14.5 | 14.5 | 14.5 | 0 | 0 | 0 | 0 | 0 | 0 | 0 | 0 | 0 | 0 | 0 | 0 | 0 | 0 | 0 | 0 | 0 | System Off | 0 | 0
5876 | 5876 | 2012-09-01 19:59 | 13.24 | 13.24 | 13.24 | 13.24 | 0 | 0 | 0 | 0 | 0 | 0 | 0 | 0 | 0 | 0 | 0 | 0 | 0 | 0 | 0 | 0 | 0 | System Off | 0 | 0
5877 | 5877 | 2012-09-01 20:59 | 11.98 | 11.98 | 11.98 | 11.98 | 0 | 0 | 0 | 0 | 0 | 0 | 0 | 0 | 0 | 0 | 0 | 0 | 0 | 0 | 0 | 0 | 0 | System Off | 0 | 0
5878 | 5878 | 2012-09-01 21:59 | 11.63 | 11.63 | 11.63 | 11.63 | 0 | 0 | 0 | 0 | 0 | 0 | 0 | 0 | 0 | 0 | 0 | 0 | 0 | 0 | 0 | 0 | 0 | System Off | 0 | 0
5879 | 5879 | 2012-09-01 22:59 | 11.27 | 11.27 | 11.27 | 11.27 | 0 | 0 | 0 | 0 | 0 | 0 | 0 | 0 | 0 | 0 | 0 | 0 | 0 | 0 | 0 | 0 | 0 | System Off | 0 | 0
5880 | 5880 | 2012-09-01 23:59 | 10.91 | 10.91 | 10.91 | 10.91 | 0 | 0 | 0 | 0 | 0 | 0 | 0 | 0 | 0 | 0 | 0 | 0 | 0 | 0 | 0 | 0 | 0 | System Off | 0 | 0
5881 | 5881 | 2012-09-02 00:59 | 10.71 | 10.71 | 10.71 | 10.71 | 0 | 0 | 0 | 0 | 0 | 0 | 0 | 0 | 0 | 0 | 0 | 0 | 0 | 0 | 0 | 0 | 0 | System Off | 0 | 0
5882 | 5882 | 2012-09-02 01:59 | 10.51 | 10.51 | 10.51 | 10.51 | 0 | 0 | 0 | 0 | 0 | 0 | 0 | 0 | 0 | 0 | 0 | 0 | 0 | 0 | 0 | 0 | 0 | System Off | 0 | 0
5883 | 5883 | 2012-09-02 02:59 | 10.32 | 10.32 | 10.32 | 10.32 | 0 | 0 | 0 | 0 | 0 | 0 | 0 | 0 | 0 | 0 | 0 | 0 | 0 | 0 | 0 | 0 | 0 | System Off | 0 | 0
5884 | 5884 | 2012-09-02 03:59 | 10.32 | 10.32 | 10.32 | 10.32 | 0 | 0 | 0 | 0 | 0 | 0 | 0 | 0 | 0 | 0 | 0 | 0 | 0 | 0 | 0 | 0 | 0 | System Off | 0 | 0
5885 | 5885 | 2012-09-02 04:59 | 10.32 | 10.4 | 10.4 | 10.32 | 4 | 0 | 1 | 20.83 | 4.94 | 0 | 0 | 0 | 0 | 0 | 0 | 0 | 0.72 | 0.17715 | 0.056448 | 0 | 0 | System Off | 0 | 0
5886 | 5886 | 2012-09-02 05:59 | 10.32 | 13.69 | 13.69 | 10.32 | 187.37 | 148.79 | 67 | 14.57 | 194.99 | 0.74 | 0.76 | 0.75 | 0.05 | 207.09 | 0 | 0 | 52.5 | 0.18051 | 0.056448 | 0.007 | 10.45 | System Off | 1 | 0
5887 | 5887 | 2012-09-02 06:59 | 13.11 | 22.02 | 22.02 | 13.11 | 476.11 | 432.12 | 171 | 14.5 | 479.06 | 0.93 | 0.9 | 0.88 | 0.16 | 393.4 | 0 | 0 | 133.92 | 0.18974 | 0.056448 | 0.017 | 9.94 | System Off | 1 | 0
5888 | 5888 | 2012-09-02 07:59 | 15.9 | 32.91 | 32.91 | 15.9 | 885.49 | 833.06 | 325 | 14.19 | 872.63 | 0.92 | 0.95 | 0.93 | 0.3 | 596.33 | 0 | 0 | 255.02 | 0.19861 | 0.056448 | 0.033 | 10.15 | System Off | 1 | 0
5889 | 5889 | 2012-09-02 08:59 | 18.69 | 44.95 | 44.95 | 18.69 | 1285.75 | 1224.18 | 490 | 13.67 | 1252.39 | 0.9 | 0.98 | 0.95 | 0.44 | 778.23 | 0 | 0 | 386.14 | 0.21149 | 0.056448 | 0.049 | 10 | System Off | 1 | 0
5890 | 5890 | 2012-09-02 09:59 | 19.58 | 47.59 | 47.59 | 19.58 | 1350.74 | 1287.62 | 519 | 13.56 | 1313.8 | 0.9 | 0.98 | 0.96 | 0.47 | 785.02 | 0 | 0 | 409.37 | 0.21441 | 0.056448 | 0.052 | 10.02 | System Off | 1 | 0
5891 | 5891 | 2012-09-02 10:59 | 20.47 | 54.57 | 54.57 | 20.47 | 1612.95 | 1543.28 | 635 | 13.23 | 1560.43 | 0.88 | 0.99 | 0.96 | 0.56 | 949.15 | 0 | 0 | 502.19 | 0.22206 | 0.056448 | 0.063 | 9.92 | System Off | 1 | 0
5892 | 5892 | 2012-09-02 11:59 | 21.36 | 59.16 | 59.16 | 21.36 | 1767.91 | 1694.21 | 708 | 13.01 | 1705.83 | 0.86 | 0.99 | 0.97 | 0.61 | 1038.54 | 0 | 0 | 561 | 0.22335 | 0.056448 | 0.07 | 9.89 | System Off | 1 | 0
5893 | 5893 | 2012-09-02 12:59 | 21.57 | 54.4 | 54.4 | 21.57 | 1569.93 | 1501.36 | 618 | 13.23 | 1520.12 | 0.87 | 0.99 | 0.96 | 0.54 | 990.36 | 0 | 0 | 488.91 | 0.22286 | 0.056448 | 0.062 | 10.03 | System Off | 1 | 0
5894 | 5894 | 2012-09-02 13:59 | 21.79 | 47 | 47 | 21.79 | 1240.86 | 1180.37 | 477 | 13.55 | 1210.4 | 0.9 | 0.98 | 0.95 | 0.43 | 867.22 | 0 | 0 | 376.57 | 0.21555 | 0.056448 | 0.048 | 10.06 | System Off | 1 | 0
5895 | 5895 | 2012-09-02 14:59 | 22.01 | 33.95 | 33.95 | 22.01 | 595.54 | 549.18 | 223 | 13.91 | 596.04 | 0.9 | 0.92 | 0.9 | 0.2 | 424.76 | 0 | 0 | 175.82 | 0.20227 | 0.056448 | 0.023 | 10.31 | System Off | 1 | 0
5896 | 5896 | 2012-09-02 15:59 | 20.69 | 27.76 | 27.76 | 20.69 | 359.83 | 318.08 | 134 | 13.99 | 366.93 | 0.89 | 0.87 | 0.85 | 0.12 | 246.49 | 0 | 0 | 105.68 | 0.19561 | 0.056448 | 0.014 | 10.45 | System Off | 1 | 0
5897 | 5897 | 2012-09-02 16:59 | 19.38 | 22.31 | 22.31 | 19.38 | 148.36 | 110.48 | 56 | 13.8 | 156.76 | 0.71 | 0.7 | 0.69 | 0.04 | 79.43 | 0 | 0 | 44.32 | 0.19275 | 0.056448 | 0.006 | 10.71 | System Off | 1 | 0
5898 | 5898 | 2012-09-02 17:59 | 18.06 | 18.06 | 18.06 | 18.06 | 0 | 0 | 0 | 0 | 0 | 0 | 0 | 0 | 0 | 0 | 0 | 0 | 0 | 0 | 0 | 0 | 0 | System Off | 0 | 0
5899 | 5899 | 2012-09-02 18:59 | 17.04 | 17.04 | 17.04 | 17.04 | 0 | 0 | 0 | 0 | 0 | 0 | 0 | 0 | 0 | 0 | 0 | 0 | 0 | 0 | 0 | 0 | 0 | System Off | 0 | 0
5900 | 5900 | 2012-09-02 19:59 | 16.02 | 16.02 | 16.02 | 16.02 | 0 | 0 | 0 | 0 | 0 | 0 | 0 | 0 | 0 | 0 | 0 | 0 | 0 | 0 | 0 | 0 | 0 | System Off | 0 | 0
5901 | 5901 | 2012-09-02 20:59 | 15 | 15 | 15 | 15 | 0 | 0 | 0 | 0 | 0 | 0 | 0 | 0 | 0 | 0 | 0 | 0 | 0 | 0 | 0 | 0 | 0 | System Off | 0 | 0
5902 | 5902 | 2012-09-02 21:59 | 14.54 | 14.54 | 14.54 | 14.54 | 0 | 0 | 0 | 0 | 0 | 0 | 0 | 0 | 0 | 0 | 0 | 0 | 0 | 0 | 0 | 0 | 0 | System Off | 0 | 0
5903 | 5903 | 2012-09-02 22:59 | 14.08 | 14.08 | 14.08 | 14.08 | 0 | 0 | 0 | 0 | 0 | 0 | 0 | 0 | 0 | 0 | 0 | 0 | 0 | 0 | 0 | 0 | 0 | System Off | 0 | 0
5904 | 5904 | 2012-09-02 23:59 | 13.62 | 13.62 | 13.62 | 13.62 | 0 | 0 | 0 | 0 | 0 | 0 | 0 | 0 | 0 | 0 | 0 | 0 | 0 | 0 | 0 | 0 | 0 | System Off | 0 | 0
5905 | 5905 | 2012-09-03 00:59 | 13.31 | 13.31 | 13.31 | 13.31 | 0 | 0 | 0 | 0 | 0 | 0 | 0 | 0 | 0 | 0 | 0 | 0 | 0 | 0 | 0 | 0 | 0 | System Off | 0 | 0
5906 | 5906 | 2012-09-03 01:59 | 13 | 13 | 13 | 13 | 0 | 0 | 0 | 0 | 0 | 0 | 0 | 0 | 0 | 0 | 0 | 0 | 0 | 0 | 0 | 0 | 0 | System Off | 0 | 0
5907 | 5907 | 2012-09-03 02:59 | 12.7 | 12.7 | 12.7 | 12.7 | 0 | 0 | 0 | 0 | 0 | 0 | 0 | 0 | 0 | 0 | 0 | 0 | 0 | 0 | 0 | 0 | 0 | System Off | 0 | 0
5908 | 5908 | 2012-09-03 03:59 | 13.09 | 13.09 | 13.09 | 13.09 | 0 | 0 | 0 | 0 | 0 | 0 | 0 | 0 | 0 | 0 | 0 | 0 | 0 | 0 | 0 | 0 | 0 | System Off | 0 | 0
5909 | 5909 | 2012-09-03 04:59 | 13.49 | 13.58 | 13.58 | 13.49 | 3.93 | 0 | 1 | 20.47 | 4.89 | 0 | 0 | 0 | 0 | 0 | 0 | 0 | 0.73 | 0.18153 | 0.056448 | 0 | 0 | System Off | 0 | 0
5910 | 5910 | 2012-09-03 05:59 | 13.89 | 17.42 | 17.42 | 13.89 | 181.93 | 143.46 | 66 | 14.36 | 189.97 | 0.75 | 0.76 | 0.74 | 0.05 | 199.66 | 0 | 0 | 51.85 | 0.18545 | 0.056448 | 0.007 | 10.61 | System Off | 1 | 0
5911 | 5911 | 2012-09-03 06:59 | 15.84 | 24.53 | 24.53 | 15.84 | 464.4 | 420.64 | 169 | 14.31 | 468.12 | 0.89 | 0.9 | 0.88 | 0.15 | 382.94 | 0 | 0 | 132.68 | 0.19357 | 0.056448 | 0.017 | 10.06 | System Off | 1 | 0
5912 | 5912 | 2012-09-03 07:59 | 17.79 | 27.3 | 27.3 | 17.79 | 522.87 | 477.96 | 191 | 14.26 | 525.02 | 0.89 | 0.91 | 0.89 | 0.17 | 342.14 | 0 | 0 | 150.03 | 0.19439 | 0.056448 | 0.019 | 9.95 | System Off | 1 | 0
5913 | 5913 | 2012-09-03 08:59 | 19.74 | 30.2 | 30.2 | 19.74 | 587.58 | 541.38 | 216 | 14.17 | 587.79 | 0.92 | 0.92 | 0.9 | 0.2 | 344.17 | 0 | 0 | 169.83 | 0.19854 | 0.056448 | 0.022 | 10.19 | System Off | 1 | 0
5914 | 5914 | 2012-09-03 09:59 | 20.45 | 28.46 | 28.46 | 20.45 | 448.07 | 404.62 | 165 | 14.14 | 452.88 | 0.9 | 0.89 | 0.87 | 0.15 | 246.69 | 0 | 0 | 129.85 | 0.19689 | 0.056448 | 0.017 | 10.3 | System Off | 1 | 0
5915 | 5915 | 2012-09-03 10:59 | 21.16 | 34.9 | 34.9 | 21.16 | 766.58 | 716.69 | 285 | 14.01 | 759.78 | 0.91 | 0.94 | 0.92 | 0.26 | 440.78 | 0 | 0 | 224.36 | 0.20429 | 0.056448 | 0.029 | 10.18 | System Off | 1 | 0
5916 | 5916 | 2012-09-03 11:59 | 21.87 | 34.93 | 34.93 | 21.87 | 728.41 | 679.33 | 271 | 14 | 723.38 | 0.92 | 0.94 | 0.92 | 0.25 | 416.42 | 0 | 0 | 213.4 | 0.2046 | 0.056448 | 0.027 | 9.96 | System Off | 1 | 0
5917 | 5917 | 2012-09-03 12:59 | 21.92 | 36.06 | 36.06 | 21.92 | 808.37 | 757.6 | 301 | 13.99 | 799.77 | 0.89 | 0.95 | 0.93 | 0.27 | 499.74 | 0 | 0 | 237.01 | 0.20627 | 0.056448 | 0.03 | 9.97 | System Off | 1 | 0
5918 | 5918 | 2012-09-03 13:59 | 21.98 | 31.23 | 31.23 | 21.98 | 542.34 | 497.05 | 201 | 14.05 | 544.41 | 0.89 | 0.91 | 0.89 | 0.18 | 365.18 | 0 | 0 | 158.33 | 0.20104 | 0.056448 | 0.02 | 9.95 | System Off | 1 | 0
5919 | 5919 | 2012-09-03 14:59 | 22.04 | 30.53 | 30.53 | 22.04 | 509.94 | 465.29 | 189 | 14.05 | 513.08 | 0.9 | 0.91 | 0.89 | 0.17 | 359.88 | 0 | 0 | 148.91 | 0.20049 | 0.056448 | 0.019 | 10.05 | System Off | 1 | 0
5920 | 5920 | 2012-09-03 15:59 | 21.02 | 26.32 | 26.32 | 21.02 | 308.6 | 267.81 | 115 | 13.98 | 316.55 | 0.87 | 0.85 | 0.83 | 0.1 | 207.54 | 0 | 0 | 90.76 | 0.19509 | 0.056448 | 0.012 | 10.43 | System Off | 1 | 0
5921 | 5921 | 2012-09-03 16:59 | 19.99 | 22.54 | 22.54 | 19.99 | 140.75 | 103.01 | 53 | 13.83 | 149.09 | 0.75 | 0.69 | 0.68 | 0.04 | 74.06 | 0 | 0 | 41.93 | 0.19347 | 0.056448 | 0.005 | 9.43 | System Off | 1 | 0
5922 | 5922 | 2012-09-03 17:59 | 18.97 | 18.97 | 18.97 | 18.97 | 0 | 0 | 0 | 0 | 0 | 0 | 0 | 0 | 0 | 0 | 0 | 0 | 0 | 0 | 0 | 0 | 0 | System Off | 0 | 0
5923 | 5923 | 2012-09-03 18:59 | 18.01 | 18.01 | 18.01 | 18.01 | 0 | 0 | 0 | 0 | 0 | 0 | 0 | 0 | 0 | 0 | 0 | 0 | 0 | 0 | 0 | 0 | 0 | System Off | 0 | 0
5924 | 5924 | 2012-09-03 19:59 | 17.05 | 17.05 | 17.05 | 17.05 | 0 | 0 | 0 | 0 | 0 | 0 | 0 | 0 | 0 | 0 | 0 | 0 | 0 | 0 | 0 | 0 | 0 | System Off | 0 | 0
5925 | 5925 | 2012-09-03 20:59 | 16.08 | 16.08 | 16.08 | 16.08 | 0 | 0 | 0 | 0 | 0 | 0 | 0 | 0 | 0 | 0 | 0 | 0 | 0 | 0 | 0 | 0 | 0 | System Off | 0 | 0
5926 | 5926 | 2012-09-03 21:59 | 15.6 | 15.6 | 15.6 | 15.6 | 0 | 0 | 0 | 0 | 0 | 0 | 0 | 0 | 0 | 0 | 0 | 0 | 0 | 0 | 0 | 0 | 0 | System Off | 0 | 0
5927 | 5927 | 2012-09-03 22:59 | 15.12 | 15.12 | 15.12 | 15.12 | 0 | 0 | 0 | 0 | 0 | 0 | 0 | 0 | 0 | 0 | 0 | 0 | 0 | 0 | 0 | 0 | 0 | System Off | 0 | 0
5928 | 5928 | 2012-09-03 23:59 | 14.64 | 14.64 | 14.64 | 14.64 | 0 | 0 | 0 | 0 | 0 | 0 | 0 | 0 | 0 | 0 | 0 | 0 | 0 | 0 | 0 | 0 | 0 | System Off | 0 | 0
5929 | 5929 | 2012-09-04 00:59 | 14.29 | 14.29 | 14.29 | 14.29 | 0 | 0 | 0 | 0 | 0 | 0 | 0 | 0 | 0 | 0 | 0 | 0 | 0 | 0 | 0 | 0 | 0 | System Off | 0 | 0
5930 | 5930 | 2012-09-04 01:59 | 13.94 | 13.94 | 13.94 | 13.94 | 0 | 0 | 0 | 0 | 0 | 0 | 0 | 0 | 0 | 0 | 0 | 0 | 0 | 0 | 0 | 0 | 0 | System Off | 0 | 0
5931 | 5931 | 2012-09-04 02:59 | 13.59 | 13.59 | 13.59 | 13.59 | 0 | 0 | 0 | 0 | 0 | 0 | 0 | 0 | 0 | 0 | 0 | 0 | 0 | 0 | 0 | 0 | 0 | System Off | 0 | 0
5932 | 5932 | 2012-09-04 03:59 | 13.72 | 13.72 | 13.72 | 13.72 | 0 | 0 | 0 | 0 | 0 | 0 | 0 | 0 | 0 | 0 | 0 | 0 | 0 | 0 | 0 | 0 | 0 | System Off | 0 | 0
5933 | 5933 | 2012-09-04 04:59 | 13.85 | 13.95 | 13.95 | 13.85 | 3.92 | 0 | 1 | 20.42 | 4.88 | 0 | 0 | 0 | 0 | 0 | 0 | 0 | 0.73 | 0.18204 | 0.056448 | 0 | 0 | System Off | 0 | 0
5934 | 5934 | 2012-09-04 05:59 | 13.98 | 18.09 | 18.09 | 13.98 | 183.7 | 145.19 | 67 | 14.28 | 191.8 | 0.74 | 0.76 | 0.74 | 0.05 | 202.07 | 0 | 0 | 52.68 | 0.18563 | 0.056448 | 0.007 | 10.45 | System Off | 1 | 0
5935 | 5935 | 2012-09-04 06:59 | 16.14 | 26.25 | 26.25 | 16.14 | 471.65 | 427.75 | 172 | 14.28 | 475.39 | 0.87 | 0.9 | 0.88 | 0.15 | 389.42 | 0 | 0 | 135.02 | 0.19416 | 0.056448 | 0.017 | 9.88 | System Off | 1 | 0
5936 | 5936 | 2012-09-04 07:59 | 18.3 | 36.67 | 36.67 | 18.3 | 858.56 | 806.71 | 320 | 13.97 | 847.6 | 0.9 | 0.95 | 0.93 | 0.29 | 577.47 | 0 | 0 | 251.64 | 0.2019 | 0.056448 | 0.032 | 10 | System Off | 1 | 0
5937 | 5937 | 2012-09-04 08:59 | 20.46 | 48.56 | 48.56 | 20.46 | 1276.51 | 1215.17 | 494 | 13.46 | 1244.11 | 0.89 | 0.98 | 0.95 | 0.44 | 772.5 | 0 | 0 | 390.06 | 0.21444 | 0.056448 | 0.049 | 9.92 | System Off | 1 | 0
5938 | 5938 | 2012-09-04 09:59 | 21.43 | 57.27 | 57.27 | 21.43 | 1631.49 | 1561.35 | 650 | 13.07 | 1578.02 | 0.86 | 0.99 | 0.96 | 0.56 | 951.91 | 0 | 0 | 514.79 | 0.22441 | 0.056448 | 0.065 | 10 | System Off | 1 | 0
5939 | 5939 | 2012-09-04 10:59 | 22.41 | 61.23 | 61.23 | 22.41 | 1788.22 | 1713.97 | 723 | 12.88 | 1724.85 | 0.86 | 0.99 | 0.97 | 0.62 | 1054.13 | 0 | 0 | 573.63 | 0.22584 | 0.056448 | 0.072 | 9.96 | System Off | 1 | 0
5940 | 5940 | 2012-09-04 11:59 | 23.39 | 61.1 | 61.1 | 23.39 | 1781.53 | 1707.47 | 720 | 12.89 | 1718.59 | 0.86 | 0.99 | 0.97 | 0.62 | 1046.67 | 0 | 0 | 571.43 | 0.21473 | 0.056448 | 0.072 | 10 | System Off | 1 | 0
5941 | 5941 | 2012-09-04 12:59 | 23.54 | 55.36 | 55.36 | 23.54 | 1587.1 | 1518.1 | 627 | 13.18 | 1536.26 | 0.88 | 0.99 | 0.96 | 0.55 | 1001.4 | 0 | 0 | 496.54 | 0.22236 | 0.056448 | 0.062 | 9.89 | System Off | 1 | 0
5942 | 5942 | 2012-09-04 13:59 | 23.69 | 46.02 | 46.02 | 23.69 | 1176.12 | 1117.14 | 451 | 13.58 | 1149.29 | 0.89 | 0.97 | 0.95 | 0.4 | 820.77 | 0 | 0 | 356.21 | 0.21706 | 0.056448 | 0.045 | 9.98 | System Off | 1 | 0
5943 | 5943 | 2012-09-04 14:59 | 23.84 | 38.06 | 38.06 | 23.84 | 782.34 | 732.12 | 295 | 13.81 | 775.33 | 0.88 | 0.94 | 0.92 | 0.26 | 566.26 | 0 | 0 | 232.79 | 0.20885 | 0.056448 | 0.03 | 10.17 | System Off | 1 | 0
5944 | 5944 | 2012-09-04 15:59 | 22.46 | 29.64 | 29.64 | 22.46 | 394.16 | 351.75 | 147 | 13.97 | 400.69 | 0.88 | 0.88 | 0.86 | 0.13 | 272.58 | 0 | 0 | 115.97 | 0.19888 | 0.056448 | 0.015 | 10.2 | System Off | 1 | 0
5945 | 5945 | 2012-09-04 16:59 | 21.09 | 23.64 | 23.64 | 21.09 | 137.36 | 99.67 | 52 | 13.76 | 145.77 | 0.76 | 0.68 | 0.67 | 0.04 | 71.66 | 0 | 0 | 41.18 | 0.19501 | 0.056448 | 0.005 | 9.62 | System Off | 0 | 0
5946 | 5946 | 2012-09-04 17:59 | 19.71 | 19.71 | 19.71 | 19.71 | 0 | 0 | 0 | 0 | 0 | 0 | 0 | 0 | 0 | 0 | 0 | 0 | 0 | 0 | 0 | 0 | 0 | System Off | 0 | 0
5947 | 5947 | 2012-09-04 18:59 | 18.65 | 18.65 | 18.65 | 18.65 | 0 | 0 | 0 | 0 | 0 | 0 | 0 | 0 | 0 | 0 | 0 | 0 | 0 | 0 | 0 | 0 | 0 | System Off | 0 | 0
5948 | 5948 | 2012-09-04 19:59 | 17.58 | 17.58 | 17.58 | 17.58 | 0 | 0 | 0 | 0 | 0 | 0 | 0 | 0 | 0 | 0 | 0 | 0 | 0 | 0 | 0 | 0 | 0 | System Off | 0 | 0
5949 | 5949 | 2012-09-04 20:59 | 16.51 | 16.51 | 16.51 | 16.51 | 0 | 0 | 0 | 0 | 0 | 0 | 0 | 0 | 0 | 0 | 0 | 0 | 0 | 0 | 0 | 0 | 0 | System Off | 0 | 0
5950 | 5950 | 2012-09-04 21:59 | 16.09 | 16.09 | 16.09 | 16.09 | 0 | 0 | 0 | 0 | 0 | 0 | 0 | 0 | 0 | 0 | 0 | 0 | 0 | 0 | 0 | 0 | 0 | System Off | 0 | 0
5951 | 5951 | 2012-09-04 22:59 | 15.67 | 15.67 | 15.67 | 15.67 | 0 | 0 | 0 | 0 | 0 | 0 | 0 | 0 | 0 | 0 | 0 | 0 | 0 | 0 | 0 | 0 | 0 | System Off | 0 | 0
5952 | 5952 | 2012-09-04 23:59 | 15.25 | 15.25 | 15.25 | 15.25 | 0 | 0 | 0 | 0 | 0 | 0 | 0 | 0 | 0 | 0 | 0 | 0 | 0 | 0 | 0 | 0 | 0 | System Off | 0 | 0
5953 | 5953 | 2012-09-05 00:59 | 15.14 | 15.14 | 15.14 | 15.14 | 0 | 0 | 0 | 0 | 0 | 0 | 0 | 0 | 0 | 0 | 0 | 0 | 0 | 0 | 0 | 0 | 0 | System Off | 0 | 0
5954 | 5954 | 2012-09-05 01:59 | 15.03 | 15.03 | 15.03 | 15.03 | 0 | 0 | 0 | 0 | 0 | 0 | 0 | 0 | 0 | 0 | 0 | 0 | 0 | 0 | 0 | 0 | 0 | System Off | 0 | 0
5955 | 5955 | 2012-09-05 02:59 | 14.93 | 14.93 | 14.93 | 14.93 | 0 | 0 | 0 | 0 | 0 | 0 | 0 | 0 | 0 | 0 | 0 | 0 | 0 | 0 | 0 | 0 | 0 | System Off | 0 | 0
5956 | 5956 | 2012-09-05 03:59 | 15.22 | 15.22 | 15.22 | 15.22 | 0 | 0 | 0 | 0 | 0 | 0 | 0 | 0 | 0 | 0 | 0 | 0 | 0 | 0 | 0 | 0 | 0 | System Off | 0 | 0
5957 | 5957 | 2012-09-05 04:59 | 15.52 | 15.52 | 15.52 | 15.52 | 0.03 | 0 | 0 | 0 | 0 | 0 | 0 | 0 | 0 | 0 | 0 | 0 | 0 | 0.18432 | 0.056448 | 0 |  | System Off | 0 | 0
5958 | 5958 | 2012-09-05 05:59 | 15.81 | 18.15 | 18.15 | 15.81 | 129.47 | 91.93 | 48 | 14.05 | 137.23 | 0.62 | 0.67 | 0.66 | 0.03 | 127.94 | 0 | 0 | 37.87 | 0.18724 | 0.056448 | 0.005 | 10.42 | System Off | 1 | 0
5959 | 5959 | 2012-09-05 06:59 | 17 | 22.05 | 22.05 | 17 | 291.64 | 251.16 | 107 | 14.2 | 299.28 | 0.84 | 0.84 | 0.82 | 0.09 | 228.66 | 0 | 0 | 84.21 | 0.19201 | 0.056448 | 0.011 | 10.28 | System Off | 1 | 0
5960 | 5960 | 2012-09-05 07:59 | 18.18 | 22.75 | 22.75 | 18.18 | 268.19 | 228.15 | 99 | 14.11 | 276.27 | 0.81 | 0.83 | 0.81 | 0.08 | 163.32 | 0 | 0 | 78.01 | 0.19329 | 0.056448 | 0.01 | 10.1 | System Off | 1 | 0
5961 | 5961 | 2012-09-05 08:59 | 19.37 | 28.28 | 28.28 | 19.37 | 537.05 | 491.86 | 197 | 14.2 | 538.84 | 0.91 | 0.91 | 0.89 | 0.18 | 312.68 | 0 | 0 | 154.91 | 0.197 | 0.056448 | 0.02 | 10.15 | System Off | 1 | 0
5962 | 5962 | 2012-09-05 09:59 | 19.99 | 29.71 | 29.71 | 19.99 | 592.62 | 546.32 | 218 | 14.16 | 592.55 | 0.92 | 0.92 | 0.9 | 0.2 | 333.08 | 0 | 0 | 171.48 | 0.19901 | 0.056448 | 0.022 | 10.09 | System Off | 1 | 0
5963 | 5963 | 2012-09-05 10:59 | 20.62 | 34.89 | 34.89 | 20.62 | 880.07 | 827.75 | 326 | 14.06 | 867.75 | 0.92 | 0.95 | 0.93 | 0.3 | 509.09 | 0 | 0 | 256.49 | 0.20566 | 0.056448 | 0.033 | 10.12 | System Off | 1 | 0
5964 | 5964 | 2012-09-05 11:59 | 21.25 | 47.6 | 47.6 | 21.25 | 1621.76 | 1551.87 | 620 | 13.62 | 1568.29 | 0.9 | 0.99 | 0.97 | 0.56 | 951.29 | 0 | 0 | 489.24 | 0.22239 | 0.056448 | 0.062 | 10 | System Off | 1 | 0
5965 | 5965 | 2012-09-05 12:59 | 20.86 | 44.51 | 44.51 | 20.86 | 1528.28 | 1460.77 | 578 | 13.77 | 1480.32 | 0.92 | 0.99 | 0.96 | 0.53 | 963.58 | 0 | 0 | 455.58 | 0.21949 | 0.056448 | 0.057 | 9.86 | System Off | 1 | 0
5966 | 5966 | 2012-09-05 13:59 | 20.48 | 36.84 | 36.84 | 20.48 | 1110.48 | 1053.02 | 411 | 14.07 | 1086.22 | 0.92 | 0.97 | 0.95 | 0.38 | 773.66 | 0 | 0 | 323.25 | 0.20995 | 0.056448 | 0.041 | 9.98 | System Off | 1 | 0
5967 | 5967 | 2012-09-05 14:59 | 20.1 | 31.25 | 31.25 | 20.1 | 788.53 | 738.18 | 289 | 14.21 | 780.15 | 0.93 | 0.95 | 0.92 | 0.27 | 570.94 | 0 | 0 | 227.16 | 0.20291 | 0.056448 | 0.029 | 10.03 | System Off | 1 | 0
5968 | 5968 | 2012-09-05 15:59 | 19.11 | 24.72 | 24.72 | 19.11 | 384.58 | 342.35 | 141 | 14.21 | 390.63 | 0.85 | 0.88 | 0.86 | 0.12 | 265.3 | 0 | 0 | 110.96 | 0.19369 | 0.056448 | 0.014 | 9.93 | System Off | 1 | 0
5969 | 5969 | 2012-09-05 16:59 | 18.13 | 19.49 | 19.49 | 18.13 | 88.95 | 52.12 | 33 | 14.04 | 95.95 | 0.59 | 0.54 | 0.53 | 0.02 | 37.47 | 0 | 0 | 26.05 | 0.18974 | 0.056448 | 0.003 | 9.09 | System Off | 0 | 0
5970 | 5970 | 2012-09-05 17:59 | 17.14 | 17.14 | 17.14 | 17.14 | 0 | 0 | 0 | 0 | 0 | 0 | 0 | 0 | 0 | 0 | 0 | 0 | 0 | 0 | 0 | 0 | 0 | System Off | 0 | 0
5971 | 5971 | 2012-09-05 18:59 | 16.21 | 16.21 | 16.21 | 16.21 | 0 | 0 | 0 | 0 | 0 | 0 | 0 | 0 | 0 | 0 | 0 | 0 | 0 | 0 | 0 | 0 | 0 | System Off | 0 | 0
5972 | 5972 | 2012-09-05 19:59 | 15.28 | 15.28 | 15.28 | 15.28 | 0 | 0 | 0 | 0 | 0 | 0 | 0 | 0 | 0 | 0 | 0 | 0 | 0 | 0 | 0 | 0 | 0 | System Off | 0 | 0
5973 | 5973 | 2012-09-05 20:59 | 14.35 | 14.35 | 14.35 | 14.35 | 0 | 0 | 0 | 0 | 0 | 0 | 0 | 0 | 0 | 0 | 0 | 0 | 0 | 0 | 0 | 0 | 0 | System Off | 0 | 0
5974 | 5974 | 2012-09-05 21:59 | 13.89 | 13.89 | 13.89 | 13.89 | 0 | 0 | 0 | 0 | 0 | 0 | 0 | 0 | 0 | 0 | 0 | 0 | 0 | 0 | 0 | 0 | 0 | System Off | 0 | 0
5975 | 5975 | 2012-09-05 22:59 | 13.43 | 13.43 | 13.43 | 13.43 | 0 | 0 | 0 | 0 | 0 | 0 | 0 | 0 | 0 | 0 | 0 | 0 | 0 | 0 | 0 | 0 | 0 | System Off | 0 | 0
5976 | 5976 | 2012-09-05 23:59 | 12.96 | 12.96 | 12.96 | 12.96 | 0 | 0 | 0 | 0 | 0 | 0 | 0 | 0 | 0 | 0 | 0 | 0 | 0 | 0 | 0 | 0 | 0 | System Off | 0 | 0
5977 | 5977 | 2012-09-06 00:59 | 12.2 | 12.2 | 12.2 | 12.2 | 0 | 0 | 0 | 0 | 0 | 0 | 0 | 0 | 0 | 0 | 0 | 0 | 0 | 0 | 0 | 0 | 0 | System Off | 0 | 0
5978 | 5978 | 2012-09-06 01:59 | 11.44 | 11.44 | 11.44 | 11.44 | 0 | 0 | 0 | 0 | 0 | 0 | 0 | 0 | 0 | 0 | 0 | 0 | 0 | 0 | 0 | 0 | 0 | System Off | 0 | 0
5979 | 5979 | 2012-09-06 02:59 | 10.68 | 10.68 | 10.68 | 10.68 | 0 | 0 | 0 | 0 | 0 | 0 | 0 | 0 | 0 | 0 | 0 | 0 | 0 | 0 | 0 | 0 | 0 | System Off | 0 | 0
5980 | 5980 | 2012-09-06 03:59 | 10.8 | 10.8 | 10.8 | 10.8 | 0 | 0 | 0 | 0 | 0 | 0 | 0 | 0 | 0 | 0 | 0 | 0 | 0 | 0 | 0 | 0 | 0 | System Off | 0 | 0
5981 | 5981 | 2012-09-06 04:59 | 10.93 | 10.93 | 10.93 | 10.93 | 0 | 0 | 0 | 0 | 0 | 0 | 0 | 0 | 0 | 0 | 0 | 0 | 0 | 0 | 0 | 0 | 0 | System Off | 0 | 0
5982 | 5982 | 2012-09-06 05:59 | 11.05 | 14.57 | 14.57 | 11.05 | 190.2 | 151.58 | 68 | 14.57 | 197.93 | 0.73 | 0.77 | 0.75 | 0.05 | 210.97 | 0 | 0 | 53.28 | 0.18157 | 0.056448 | 0.007 | 10.29 | System Off | 1 | 0
5983 | 5983 | 2012-09-06 06:59 | 12.69 | 19.28 | 19.28 | 12.69 | 363.02 | 321.2 | 130 | 14.54 | 368.82 | 0.92 | 0.87 | 0.85 | 0.12 | 292.42 | 0 | 0 | 101.82 | 0.18704 | 0.056448 | 0.013 | 10 | System Off | 1 | 0
5984 | 5984 | 2012-09-06 07:59 | 14.33 | 25.52 | 25.52 | 14.33 | 617.5 | 570.7 | 223 | 14.42 | 615.79 | 0.94 | 0.93 | 0.91 | 0.21 | 408.53 | 0 | 0 | 174.73 | 0.19418 | 0.056448 | 0.023 | 10.31 | System Off | 1 | 0
5985 | 5985 | 2012-09-06 08:59 | 15.97 | 28.23 | 28.23 | 15.97 | 673.29 | 625.35 | 245 | 14.31 | 669.65 | 0.94 | 0.93 | 0.91 | 0.23 | 397.54 | 0 | 0 | 192.19 | 0.19456 | 0.056448 | 0.025 | 10.2 | System Off | 1 | 0
5986 | 5986 | 2012-09-06 09:59 | 16.75 | 27.96 | 27.96 | 16.75 | 592.26 | 545.97 | 216 | 14.28 | 591.92 | 0.92 | 0.92 | 0.9 | 0.2 | 332.86 | 0 | 0 | 169.54 | 0.19418 | 0.056448 | 0.022 | 10.19 | System Off | 1 | 0
5987 | 5987 | 2012-09-06 10:59 | 17.54 | 33.67 | 33.67 | 17.54 | 816.73 | 765.78 | 301 | 14.13 | 807.36 | 0.93 | 0.95 | 0.93 | 0.28 | 470.97 | 0 | 0 | 236.4 | 0.19977 | 0.056448 | 0.03 | 9.97 | System Off | 1 | 0
5988 | 5988 | 2012-09-06 11:59 | 18.33 | 50.05 | 50.05 | 18.33 | 1501.07 | 1434.24 | 581 | 13.46 | 1455.21 | 0.89 | 0.99 | 0.96 | 0.52 | 879.18 | 0 | 0 | 458.41 | 0.21581 | 0.056448 | 0.058 | 9.98 | System Off | 1 | 0
5989 | 5989 | 2012-09-06 12:59 | 18.61 | 48.62 | 48.62 | 18.61 | 1470.14 | 1404.09 | 566 | 13.53 | 1426.08 | 0.9 | 0.98 | 0.96 | 0.51 | 926.19 | 0 | 0 | 446.4 | 0.21543 | 0.056448 | 0.056 | 9.89 | System Off | 1 | 0
5990 | 5990 | 2012-09-06 13:59 | 18.9 | 42.53 | 42.53 | 18.9 | 1212.81 | 1152.98 | 458 | 13.79 | 1183.47 | 0.92 | 0.97 | 0.95 | 0.42 | 847.1 | 0 | 0 | 360.62 | 0.2101 | 0.056448 | 0.046 | 10.04 | System Off | 1 | 0
5991 | 5991 | 2012-09-06 14:59 | 19.19 | 33.68 | 33.68 | 19.19 | 770.1 | 720.14 | 285 | 14.07 | 763.01 | 0.91 | 0.94 | 0.92 | 0.26 | 556.99 | 0 | 0 | 224.11 | 0.20137 | 0.056448 | 0.029 | 10.18 | System Off | 1 | 0
5992 | 5992 | 2012-09-06 15:59 | 18.22 | 25.76 | 25.76 | 18.22 | 385.24 | 343 | 141 | 14.23 | 391.44 | 0.85 | 0.88 | 0.86 | 0.12 | 265.8 | 0 | 0 | 110.84 | 0.19555 | 0.056448 | 0.014 | 9.93 | System Off | 1 | 0
5993 | 5993 | 2012-09-06 16:59 | 17.25 | 19.73 | 19.73 | 17.25 | 115.36 | 78.06 | 43 | 13.97 | 123.03 | 0.69 | 0.63 | 0.62 | 0.03 | 56.12 | 0 | 0 | 33.96 | 0.18902 | 0.056448 | 0.004 | 9.3 | System Off | 0 | 0
5994 | 5994 | 2012-09-06 17:59 | 16.28 | 16.28 | 16.28 | 16.28 | 0 | 0 | 0 | 0 | 0 | 0 | 0 | 0 | 0 | 0 | 0 | 0 | 0 | 0 | 0 | 0 | 0 | System Off | 0 | 0
5995 | 5995 | 2012-09-06 18:59 | 15.92 | 15.92 | 15.92 | 15.92 | 0 | 0 | 0 | 0 | 0 | 0 | 0 | 0 | 0 | 0 | 0 | 0 | 0 | 0 | 0 | 0 | 0 | System Off | 0 | 0
5996 | 5996 | 2012-09-06 19:59 | 15.56 | 15.56 | 15.56 | 15.56 | 0 | 0 | 0 | 0 | 0 | 0 | 0 | 0 | 0 | 0 | 0 | 0 | 0 | 0 | 0 | 0 | 0 | System Off | 0 | 0
5997 | 5997 | 2012-09-06 20:59 | 15.19 | 15.19 | 15.19 | 15.19 | 0 | 0 | 0 | 0 | 0 | 0 | 0 | 0 | 0 | 0 | 0 | 0 | 0 | 0 | 0 | 0 | 0 | System Off | 0 | 0
5998 | 5998 | 2012-09-06 21:59 | 14.33 | 14.33 | 14.33 | 14.33 | 0 | 0 | 0 | 0 | 0 | 0 | 0 | 0 | 0 | 0 | 0 | 0 | 0 | 0 | 0 | 0 | 0 | System Off | 0 | 0
5999 | 5999 | 2012-09-06 22:59 | 13.47 | 13.47 | 13.47 | 13.47 | 0 | 0 | 0 | 0 | 0 | 0 | 0 | 0 | 0 | 0 | 0 | 0 | 0 | 0 | 0 | 0 | 0 | System Off | 0 | 0
6000 | 6000 | 2012-09-06 23:59 | 12.6 | 12.6 | 12.6 | 12.6 | 0 | 0 | 0 | 0 | 0 | 0 | 0 | 0 | 0 | 0 | 0 | 0 | 0 | 0 | 0 | 0 | 0 | System Off | 0 | 0
6001 | 6001 | 2012-09-07 00:59 | 11.26 | 11.26 | 11.26 | 11.26 | 0 | 0 | 0 | 0 | 0 | 0 | 0 | 0 | 0 | 0 | 0 | 0 | 0 | 0 | 0 | 0 | 0 | System Off | 0 | 0
6002 | 6002 | 2012-09-07 01:59 | 9.91 | 9.91 | 9.91 | 9.91 | 0 | 0 | 0 | 0 | 0 | 0 | 0 | 0 | 0 | 0 | 0 | 0 | 0 | 0 | 0 | 0 | 0 | System Off | 0 | 0
6003 | 6003 | 2012-09-07 02:59 | 8.57 | 8.57 | 8.57 | 8.57 | 0 | 0 | 0 | 0 | 0 | 0 | 0 | 0 | 0 | 0 | 0 | 0 | 0 | 0 | 0 | 0 | 0 | System Off | 0 | 0
6004 | 6004 | 2012-09-07 03:59 | 8.92 | 8.92 | 8.92 | 8.92 | 0 | 0 | 0 | 0 | 0 | 0 | 0 | 0 | 0 | 0 | 0 | 0 | 0 | 0 | 0 | 0 | 0 | System Off | 0 | 0
6005 | 6005 | 2012-09-07 04:59 | 9.27 | 9.27 | 9.27 | 9.27 | 0 | 0 | 0 | 0 | 0 | 0 | 0 | 0 | 0 | 0 | 0 | 0 | 0 | 0 | 0 | 0 | 0 | System Off | 0 | 0
6006 | 6006 | 2012-09-07 05:59 | 9.62 | 12.85 | 12.85 | 9.62 | 159.02 | 120.95 | 57 | 14.53 | 166.53 | 0.69 | 0.73 | 0.71 | 0.04 | 168.34 | 0 | 0 | 44.69 | 0.17903 | 0.056448 | 0.006 | 10.53 | System Off | 1 | 0
6007 | 6007 | 2012-09-07 06:59 | 12.61 | 20.96 | 20.96 | 12.61 | 452.03 | 408.51 | 162 | 14.53 | 455.61 | 0.92 | 0.9 | 0.88 | 0.15 | 371.9 | 0 | 0 | 126.84 | 0.18856 | 0.056448 | 0.016 | 9.88 | System Off | 1 | 0
6008 | 6008 | 2012-09-07 07:59 | 15.61 | 30.97 | 30.97 | 15.61 | 866.6 | 814.58 | 316 | 14.28 | 854.41 | 0.92 | 0.95 | 0.93 | 0.29 | 583.1 | 0 | 0 | 247.8 | 0.19771 | 0.056448 | 0.032 | 10.13 | System Off | 1 | 0
6009 | 6009 | 2012-09-07 08:59 | 18.6 | 41.44 | 41.44 | 18.6 | 1298.69 | 1236.82 | 487 | 13.89 | 1264.22 | 0.92 | 0.98 | 0.96 | 0.45 | 786.27 | 0 | 0 | 383.17 | 0.21116 | 0.056448 | 0.049 | 10.06 | System Off | 1 | 0
6010 | 6010 | 2012-09-07 09:59 | 19.76 | 48.27 | 48.27 | 19.76 | 1635.44 | 1565.19 | 627 | 13.59 | 1581.2 | 0.91 | 0.99 | 0.97 | 0.57 | 954.25 | 0 | 0 | 494.63 | 0.22045 | 0.056448 | 0.062 | 9.89 | System Off | 1 | 0
6011 | 6011 | 2012-09-07 10:59 | 20.92 | 52.23 | 52.23 | 20.92 | 1822.53 | 1747.37 | 708 | 13.41 | 1756.61 | 0.89 | 0.99 | 0.97 | 0.63 | 1074.67 | 0 | 0 | 559.51 | 0.22257 | 0.056448 | 0.07 | 9.89 | System Off | 1 | 0
6012 | 6012 | 2012-09-07 11:59 | 22.09 | 52.35 | 52.35 | 22.09 | 1808.82 | 1734.03 | 703 | 13.4 | 1743.77 | 0.9 | 0.99 | 0.97 | 0.63 | 1062.95 | 0 | 0 | 555.79 | 0.22414 | 0.056448 | 0.07 | 9.96 | System Off | 1 | 0
6013 | 6013 | 2012-09-07 12:59 | 22.36 | 48.18 | 48.18 | 22.36 | 1592.1 | 1522.97 | 610 | 13.59 | 1540.52 | 0.9 | 0.99 | 0.96 | 0.55 | 1004.61 | 0 | 0 | 481.59 | 0.22359 | 0.056448 | 0.061 | 10 | System Off | 1 | 0
6014 | 6014 | 2012-09-07 13:59 | 22.63 | 41.67 | 41.67 | 22.63 | 1213.45 | 1153.6 | 457 | 13.83 | 1183.95 | 0.92 | 0.97 | 0.95 | 0.42 | 847.56 | 0 | 0 | 360.28 | 0.21572 | 0.056448 | 0.046 | 10.07 | System Off | 1 | 0
6015 | 6015 | 2012-09-07 14:59 | 22.9 | 34.62 | 34.62 | 22.9 | 762.51 | 712.71 | 283 | 14.03 | 755.86 | 0.92 | 0.94 | 0.92 | 0.26 | 551.25 | 0 | 0 | 222.89 | 0.20677 | 0.056448 | 0.029 | 10.25 | System Off | 1 | 0
6016 | 6016 | 2012-09-07 15:59 | 21.09 | 27.08 | 27.08 | 21.09 | 363.99 | 322.16 | 135 | 14.04 | 370.89 | 0.89 | 0.87 | 0.85 | 0.12 | 249.65 | 0 | 0 | 106.44 | 0.19624 | 0.056448 | 0.014 | 10.37 | System Off | 1 | 0
6017 | 6017 | 2012-09-07 16:59 | 19.28 | 21.34 | 21.34 | 19.28 | 112.95 | 75.7 | 43 | 13.68 | 120.72 | 0.7 | 0.63 | 0.61 | 0.03 | 54.42 | 0 | 0 | 34.09 | 0.19192 | 0.056448 | 0.004 | 9.3 | System Off | 0 | 0
6018 | 6018 | 2012-09-07 17:59 | 17.47 | 17.47 | 17.47 | 17.47 | 0 | 0 | 0 | 0 | 0 | 0 | 0 | 0 | 0 | 0 | 0 | 0 | 0 | 0 | 0 | 0 | 0 | System Off | 0 | 0
6019 | 6019 | 2012-09-07 18:59 | 16.44 | 16.44 | 16.44 | 16.44 | 0 | 0 | 0 | 0 | 0 | 0 | 0 | 0 | 0 | 0 | 0 | 0 | 0 | 0 | 0 | 0 | 0 | System Off | 0 | 0
6020 | 6020 | 2012-09-07 19:59 | 15.4 | 15.4 | 15.4 | 15.4 | 0 | 0 | 0 | 0 | 0 | 0 | 0 | 0 | 0 | 0 | 0 | 0 | 0 | 0 | 0 | 0 | 0 | System Off | 0 | 0
6021 | 6021 | 2012-09-07 20:59 | 14.36 | 14.36 | 14.36 | 14.36 | 0 | 0 | 0 | 0 | 0 | 0 | 0 | 0 | 0 | 0 | 0 | 0 | 0 | 0 | 0 | 0 | 0 | System Off | 0 | 0
6022 | 6022 | 2012-09-07 21:59 | 14.13 | 14.13 | 14.13 | 14.13 | 0 | 0 | 0 | 0 | 0 | 0 | 0 | 0 | 0 | 0 | 0 | 0 | 0 | 0 | 0 | 0 | 0 | System Off | 0 | 0
6023 | 6023 | 2012-09-07 22:59 | 13.9 | 13.9 | 13.9 | 13.9 | 0 | 0 | 0 | 0 | 0 | 0 | 0 | 0 | 0 | 0 | 0 | 0 | 0 | 0 | 0 | 0 | 0 | System Off | 0 | 0
6024 | 6024 | 2012-09-07 23:59 | 13.66 | 13.66 | 13.66 | 13.66 | 0 | 0 | 0 | 0 | 0 | 0 | 0 | 0 | 0 | 0 | 0 | 0 | 0 | 0 | 0 | 0 | 0 | System Off | 0 | 0
6025 | 6025 | 2012-09-08 00:59 | 14.04 | 14.04 | 14.04 | 14.04 | 0 | 0 | 0 | 0 | 0 | 0 | 0 | 0 | 0 | 0 | 0 | 0 | 0 | 0 | 0 | 0 | 0 | System Off | 0 | 0
6026 | 6026 | 2012-09-08 01:59 | 14.42 | 14.42 | 14.42 | 14.42 | 0 | 0 | 0 | 0 | 0 | 0 | 0 | 0 | 0 | 0 | 0 | 0 | 0 | 0 | 0 | 0 | 0 | System Off | 0 | 0
6027 | 6027 | 2012-09-08 02:59 | 14.81 | 14.81 | 14.81 | 14.81 | 0 | 0 | 0 | 0 | 0 | 0 | 0 | 0 | 0 | 0 | 0 | 0 | 0 | 0 | 0 | 0 | 0 | System Off | 0 | 0
6028 | 6028 | 2012-09-08 03:59 | 14.55 | 14.55 | 14.55 | 14.55 | 0 | 0 | 0 | 0 | 0 | 0 | 0 | 0 | 0 | 0 | 0 | 0 | 0 | 0 | 0 | 0 | 0 | System Off | 0 | 0
6029 | 6029 | 2012-09-08 04:59 | 14.3 | 14.3 | 14.3 | 14.3 | 0 | 0 | 0 | 0 | 0 | 0 | 0 | 0 | 0 | 0 | 0 | 0 | 0 | 0 | 0 | 0 | 0 | System Off | 0 | 0
6030 | 6030 | 2012-09-08 05:59 | 14.04 | 17.31 | 17.31 | 14.04 | 153.16 | 115.2 | 56 | 14.24 | 161.08 | 0.71 | 0.72 | 0.7 | 0.04 | 160.33 | 0 | 0 | 44.06 | 0.18515 | 0.056448 | 0.006 | 10.71 | System Off | 1 | 0
6031 | 6031 | 2012-09-08 06:59 | 16.69 | 25.73 | 25.73 | 16.69 | 437.77 | 394.52 | 160 | 14.25 | 442.5 | 0.87 | 0.89 | 0.87 | 0.14 | 359.17 | 0 | 0 | 125.69 | 0.19433 | 0.056448 | 0.016 | 10 | System Off | 1 | 0
6032 | 6032 | 2012-09-08 07:59 | 19.33 | 37.09 | 37.09 | 19.33 | 838.24 | 786.83 | 314 | 13.9 | 828.36 | 0.89 | 0.95 | 0.93 | 0.28 | 563.24 | 0 | 0 | 247.2 | 0.20312 | 0.056448 | 0.032 | 10.19 | System Off | 1 | 0
6033 | 6033 | 2012-09-08 08:59 | 21.98 | 50.11 | 50.11 | 21.98 | 1244.19 | 1183.62 | 485 | 13.36 | 1213.9 | 0.89 | 0.98 | 0.95 | 0.43 | 752.44 | 0 | 0 | 383.39 | 0.2163 | 0.056448 | 0.049 | 10.1 | System Off | 1 | 0
6034 | 6034 | 2012-09-08 09:59 | 22.96 | 59.03 | 59.03 | 22.96 | 1575.49 | 1506.78 | 633 | 12.96 | 1525.66 | 0.85 | 0.99 | 0.96 | 0.54 | 918.64 | 0 | 0 | 501.92 | 0.22183 | 0.056448 | 0.063 | 9.95 | System Off | 1 | 0
6035 | 6035 | 2012-09-08 10:59 | 23.95 | 63.3 | 63.3 | 23.95 | 1714.62 | 1642.32 | 700 | 12.76 | 1656.14 | 0.84 | 0.99 | 0.97 | 0.59 | 1010.06 | 0 | 0 | 556.05 | 0.21457 | 0.056448 | 0.07 | 10 | System Off | 1 | 0
6036 | 6036 | 2012-09-08 11:59 | 24.94 | 63.53 | 63.53 | 24.94 | 1704.31 | 1632.28 | 697 | 12.74 | 1646.52 | 0.85 | 0.99 | 0.97 | 0.59 | 1000.58 | 0 | 0 | 553.97 | 0.21591 | 0.056448 | 0.069 | 9.9 | System Off | 1 | 0
6037 | 6037 | 2012-09-08 12:59 | 25 | 58.2 | 58.2 | 25 | 1515.55 | 1448.36 | 608 | 12.98 | 1469.49 | 0.86 | 0.99 | 0.96 | 0.52 | 955.4 | 0 | 0 | 482.41 | 0.22367 | 0.056448 | 0.061 | 10.03 | System Off | 1 | 0
6038 | 6038 | 2012-09-08 13:59 | 25.06 | 49.45 | 49.45 | 25.06 | 1156.63 | 1098.11 | 451 | 13.36 | 1131.36 | 0.89 | 0.97 | 0.95 | 0.4 | 806.78 | 0 | 0 | 356.95 | 0.21921 | 0.056448 | 0.045 | 9.98 | System Off | 1 | 0
6039 | 6039 | 2012-09-08 14:59 | 25.12 | 40.07 | 40.07 | 25.12 | 728.56 | 679.47 | 277 | 13.7 | 724.35 | 0.9 | 0.94 | 0.92 | 0.25 | 525.53 | 0 | 0 | 218.81 | 0.20982 | 0.056448 | 0.028 | 10.11 | System Off | 1 | 0
6040 | 6040 | 2012-09-08 15:59 | 23.4 | 30.44 | 30.44 | 23.4 | 354.91 | 313.25 | 133 | 13.9 | 362.54 | 0.82 | 0.86 | 0.84 | 0.11 | 242.75 | 0 | 0 | 105.01 | 0.19951 | 0.056448 | 0.014 | 10.53 | System Off | 1 | 0
6041 | 6041 | 2012-09-08 16:59 | 21.68 | 23.87 | 23.87 | 21.68 | 110.52 | 73.31 | 42 | 13.71 | 118.47 | 0.7 | 0.62 | 0.61 | 0.03 | 52.71 | 0 | 0 | 33.28 | 0.19533 | 0.056448 | 0.004 | 9.52 | System Off | 0 | 0
6042 | 6042 | 2012-09-08 17:59 | 19.96 | 19.96 | 19.96 | 19.96 | 0 | 0 | 0 | 0 | 0 | 0 | 0 | 0 | 0 | 0 | 0 | 0 | 0 | 0 | 0 | 0 | 0 | System Off | 0 | 0
6043 | 6043 | 2012-09-08 18:59 | 18.63 | 18.63 | 18.63 | 18.63 | 0 | 0 | 0 | 0 | 0 | 0 | 0 | 0 | 0 | 0 | 0 | 0 | 0 | 0 | 0 | 0 | 0 | System Off | 0 | 0
6044 | 6044 | 2012-09-08 19:59 | 17.3 | 17.3 | 17.3 | 17.3 | 0 | 0 | 0 | 0 | 0 | 0 | 0 | 0 | 0 | 0 | 0 | 0 | 0 | 0 | 0 | 0 | 0 | System Off | 0 | 0
6045 | 6045 | 2012-09-08 20:59 | 15.96 | 15.96 | 15.96 | 15.96 | 0 | 0 | 0 | 0 | 0 | 0 | 0 | 0 | 0 | 0 | 0 | 0 | 0 | 0 | 0 | 0 | 0 | System Off | 0 | 0
6046 | 6046 | 2012-09-08 21:59 | 15.54 | 15.54 | 15.54 | 15.54 | 0 | 0 | 0 | 0 | 0 | 0 | 0 | 0 | 0 | 0 | 0 | 0 | 0 | 0 | 0 | 0 | 0 | System Off | 0 | 0
6047 | 6047 | 2012-09-08 22:59 | 15.12 | 15.12 | 15.12 | 15.12 | 0 | 0 | 0 | 0 | 0 | 0 | 0 | 0 | 0 | 0 | 0 | 0 | 0 | 0 | 0 | 0 | 0 | System Off | 0 | 0
6048 | 6048 | 2012-09-08 23:59 | 14.69 | 14.69 | 14.69 | 14.69 | 0 | 0 | 0 | 0 | 0 | 0 | 0 | 0 | 0 | 0 | 0 | 0 | 0 | 0 | 0 | 0 | 0 | System Off | 0 | 0
6049 | 6049 | 2012-09-09 00:59 | 14.53 | 14.53 | 14.53 | 14.53 | 0 | 0 | 0 | 0 | 0 | 0 | 0 | 0 | 0 | 0 | 0 | 0 | 0 | 0 | 0 | 0 | 0 | System Off | 0 | 0
6050 | 6050 | 2012-09-09 01:59 | 14.36 | 14.36 | 14.36 | 14.36 | 0 | 0 | 0 | 0 | 0 | 0 | 0 | 0 | 0 | 0 | 0 | 0 | 0 | 0 | 0 | 0 | 0 | System Off | 0 | 0
6051 | 6051 | 2012-09-09 02:59 | 14.2 | 14.2 | 14.2 | 14.2 | 0 | 0 | 0 | 0 | 0 | 0 | 0 | 0 | 0 | 0 | 0 | 0 | 0 | 0 | 0 | 0 | 0 | System Off | 0 | 0
6052 | 6052 | 2012-09-09 03:59 | 14.25 | 14.25 | 14.25 | 14.25 | 0 | 0 | 0 | 0 | 0 | 0 | 0 | 0 | 0 | 0 | 0 | 0 | 0 | 0 | 0 | 0 | 0 | System Off | 0 | 0
6053 | 6053 | 2012-09-09 04:59 | 14.31 | 14.31 | 14.31 | 14.31 | 0 | 0 | 0 | 0 | 0 | 0 | 0 | 0 | 0 | 0 | 0 | 0 | 0 | 0 | 0 | 0 | 0 | System Off | 0 | 0
6054 | 6054 | 2012-09-09 05:59 | 14.36 | 17.16 | 17.16 | 14.36 | 146.05 | 108.21 | 54 | 14.09 | 153.9 | 0.74 | 0.7 | 0.69 | 0.04 | 150.61 | 0 | 0 | 42.58 | 0.1855 | 0.056448 | 0.006 | 11.11 | System Off | 1 | 0
6055 | 6055 | 2012-09-09 06:59 | 17.8 | 25.3 | 25.3 | 17.8 | 434.87 | 391.68 | 159 | 14.24 | 439.62 | 0.88 | 0.89 | 0.87 | 0.14 | 356.58 | 0 | 0 | 124.99 | 0.19589 | 0.056448 | 0.016 | 10.06 | System Off | 1 | 0
6056 | 6056 | 2012-09-09 07:59 | 21.25 | 35.02 | 35.02 | 21.25 | 837.05 | 785.67 | 310 | 14.06 | 826.89 | 0.9 | 0.95 | 0.93 | 0.28 | 562.41 | 0 | 0 | 243.92 | 0.20574 | 0.056448 | 0.031 | 10 | System Off | 1 | 0
6057 | 6057 | 2012-09-09 08:59 | 24.69 | 45.13 | 45.13 | 24.69 | 1260.34 | 1199.39 | 481 | 13.65 | 1228.51 | 0.89 | 0.98 | 0.95 | 0.43 | 762.47 | 0 | 0 | 379.95 | 0.22022 | 0.056448 | 0.048 | 9.98 | System Off | 1 | 0
6058 | 6058 | 2012-09-09 09:59 | 25.7 | 50.99 | 50.99 | 25.7 | 1573.49 | 1504.83 | 611 | 13.41 | 1523.18 | 0.88 | 0.99 | 0.96 | 0.54 | 917.45 | 0 | 0 | 483.6 | 0.22483 | 0.056448 | 0.061 | 9.98 | System Off | 1 | 0
6059 | 6059 | 2012-09-09 10:59 | 26.72 | 54.36 | 54.36 | 26.72 | 1744.3 | 1671.23 | 685 | 13.26 | 1683.44 | 0.88 | 0.99 | 0.97 | 0.6 | 1027.84 | 0 | 0 | 542.98 | 0.21787 | 0.056448 | 0.068 | 9.93 | System Off | 1 | 0
6060 | 6060 | 2012-09-09 11:59 | 27.74 | 53.65 | 53.65 | 27.74 | 1674.8 | 1603.54 | 656 | 13.3 | 1618.31 | 0.88 | 0.99 | 0.97 | 0.58 | 982.96 | 0 | 0 | 520 | 0.21789 | 0.056448 | 0.065 | 9.91 | System Off | 1 | 0
6061 | 6061 | 2012-09-09 12:59 | 27.66 | 50.31 | 50.31 | 27.66 | 1459.73 | 1393.94 | 566 | 13.43 | 1416.45 | 0.88 | 0.98 | 0.96 | 0.5 | 919.49 | 0 | 0 | 448.17 | 0.22546 | 0.056448 | 0.057 | 10.07 | System Off | 1 | 0
6062 | 6062 | 2012-09-09 13:59 | 27.59 | 45.26 | 45.26 | 27.59 | 1137.75 | 1079.66 | 436 | 13.59 | 1113.03 | 0.89 | 0.97 | 0.95 | 0.39 | 793.23 | 0 | 0 | 344.9 | 0.22229 | 0.056448 | 0.044 | 10.09 | System Off | 1 | 0
6063 | 6063 | 2012-09-09 14:59 | 27.52 | 38.77 | 38.77 | 27.52 | 717.23 | 668.38 | 272 | 13.73 | 713.36 | 0.88 | 0.94 | 0.91 | 0.24 | 516.96 | 0 | 0 | 215.06 | 0.21318 | 0.056448 | 0.028 | 10.29 | System Off | 1 | 0
6064 | 6064 | 2012-09-09 15:59 | 25.62 | 31.29 | 31.29 | 25.62 | 342.4 | 300.98 | 129 | 13.82 | 350.41 | 0.85 | 0.86 | 0.84 | 0.11 | 233.24 | 0 | 0 | 102 | 0.20256 | 0.056448 | 0.013 | 10.08 | System Off | 1 | 0
6065 | 6065 | 2012-09-09 16:59 | 23.71 | 25.53 | 25.53 | 23.71 | 101.7 | 64.64 | 39 | 13.58 | 109.58 | 0.5 | 0.59 | 0.58 | 0.02 | 46.48 | 0 | 0 | 30.96 | 0.19494 | 0.056448 | 0.004 | 10.26 | System Off | 0 | 0
6066 | 6066 | 2012-09-09 17:59 | 21.81 | 21.81 | 21.81 | 21.81 | 0 | 0 | 0 | 0 | 0 | 0 | 0 | 0 | 0 | 0 | 0 | 0 | 0 | 0 | 0 | 0 | 0 | System Off | 0 | 0
6067 | 6067 | 2012-09-09 18:59 | 20.89 | 20.89 | 20.89 | 20.89 | 0 | 0 | 0 | 0 | 0 | 0 | 0 | 0 | 0 | 0 | 0 | 0 | 0 | 0 | 0 | 0 | 0 | System Off | 0 | 0
6068 | 6068 | 2012-09-09 19:59 | 19.97 | 19.97 | 19.97 | 19.97 | 0 | 0 | 0 | 0 | 0 | 0 | 0 | 0 | 0 | 0 | 0 | 0 | 0 | 0 | 0 | 0 | 0 | System Off | 0 | 0
6069 | 6069 | 2012-09-09 20:59 | 19.05 | 19.05 | 19.05 | 19.05 | 0 | 0 | 0 | 0 | 0 | 0 | 0 | 0 | 0 | 0 | 0 | 0 | 0 | 0 | 0 | 0 | 0 | System Off | 0 | 0
6070 | 6070 | 2012-09-09 21:59 | 18.64 | 18.64 | 18.64 | 18.64 | 0 | 0 | 0 | 0 | 0 | 0 | 0 | 0 | 0 | 0 | 0 | 0 | 0 | 0 | 0 | 0 | 0 | System Off | 0 | 0
6071 | 6071 | 2012-09-09 22:59 | 18.22 | 18.22 | 18.22 | 18.22 | 0 | 0 | 0 | 0 | 0 | 0 | 0 | 0 | 0 | 0 | 0 | 0 | 0 | 0 | 0 | 0 | 0 | System Off | 0 | 0
6072 | 6072 | 2012-09-09 23:59 | 17.8 | 17.8 | 17.8 | 17.8 | 0 | 0 | 0 | 0 | 0 | 0 | 0 | 0 | 0 | 0 | 0 | 0 | 0 | 0 | 0 | 0 | 0 | System Off | 0 | 0
6073 | 6073 | 2012-09-10 00:59 | 17.26 | 17.26 | 17.26 | 17.26 | 0 | 0 | 0 | 0 | 0 | 0 | 0 | 0 | 0 | 0 | 0 | 0 | 0 | 0 | 0 | 0 | 0 | System Off | 0 | 0
6074 | 6074 | 2012-09-10 01:59 | 16.72 | 16.72 | 16.72 | 16.72 | 0 | 0 | 0 | 0 | 0 | 0 | 0 | 0 | 0 | 0 | 0 | 0 | 0 | 0 | 0 | 0 | 0 | System Off | 0 | 0
6075 | 6075 | 2012-09-10 02:59 | 16.18 | 16.18 | 16.18 | 16.18 | 0 | 0 | 0 | 0 | 0 | 0 | 0 | 0 | 0 | 0 | 0 | 0 | 0 | 0 | 0 | 0 | 0 | System Off | 0 | 0
6076 | 6076 | 2012-09-10 03:59 | 16.03 | 16.03 | 16.03 | 16.03 | 0 | 0 | 0 | 0 | 0 | 0 | 0 | 0 | 0 | 0 | 0 | 0 | 0 | 0 | 0 | 0 | 0 | System Off | 0 | 0
6077 | 6077 | 2012-09-10 04:59 | 15.89 | 15.89 | 15.89 | 15.89 | 0 | 0 | 0 | 0 | 0 | 0 | 0 | 0 | 0 | 0 | 0 | 0 | 0 | 0 | 0 | 0 | 0 | System Off | 0 | 0
6078 | 6078 | 2012-09-10 05:59 | 15.74 | 18.49 | 18.49 | 15.74 | 147.18 | 109.32 | 54 | 14.2 | 155.17 | 0.73 | 0.7 | 0.69 | 0.04 | 152.15 | 0 | 0 | 42.52 | 0.18744 | 0.056448 | 0.006 | 11.11 | System Off | 1 | 0
6079 | 6079 | 2012-09-10 06:59 | 18.21 | 23.53 | 23.53 | 18.21 | 281.39 | 241.1 | 104 | 14.09 | 289.39 | 0.86 | 0.83 | 0.81 | 0.09 | 219.5 | 0 | 0 | 81.95 | 0.1936 | 0.056448 | 0.011 | 10.58 | System Off | 1 | 0
6080 | 6080 | 2012-09-10 07:59 | 20.68 | 34.67 | 34.67 | 20.68 | 720.81 | 671.88 | 268 | 14.01 | 716.08 | 0.89 | 0.94 | 0.92 | 0.24 | 480.95 | 0 | 0 | 210.94 | 0.20267 | 0.056448 | 0.027 | 10.07 | System Off | 1 | 0
6081 | 6081 | 2012-09-10 08:59 | 23.15 | 47.22 | 47.22 | 23.15 | 1184.88 | 1125.7 | 457 | 13.5 | 1157.7 | 0.9 | 0.97 | 0.95 | 0.41 | 715.62 | 0 | 0 | 361.09 | 0.21657 | 0.056448 | 0.046 | 10.07 | System Off | 1 | 0
6082 | 6082 | 2012-09-10 09:59 | 24.49 | 53.84 | 53.84 | 24.49 | 1496.1 | 1429.4 | 589 | 13.23 | 1450.9 | 0.88 | 0.99 | 0.96 | 0.52 | 871.46 | 0 | 0 | 466.49 | 0.22179 | 0.056448 | 0.059 | 10.02 | System Off | 1 | 0
6083 | 6083 | 2012-09-10 10:59 | 25.83 | 44.67 | 44.67 | 25.83 | 1019.54 | 964.15 | 391 | 13.58 | 1001.36 | 0.89 | 0.96 | 0.94 | 0.35 | 592.97 | 0 | 0 | 309.11 | 0.2171 | 0.056448 | 0.039 | 9.97 | System Off | 1 | 0
6084 | 6084 | 2012-09-10 11:59 | 27.18 | 54.63 | 54.63 | 27.18 | 1533.48 | 1465.84 | 605 | 13.2 | 1485.98 | 0.88 | 0.99 | 0.96 | 0.53 | 898.55 | 0 | 0 | 479.72 | 0.2144 | 0.056448 | 0.06 | 9.92 | System Off | 1 | 0
6085 | 6085 | 2012-09-10 12:59 | 27.19 | 49.9 | 49.9 | 27.19 | 1321.98 | 1259.55 | 514 | 13.4 | 1287.04 | 0.89 | 0.98 | 0.95 | 0.46 | 830.85 | 0 | 0 | 407.05 | 0.22189 | 0.056448 | 0.052 | 10.12 | System Off | 1 | 0
6086 | 6086 | 2012-09-10 13:59 | 27.21 | 30.91 | 30.91 | 27.21 | 219.29 | 180.14 | 84 | 13.6 | 228.88 | 0.83 | 0.79 | 0.77 | 0.07 | 132.35 | 0 | 0 | 66.64 | 0.20248 | 0.056448 | 0.009 | 10.71 | System Off | 1 | 0
6087 | 6087 | 2012-09-10 14:59 | 27.23 | 37.54 | 37.54 | 27.23 | 643.23 | 595.91 | 243 | 13.79 | 642.36 | 0.9 | 0.93 | 0.91 | 0.22 | 460.9 | 0 | 0 | 192.04 | 0.21115 | 0.056448 | 0.025 | 10.29 | System Off | 1 | 0
6088 | 6088 | 2012-09-10 15:59 | 25.62 | 31.19 | 31.19 | 25.62 | 329.26 | 288.08 | 125 | 13.72 | 337.53 | 0.8 | 0.85 | 0.83 | 0.1 | 223.25 | 0 | 0 | 98.97 | 0.20236 | 0.056448 | 0.013 | 10.4 | System Off | 1 | 0
6089 | 6089 | 2012-09-10 16:59 | 24.01 | 24.28 | 24.28 | 24.01 | 13.84 | 0 | 5 | 14.42 | 16.43 | 0 | 0 | 0 | 0 | 0 | 0 | 0 | 3.93 | 0.19354 | 0.056448 | 0.001 | 20 | System Off | 0 | 0
6090 | 6090 | 2012-09-10 17:59 | 22.4 | 22.4 | 22.4 | 22.4 | 0 | 0 | 0 | 0 | 0 | 0 | 0 | 0 | 0 | 0 | 0 | 0 | 0 | 0 | 0 | 0 | 0 | System Off | 0 | 0
6091 | 6091 | 2012-09-10 18:59 | 21.67 | 21.67 | 21.67 | 21.67 | 0 | 0 | 0 | 0 | 0 | 0 | 0 | 0 | 0 | 0 | 0 | 0 | 0 | 0 | 0 | 0 | 0 | System Off | 0 | 0
6092 | 6092 | 2012-09-10 19:59 | 20.94 | 20.94 | 20.94 | 20.94 | 0 | 0 | 0 | 0 | 0 | 0 | 0 | 0 | 0 | 0 | 0 | 0 | 0 | 0 | 0 | 0 | 0 | System Off | 0 | 0
6093 | 6093 | 2012-09-10 20:59 | 20.21 | 20.21 | 20.21 | 20.21 | 0 | 0 | 0 | 0 | 0 | 0 | 0 | 0 | 0 | 0 | 0 | 0 | 0 | 0 | 0 | 0 | 0 | System Off | 0 | 0
6094 | 6094 | 2012-09-10 21:59 | 19.95 | 19.95 | 19.95 | 19.95 | 0 | 0 | 0 | 0 | 0 | 0 | 0 | 0 | 0 | 0 | 0 | 0 | 0 | 0 | 0 | 0 | 0 | System Off | 0 | 0
6095 | 6095 | 2012-09-10 22:59 | 19.68 | 19.68 | 19.68 | 19.68 | 0 | 0 | 0 | 0 | 0 | 0 | 0 | 0 | 0 | 0 | 0 | 0 | 0 | 0 | 0 | 0 | 0 | System Off | 0 | 0
6096 | 6096 | 2012-09-10 23:59 | 19.41 | 19.41 | 19.41 | 19.41 | 0 | 0 | 0 | 0 | 0 | 0 | 0 | 0 | 0 | 0 | 0 | 0 | 0 | 0 | 0 | 0 | 0 | System Off | 0 | 0
6097 | 6097 | 2012-09-11 00:59 | 19.09 | 19.09 | 19.09 | 19.09 | 0 | 0 | 0 | 0 | 0 | 0 | 0 | 0 | 0 | 0 | 0 | 0 | 0 | 0 | 0 | 0 | 0 | System Off | 0 | 0
6098 | 6098 | 2012-09-11 01:59 | 18.77 | 18.77 | 18.77 | 18.77 | 0 | 0 | 0 | 0 | 0 | 0 | 0 | 0 | 0 | 0 | 0 | 0 | 0 | 0 | 0 | 0 | 0 | System Off | 0 | 0
6099 | 6099 | 2012-09-11 02:59 | 18.45 | 18.45 | 18.45 | 18.45 | 0 | 0 | 0 | 0 | 0 | 0 | 0 | 0 | 0 | 0 | 0 | 0 | 0 | 0 | 0 | 0 | 0 | System Off | 0 | 0
6100 | 6100 | 2012-09-11 03:59 | 18.56 | 18.56 | 18.56 | 18.56 | 0 | 0 | 0 | 0 | 0 | 0 | 0 | 0 | 0 | 0 | 0 | 0 | 0 | 0 | 0 | 0 | 0 | System Off | 0 | 0
6101 | 6101 | 2012-09-11 04:59 | 18.67 | 18.67 | 18.67 | 18.67 | 0 | 0 | 0 | 0 | 0 | 0 | 0 | 0 | 0 | 0 | 0 | 0 | 0 | 0 | 0 | 0 | 0 | System Off | 0 | 0
6102 | 6102 | 2012-09-11 05:59 | 18.78 | 19.48 | 19.48 | 18.78 | 36.13 | 0.21 | 14 | 13.44 | 40.64 | 0 | 0.01 | 0.01 | 0 | 0.3 | 0 | 0 | 11.14 | 0.18967 | 0.056448 | 0.001 | 7.14 | System Off | 0 | 0
6103 | 6103 | 2012-09-11 06:59 | 19.18 | 22.74 | 22.74 | 19.18 | 206.27 | 167.36 | 77 | 13.95 | 214.88 | 0.78 | 0.78 | 0.76 | 0.06 | 152.36 | 0 | 0 | 60.81 | 0.19358 | 0.056448 | 0.008 | 10.39 | System Off | 1 | 0
6104 | 6104 | 2012-09-11 07:59 | 19.59 | 30.39 | 30.39 | 19.59 | 674.06 | 626.1 | 247 | 14.21 | 670.72 | 0.93 | 0.93 | 0.91 | 0.23 | 448.19 | 0 | 0 | 194.11 | 0.19994 | 0.056448 | 0.025 | 10.12 | System Off | 1 | 0
6105 | 6105 | 2012-09-11 08:59 | 19.99 | 28.07 | 28.07 | 19.99 | 528.08 | 483.07 | 194 | 14.18 | 530.16 | 0.88 | 0.91 | 0.89 | 0.17 | 307.09 | 0 | 0 | 152.64 | 0.19775 | 0.056448 | 0.02 | 10.31 | System Off | 1 | 0
6106 | 6106 | 2012-09-11 09:59 | 19.95 | 25.75 | 25.75 | 19.95 | 376.47 | 334.4 | 138 | 14.21 | 382.89 | 0.86 | 0.87 | 0.85 | 0.12 | 203.88 | 0 | 0 | 108.59 | 0.19474 | 0.056448 | 0.014 | 10.14 | System Off | 1 | 0
6107 | 6107 | 2012-09-11 10:59 | 19.91 | 25.64 | 25.64 | 19.91 | 371.85 | 329.87 | 137 | 14.14 | 378.37 | 0.87 | 0.87 | 0.85 | 0.12 | 202.88 | 0 | 0 | 107.9 | 0.19464 | 0.056448 | 0.014 | 10.22 | System Off | 1 | 0
6108 | 6108 | 2012-09-11 11:59 | 19.87 | 36.22 | 36.22 | 19.87 | 1064.92 | 1008.5 | 394 | 14.08 | 1043.13 | 0.91 | 0.97 | 0.94 | 0.36 | 618.21 | 0 | 0 | 309.82 | 0.20813 | 0.056448 | 0.04 | 10.15 | System Off | 1 | 0
6109 | 6109 | 2012-09-11 12:59 | 19.32 | 25.2 | 25.2 | 19.32 | 408.61 | 365.93 | 149 | 14.28 | 414.1 | 0.87 | 0.88 | 0.86 | 0.13 | 241.38 | 0 | 0 | 117.14 | 0.1944 | 0.056448 | 0.015 | 10.07 | System Off | 1 | 0
6110 | 6110 | 2012-09-11 13:59 | 18.78 | 20.69 | 20.69 | 18.78 | 137.05 | 99.38 | 51 | 14 | 145.16 | 0.77 | 0.68 | 0.67 | 0.04 | 73.01 | 0 | 0 | 40.28 | 0.19162 | 0.056448 | 0.005 | 9.8 | System Off | 1 | 0
6111 | 6111 | 2012-09-11 14:59 | 18.24 | 19.3 | 19.3 | 18.24 | 79.43 | 42.76 | 30 | 13.79 | 86.11 | 0.66 | 0.5 | 0.49 | 0.02 | 33.07 | 0 | 0 | 23.76 | 0.18975 | 0.056448 | 0.003 | 10 | System Off | 0 | 0
6112 | 6112 | 2012-09-11 15:59 | 17.27 | 19.19 | 19.19 | 17.27 | 137.99 | 100.3 | 51 | 14.09 | 145.97 | 0.77 | 0.69 | 0.67 | 0.04 | 77.73 | 0 | 0 | 40.23 | 0.18946 | 0.056448 | 0.005 | 9.8 | System Off | 1 | 0
6113 | 6113 | 2012-09-11 16:59 | 16.29 | 16.49 | 16.49 | 16.29 | 12.29 | 0 | 5 | 12.8 | 14.5 | 0 | 0 | 0 | 0 | 0 | 0 | 0 | 4.01 | 0.18567 | 0.056448 | 0.001 | 20 | System Off | 0 | 0
6114 | 6114 | 2012-09-11 17:59 | 15.32 | 15.32 | 15.32 | 15.32 | 0 | 0 | 0 | 0 | 0 | 0 | 0 | 0 | 0 | 0 | 0 | 0 | 0 | 0 | 0 | 0 | 0 | System Off | 0 | 0
6115 | 6115 | 2012-09-11 18:59 | 14.79 | 14.79 | 14.79 | 14.79 | 0 | 0 | 0 | 0 | 0 | 0 | 0 | 0 | 0 | 0 | 0 | 0 | 0 | 0 | 0 | 0 | 0 | System Off | 0 | 0
6116 | 6116 | 2012-09-11 19:59 | 14.26 | 14.26 | 14.26 | 14.26 | 0 | 0 | 0 | 0 | 0 | 0 | 0 | 0 | 0 | 0 | 0 | 0 | 0 | 0 | 0 | 0 | 0 | System Off | 0 | 0
6117 | 6117 | 2012-09-11 20:59 | 13.72 | 13.72 | 13.72 | 13.72 | 0 | 0 | 0 | 0 | 0 | 0 | 0 | 0 | 0 | 0 | 0 | 0 | 0 | 0 | 0 | 0 | 0 | System Off | 0 | 0
6118 | 6118 | 2012-09-11 21:59 | 13.44 | 13.44 | 13.44 | 13.44 | 0 | 0 | 0 | 0 | 0 | 0 | 0 | 0 | 0 | 0 | 0 | 0 | 0 | 0 | 0 | 0 | 0 | System Off | 0 | 0
6119 | 6119 | 2012-09-11 22:59 | 13.16 | 13.16 | 13.16 | 13.16 | 0 | 0 | 0 | 0 | 0 | 0 | 0 | 0 | 0 | 0 | 0 | 0 | 0 | 0 | 0 | 0 | 0 | System Off | 0 | 0
6120 | 6120 | 2012-09-11 23:59 | 12.87 | 12.87 | 12.87 | 12.87 | 0 | 0 | 0 | 0 | 0 | 0 | 0 | 0 | 0 | 0 | 0 | 0 | 0 | 0 | 0 | 0 | 0 | System Off | 0 | 0
6121 | 6121 | 2012-09-12 00:59 | 12.33 | 12.33 | 12.33 | 12.33 | 0 | 0 | 0 | 0 | 0 | 0 | 0 | 0 | 0 | 0 | 0 | 0 | 0 | 0 | 0 | 0 | 0 | System Off | 0 | 0
6122 | 6122 | 2012-09-12 01:59 | 11.78 | 11.78 | 11.78 | 11.78 | 0 | 0 | 0 | 0 | 0 | 0 | 0 | 0 | 0 | 0 | 0 | 0 | 0 | 0 | 0 | 0 | 0 | System Off | 0 | 0
6123 | 6123 | 2012-09-12 02:59 | 11.24 | 11.24 | 11.24 | 11.24 | 0 | 0 | 0 | 0 | 0 | 0 | 0 | 0 | 0 | 0 | 0 | 0 | 0 | 0 | 0 | 0 | 0 | System Off | 0 | 0
6124 | 6124 | 2012-09-12 03:59 | 11.14 | 11.14 | 11.14 | 11.14 | 0 | 0 | 0 | 0 | 0 | 0 | 0 | 0 | 0 | 0 | 0 | 0 | 0 | 0 | 0 | 0 | 0 | System Off | 0 | 0
6125 | 6125 | 2012-09-12 04:59 | 11.04 | 11.04 | 11.04 | 11.04 | 0 | 0 | 0 | 0 | 0 | 0 | 0 | 0 | 0 | 0 | 0 | 0 | 0 | 0 | 0 | 0 | 0 | System Off | 0 | 0
6126 | 6126 | 2012-09-12 05:59 | 10.94 | 12.66 | 12.66 | 10.94 | 98.66 | 61.66 | 36 | 14.27 | 105.39 | 0.55 | 0.59 | 0.57 | 0.02 | 85.81 | 0 | 0 | 28.33 | 0.1798 | 0.056448 | 0.004 | 11.11 | System Off | 1 | 0
6127 | 6127 | 2012-09-12 06:59 | 11.49 | 16.85 | 16.85 | 11.49 | 332.58 | 291.34 | 118 | 14.68 | 338.75 | 0.93 | 0.86 | 0.84 | 0.11 | 265.23 | 0 | 0 | 92.3 | 0.18472 | 0.056448 | 0.012 | 10.17 | System Off | 1 | 0
6128 | 6128 | 2012-09-12 07:59 | 12.04 | 22.47 | 22.47 | 12.04 | 683.52 | 635.36 | 243 | 14.65 | 678.59 | 0.95 | 0.94 | 0.92 | 0.23 | 454.81 | 0 | 0 | 189.93 | 0.19189 | 0.056448 | 0.024 | 9.88 | System Off | 1 | 0
6129 | 6129 | 2012-09-12 08:59 | 12.59 | 23.04 | 23.04 | 12.59 | 714.44 | 665.65 | 254 | 14.65 | 708.25 | 0.94 | 0.94 | 0.92 | 0.24 | 423.16 | 0 | 0 | 198.54 | 0.19325 | 0.056448 | 0.026 | 10.24 | System Off | 1 | 0
6130 | 6130 | 2012-09-12 09:59 | 12.89 | 22.16 | 22.16 | 12.89 | 625.61 | 578.65 | 222 | 14.68 | 623.06 | 0.94 | 0.93 | 0.91 | 0.21 | 352.78 | 0 | 0 | 173.51 | 0.19203 | 0.056448 | 0.022 | 9.91 | System Off | 1 | 0
6131 | 6131 | 2012-09-12 10:59 | 13.19 | 29.57 | 29.57 | 13.19 | 1093.53 | 1036.46 | 393 | 14.49 | 1069.34 | 0.94 | 0.97 | 0.95 | 0.37 | 637.44 | 0 | 0 | 307.4 | 0.19811 | 0.056448 | 0.039 | 9.92 | System Off | 1 | 0
6132 | 6132 | 2012-09-12 11:59 | 13.49 | 20.81 | 20.81 | 13.49 | 482.65 | 438.54 | 172 | 14.62 | 485.22 | 0.93 | 0.9 | 0.88 | 0.16 | 268.82 | 0 | 0 | 134.59 | 0.19033 | 0.056448 | 0.017 | 9.88 | System Off | 1 | 0
6133 | 6133 | 2012-09-12 12:59 | 13.63 | 25.83 | 25.83 | 13.63 | 822.23 | 771.16 | 294 | 14.57 | 811.45 | 0.95 | 0.95 | 0.93 | 0.28 | 508.69 | 0 | 0 | 229.96 | 0.19682 | 0.056448 | 0.029 | 9.86 | System Off | 1 | 0
6134 | 6134 | 2012-09-12 13:59 | 13.77 | 21.25 | 21.25 | 13.77 | 511.39 | 466.72 | 182 | 14.63 | 513.04 | 0.93 | 0.91 | 0.89 | 0.17 | 342.9 | 0 | 0 | 142.38 | 0.19124 | 0.056448 | 0.018 | 9.89 | System Off | 1 | 0
6135 | 6135 | 2012-09-12 14:59 | 13.92 | 23.86 | 23.86 | 13.92 | 696.77 | 648.34 | 249 | 14.57 | 691.49 | 0.92 | 0.94 | 0.92 | 0.23 | 501.46 | 0 | 0 | 194.85 | 0.19492 | 0.056448 | 0.025 | 10.04 | System Off | 1 | 0
6136 | 6136 | 2012-09-12 15:59 | 13.35 | 18.41 | 18.41 | 13.35 | 326.85 | 285.71 | 117 | 14.55 | 333.34 | 0.85 | 0.86 | 0.84 | 0.1 | 221.41 | 0 | 0 | 91.68 | 0.18731 | 0.056448 | 0.012 | 10.26 | System Off | 1 | 0
6137 | 6137 | 2012-09-12 16:59 | 12.78 | 14.34 | 14.34 | 12.78 | 89.07 | 52.24 | 33 | 14.06 | 95.68 | 0.6 | 0.55 | 0.53 | 0.02 | 37.56 | 0 | 0 | 26.04 | 0.1822 | 0.056448 | 0.003 | 9.09 | System Off | 0 | 0
6138 | 6138 | 2012-09-12 17:59 | 12.21 | 12.21 | 12.21 | 12.21 | 0 | 0 | 0 | 0 | 0 | 0 | 0 | 0 | 0 | 0 | 0 | 0 | 0 | 0 | 0 | 0 | 0 | System Off | 0 | 0
6139 | 6139 | 2012-09-12 18:59 | 11.4 | 11.4 | 11.4 | 11.4 | 0 | 0 | 0 | 0 | 0 | 0 | 0 | 0 | 0 | 0 | 0 | 0 | 0 | 0 | 0 | 0 | 0 | System Off | 0 | 0
6140 | 6140 | 2012-09-12 19:59 | 10.59 | 10.59 | 10.59 | 10.59 | 0 | 0 | 0 | 0 | 0 | 0 | 0 | 0 | 0 | 0 | 0 | 0 | 0 | 0 | 0 | 0 | 0 | System Off | 0 | 0
6141 | 6141 | 2012-09-12 20:59 | 9.78 | 9.78 | 9.78 | 9.78 | 0 | 0 | 0 | 0 | 0 | 0 | 0 | 0 | 0 | 0 | 0 | 0 | 0 | 0 | 0 | 0 | 0 | System Off | 0 | 0
6142 | 6142 | 2012-09-12 21:59 | 9.98 | 9.98 | 9.98 | 9.98 | 0 | 0 | 0 | 0 | 0 | 0 | 0 | 0 | 0 | 0 | 0 | 0 | 0 | 0 | 0 | 0 | 0 | System Off | 0 | 0
6143 | 6143 | 2012-09-12 22:59 | 10.17 | 10.17 | 10.17 | 10.17 | 0 | 0 | 0 | 0 | 0 | 0 | 0 | 0 | 0 | 0 | 0 | 0 | 0 | 0 | 0 | 0 | 0 | System Off | 0 | 0
6144 | 6144 | 2012-09-12 23:59 | 10.36 | 10.36 | 10.36 | 10.36 | 0 | 0 | 0 | 0 | 0 | 0 | 0 | 0 | 0 | 0 | 0 | 0 | 0 | 0 | 0 | 0 | 0 | System Off | 0 | 0
6145 | 6145 | 2012-09-13 00:59 | 9.99 | 9.99 | 9.99 | 9.99 | 0 | 0 | 0 | 0 | 0 | 0 | 0 | 0 | 0 | 0 | 0 | 0 | 0 | 0 | 0 | 0 | 0 | System Off | 0 | 0
6146 | 6146 | 2012-09-13 01:59 | 9.62 | 9.62 | 9.62 | 9.62 | 0 | 0 | 0 | 0 | 0 | 0 | 0 | 0 | 0 | 0 | 0 | 0 | 0 | 0 | 0 | 0 | 0 | System Off | 0 | 0
6147 | 6147 | 2012-09-13 02:59 | 9.25 | 9.25 | 9.25 | 9.25 | 0 | 0 | 0 | 0 | 0 | 0 | 0 | 0 | 0 | 0 | 0 | 0 | 0 | 0 | 0 | 0 | 0 | System Off | 0 | 0
6148 | 6148 | 2012-09-13 03:59 | 9.34 | 9.34 | 9.34 | 9.34 | 0 | 0 | 0 | 0 | 0 | 0 | 0 | 0 | 0 | 0 | 0 | 0 | 0 | 0 | 0 | 0 | 0 | System Off | 0 | 0
6149 | 6149 | 2012-09-13 04:59 | 9.44 | 9.44 | 9.44 | 9.44 | 0 | 0 | 0 | 0 | 0 | 0 | 0 | 0 | 0 | 0 | 0 | 0 | 0 | 0 | 0 | 0 | 0 | System Off | 0 | 0
6150 | 6150 | 2012-09-13 05:59 | 9.54 | 12.34 | 12.34 | 9.54 | 152.72 | 114.77 | 55 | 14.46 | 160.15 | 0.72 | 0.72 | 0.7 | 0.04 | 159.73 | 0 | 0 | 43.16 | 0.17882 | 0.056448 | 0.006 | 10.91 | System Off | 1 | 0
6151 | 6151 | 2012-09-13 06:59 | 10.92 | 13.18 | 13.18 | 10.92 | 120.03 | 82.66 | 44 | 14.21 | 127.21 | 0.68 | 0.65 | 0.64 | 0.03 | 75.25 | 0 | 0 | 34.65 | 0.18018 | 0.056448 | 0.005 | 11.36 | System Off | 1 | 0
6152 | 6152 | 2012-09-13 07:59 | 12.31 | 18.22 | 18.22 | 12.31 | 315.09 | 274.18 | 113 | 14.52 | 321.8 | 0.88 | 0.85 | 0.83 | 0.1 | 196.27 | 0 | 0 | 88.54 | 0.18563 | 0.056448 | 0.011 | 9.73 | System Off | 1 | 0
6153 | 6153 | 2012-09-13 08:59 | 13.69 | 23.94 | 23.94 | 13.69 | 535.08 | 489.93 | 193 | 14.44 | 536.29 | 0.93 | 0.91 | 0.89 | 0.18 | 311.45 | 0 | 0 | 151.21 | 0.19171 | 0.056448 | 0.02 | 10.36 | System Off | 1 | 0
6154 | 6154 | 2012-09-13 09:59 | 14.46 | 22.65 | 22.65 | 14.46 | 427.73 | 384.69 | 154 | 14.47 | 432.28 | 0.9 | 0.89 | 0.87 | 0.14 | 234.53 | 0 | 0 | 120.68 | 0.19079 | 0.056448 | 0.016 | 10.39 | System Off | 1 | 0
6155 | 6155 | 2012-09-13 10:59 | 15.23 | 26.58 | 26.58 | 15.23 | 594.16 | 547.83 | 215 | 14.39 | 593.53 | 0.93 | 0.92 | 0.9 | 0.2 | 336.93 | 0 | 0 | 168.5 | 0.19507 | 0.056448 | 0.022 | 10.23 | System Off | 1 | 0
6156 | 6156 | 2012-09-13 11:59 | 16 | 21.67 | 21.67 | 16 | 295.95 | 255.4 | 108 | 14.27 | 303.47 | 0.83 | 0.84 | 0.82 | 0.09 | 156.56 | 0 | 0 | 84.9 | 0.19062 | 0.056448 | 0.011 | 10.19 | System Off | 1 | 0
6157 | 6157 | 2012-09-13 12:59 | 15.88 | 20.85 | 20.85 | 15.88 | 260.79 | 220.89 | 95 | 14.3 | 268.73 | 0.84 | 0.82 | 0.8 | 0.08 | 145.7 | 0 | 0 | 74.67 | 0.18977 | 0.056448 | 0.01 | 10.53 | System Off | 1 | 0
6158 | 6158 | 2012-09-13 13:59 | 15.76 | 19.43 | 19.43 | 15.76 | 192.57 | 153.9 | 71 | 14.13 | 200.82 | 0.84 | 0.77 | 0.75 | 0.06 | 113.07 | 0 | 0 | 55.95 | 0.18836 | 0.056448 | 0.007 | 9.86 | System Off | 1 | 0
6159 | 6159 | 2012-09-13 14:59 | 15.65 | 21.49 | 21.49 | 15.65 | 311.91 | 271.06 | 113 | 14.38 | 319.14 | 0.88 | 0.85 | 0.83 | 0.1 | 209.65 | 0 | 0 | 88.71 | 0.19038 | 0.056448 | 0.012 | 10.62 | System Off | 1 | 0
6160 | 6160 | 2012-09-13 15:59 | 14.87 | 19.03 | 19.03 | 14.87 | 222.54 | 183.34 | 81 | 14.31 | 230.62 | 0.86 | 0.79 | 0.78 | 0.07 | 142.07 | 0 | 0 | 63.67 | 0.18761 | 0.056448 | 0.008 | 9.88 | System Off | 1 | 0
6161 | 6161 | 2012-09-13 16:59 | 14.09 | 15.49 | 15.49 | 14.09 | 71.18 | 34.65 | 26 | 14.26 | 77.29 | 0.37 | 0.45 | 0.44 | 0.01 | 24.92 | 0 | 0 | 20.46 | 0.18367 | 0.056448 | 0.003 | 11.54 | System Off | 0 | 0
6162 | 6162 | 2012-09-13 17:59 | 13.31 | 13.31 | 13.31 | 13.31 | 0 | 0 | 0 | 0 | 0 | 0 | 0 | 0 | 0 | 0 | 0 | 0 | 0 | 0 | 0 | 0 | 0 | System Off | 0 | 0
6163 | 6163 | 2012-09-13 18:59 | 12.57 | 12.57 | 12.57 | 12.57 | 0 | 0 | 0 | 0 | 0 | 0 | 0 | 0 | 0 | 0 | 0 | 0 | 0 | 0 | 0 | 0 | 0 | System Off | 0 | 0
6164 | 6164 | 2012-09-13 19:59 | 11.83 | 11.83 | 11.83 | 11.83 | 0 | 0 | 0 | 0 | 0 | 0 | 0 | 0 | 0 | 0 | 0 | 0 | 0 | 0 | 0 | 0 | 0 | System Off | 0 | 0
6165 | 6165 | 2012-09-13 20:59 | 11.09 | 11.09 | 11.09 | 11.09 | 0 | 0 | 0 | 0 | 0 | 0 | 0 | 0 | 0 | 0 | 0 | 0 | 0 | 0 | 0 | 0 | 0 | System Off | 0 | 0
6166 | 6166 | 2012-09-13 21:59 | 10.57 | 10.57 | 10.57 | 10.57 | 0 | 0 | 0 | 0 | 0 | 0 | 0 | 0 | 0 | 0 | 0 | 0 | 0 | 0 | 0 | 0 | 0 | System Off | 0 | 0
6167 | 6167 | 2012-09-13 22:59 | 10.05 | 10.05 | 10.05 | 10.05 | 0 | 0 | 0 | 0 | 0 | 0 | 0 | 0 | 0 | 0 | 0 | 0 | 0 | 0 | 0 | 0 | 0 | System Off | 0 | 0
6168 | 6168 | 2012-09-13 23:59 | 9.52 | 9.52 | 9.52 | 9.52 | 0 | 0 | 0 | 0 | 0 | 0 | 0 | 0 | 0 | 0 | 0 | 0 | 0 | 0 | 0 | 0 | 0 | System Off | 0 | 0
6169 | 6169 | 2012-09-14 00:59 | 9.74 | 9.74 | 9.74 | 9.74 | 0 | 0 | 0 | 0 | 0 | 0 | 0 | 0 | 0 | 0 | 0 | 0 | 0 | 0 | 0 | 0 | 0 | System Off | 0 | 0
6170 | 6170 | 2012-09-14 01:59 | 9.96 | 9.96 | 9.96 | 9.96 | 0 | 0 | 0 | 0 | 0 | 0 | 0 | 0 | 0 | 0 | 0 | 0 | 0 | 0 | 0 | 0 | 0 | System Off | 0 | 0
6171 | 6171 | 2012-09-14 02:59 | 10.19 | 10.19 | 10.19 | 10.19 | 0 | 0 | 0 | 0 | 0 | 0 | 0 | 0 | 0 | 0 | 0 | 0 | 0 | 0 | 0 | 0 | 0 | System Off | 0 | 0
6172 | 6172 | 2012-09-14 03:59 | 10.42 | 10.42 | 10.42 | 10.42 | 0 | 0 | 0 | 0 | 0 | 0 | 0 | 0 | 0 | 0 | 0 | 0 | 0 | 0 | 0 | 0 | 0 | System Off | 0 | 0
6173 | 6173 | 2012-09-14 04:59 | 10.66 | 10.66 | 10.66 | 10.66 | 0 | 0 | 0 | 0 | 0 | 0 | 0 | 0 | 0 | 0 | 0 | 0 | 0 | 0 | 0 | 0 | 0 | System Off | 0 | 0
6174 | 6174 | 2012-09-14 05:59 | 10.9 | 13.29 | 13.29 | 10.9 | 143.86 | 106.06 | 52 | 14.41 | 151.32 | 0.76 | 0.7 | 0.69 | 0.04 | 147.62 | 0 | 0 | 40.84 | 0.18055 | 0.056448 | 0.005 | 9.62 | System Off | 1 | 0
6175 | 6175 | 2012-09-14 06:59 | 12.36 | 18.59 | 18.59 | 12.36 | 418.14 | 375.27 | 149 | 14.62 | 422.38 | 0.94 | 0.89 | 0.87 | 0.14 | 341.64 | 0 | 0 | 116.62 | 0.18754 | 0.056448 | 0.015 | 10.07 | System Off | 1 | 0
6176 | 6176 | 2012-09-14 07:59 | 13.82 | 25.5 | 25.5 | 13.82 | 829.14 | 777.93 | 296 | 14.59 | 817.99 | 0.94 | 0.95 | 0.93 | 0.28 | 556.87 | 0 | 0 | 231.51 | 0.1972 | 0.056448 | 0.03 | 10.14 | System Off | 1 | 0
6177 | 6177 | 2012-09-14 08:59 | 15.28 | 19.58 | 19.58 | 15.28 | 308.4 | 267.61 | 111 | 14.47 | 315.41 | 0.89 | 0.85 | 0.83 | 0.1 | 170.12 | 0 | 0 | 87.09 | 0.18974 | 0.056448 | 0.011 | 9.91 | System Off | 1 | 0
6178 | 6178 | 2012-09-14 09:59 | 16.09 | 23 | 23 | 16.09 | 525.46 | 480.5 | 189 | 14.48 | 526.87 | 0.9 | 0.91 | 0.89 | 0.17 | 292.95 | 0 | 0 | 148.19 | 0.19496 | 0.056448 | 0.019 | 10.05 | System Off | 1 | 0
6179 | 6179 | 2012-09-14 10:59 | 16.91 | 20.6 | 20.6 | 16.91 | 290.07 | 249.62 | 105 | 14.39 | 297.55 | 0.85 | 0.84 | 0.82 | 0.09 | 153.52 | 0 | 0 | 82.48 | 0.19176 | 0.056448 | 0.011 | 10.48 | System Off | 1 | 0
6180 | 6180 | 2012-09-14 11:59 | 17.73 | 21.08 | 21.08 | 17.73 | 274.98 | 234.81 | 100 | 14.32 | 282.76 | 0.79 | 0.83 | 0.81 | 0.08 | 143.94 | 0 | 0 | 78.63 | 0.19268 | 0.056448 | 0.01 | 10 | System Off | 1 | 0
6181 | 6181 | 2012-09-14 12:59 | 17.56 | 21.57 | 21.57 | 17.56 | 327.5 | 286.36 | 119 | 14.33 | 334.42 | 0.84 | 0.86 | 0.84 | 0.1 | 188.89 | 0 | 0 | 93.54 | 0.19344 | 0.056448 | 0.012 | 10.08 | System Off | 1 | 0
6182 | 6182 | 2012-09-14 13:59 | 17.4 | 19.3 | 19.3 | 17.4 | 149.77 | 111.87 | 55 | 14.18 | 157.87 | 0.72 | 0.71 | 0.69 | 0.04 | 82.19 | 0 | 0 | 43.33 | 0.18986 | 0.056448 | 0.006 | 10.91 | System Off | 1 | 0
6183 | 6183 | 2012-09-14 14:59 | 17.24 | 19.27 | 19.27 | 17.24 | 159.29 | 121.22 | 59 | 14.06 | 167.45 | 0.67 | 0.72 | 0.71 | 0.04 | 93.75 | 0 | 0 | 46.55 | 0.18984 | 0.056448 | 0.006 | 10.17 | System Off | 1 | 0
6184 | 6184 | 2012-09-14 15:59 | 16.55 | 19.6 | 19.6 | 16.55 | 232.54 | 193.15 | 85 | 14.25 | 240.61 | 0.82 | 0.8 | 0.79 | 0.07 | 149.68 | 0 | 0 | 66.9 | 0.19021 | 0.056448 | 0.009 | 10.59 | System Off | 1 | 0
6185 | 6185 | 2012-09-14 16:59 | 15.85 | 16.64 | 16.64 | 15.85 | 54.73 | 18.49 | 21 | 13.57 | 60.2 | 0.47 | 0.31 | 0.3 | 0.01 | 13.29 | 0 | 0 | 16.68 | 0.18589 | 0.056448 | 0.002 | 9.52 | System Off | 0 | 0
6186 | 6186 | 2012-09-14 17:59 | 15.16 | 15.16 | 15.16 | 15.16 | 0 | 0 | 0 | 0 | 0 | 0 | 0 | 0 | 0 | 0 | 0 | 0 | 0 | 0 | 0 | 0 | 0 | System Off | 0 | 0
6187 | 6187 | 2012-09-14 18:59 | 14.92 | 14.92 | 14.92 | 14.92 | 0 | 0 | 0 | 0 | 0 | 0 | 0 | 0 | 0 | 0 | 0 | 0 | 0 | 0 | 0 | 0 | 0 | System Off | 0 | 0
6188 | 6188 | 2012-09-14 19:59 | 14.67 | 14.67 | 14.67 | 14.67 | 0 | 0 | 0 | 0 | 0 | 0 | 0 | 0 | 0 | 0 | 0 | 0 | 0 | 0 | 0 | 0 | 0 | System Off | 0 | 0
6189 | 6189 | 2012-09-14 20:59 | 14.42 | 14.42 | 14.42 | 14.42 | 0 | 0 | 0 | 0 | 0 | 0 | 0 | 0 | 0 | 0 | 0 | 0 | 0 | 0 | 0 | 0 | 0 | System Off | 0 | 0
6190 | 6190 | 2012-09-14 21:59 | 14.11 | 14.11 | 14.11 | 14.11 | 0 | 0 | 0 | 0 | 0 | 0 | 0 | 0 | 0 | 0 | 0 | 0 | 0 | 0 | 0 | 0 | 0 | System Off | 0 | 0
6191 | 6191 | 2012-09-14 22:59 | 13.79 | 13.79 | 13.79 | 13.79 | 0 | 0 | 0 | 0 | 0 | 0 | 0 | 0 | 0 | 0 | 0 | 0 | 0 | 0 | 0 | 0 | 0 | System Off | 0 | 0
6192 | 6192 | 2012-09-14 23:59 | 13.47 | 13.47 | 13.47 | 13.47 | 0 | 0 | 0 | 0 | 0 | 0 | 0 | 0 | 0 | 0 | 0 | 0 | 0 | 0 | 0 | 0 | 0 | System Off | 0 | 0
6193 | 6193 | 2012-09-15 00:59 | 13.09 | 13.09 | 13.09 | 13.09 | 0 | 0 | 0 | 0 | 0 | 0 | 0 | 0 | 0 | 0 | 0 | 0 | 0 | 0 | 0 | 0 | 0 | System Off | 0 | 0
6194 | 6194 | 2012-09-15 01:59 | 12.71 | 12.71 | 12.71 | 12.71 | 0 | 0 | 0 | 0 | 0 | 0 | 0 | 0 | 0 | 0 | 0 | 0 | 0 | 0 | 0 | 0 | 0 | System Off | 0 | 0
6195 | 6195 | 2012-09-15 02:59 | 12.33 | 12.33 | 12.33 | 12.33 | 0 | 0 | 0 | 0 | 0 | 0 | 0 | 0 | 0 | 0 | 0 | 0 | 0 | 0 | 0 | 0 | 0 | System Off | 0 | 0
6196 | 6196 | 2012-09-15 03:59 | 12.19 | 12.19 | 12.19 | 12.19 | 0 | 0 | 0 | 0 | 0 | 0 | 0 | 0 | 0 | 0 | 0 | 0 | 0 | 0 | 0 | 0 | 0 | System Off | 0 | 0
6197 | 6197 | 2012-09-15 04:59 | 12.06 | 12.06 | 12.06 | 12.06 | 0 | 0 | 0 | 0 | 0 | 0 | 0 | 0 | 0 | 0 | 0 | 0 | 0 | 0 | 0 | 0 | 0 | System Off | 0 | 0
6198 | 6198 | 2012-09-15 05:59 | 11.92 | 14.12 | 14.12 | 11.92 | 125.58 | 88.1 | 46 | 14.22 | 132.92 | 0.65 | 0.66 | 0.65 | 0.03 | 122.62 | 0 | 0 | 36.22 | 0.18167 | 0.056448 | 0.005 | 10.87 | System Off | 1 | 0
6199 | 6199 | 2012-09-15 06:59 | 13.07 | 17.78 | 17.78 | 13.07 | 293.44 | 252.93 | 105 | 14.56 | 300.49 | 0.85 | 0.84 | 0.82 | 0.09 | 230.27 | 0 | 0 | 82.27 | 0.18629 | 0.056448 | 0.011 | 10.48 | System Off | 1 | 0
6200 | 6200 | 2012-09-15 07:59 | 14.22 | 21.83 | 21.83 | 14.22 | 495.68 | 451.31 | 177 | 14.59 | 497.96 | 0.9 | 0.91 | 0.89 | 0.16 | 323.07 | 0 | 0 | 138.54 | 0.19163 | 0.056448 | 0.018 | 10.17 | System Off | 1 | 0
6201 | 6201 | 2012-09-15 08:59 | 15.37 | 23.4 | 23.4 | 15.37 | 541.31 | 496.04 | 194 | 14.53 | 542.22 | 0.92 | 0.91 | 0.89 | 0.18 | 315.34 | 0 | 0 | 151.95 | 0.19417 | 0.056448 | 0.02 | 10.31 | System Off | 1 | 0
6202 | 6202 | 2012-09-15 09:59 | 16.19 | 26.13 | 26.13 | 16.19 | 651.81 | 604.31 | 235 | 14.45 | 648.77 | 0.93 | 0.93 | 0.91 | 0.22 | 368.43 | 0 | 0 | 184.18 | 0.19434 | 0.056448 | 0.024 | 10.21 | System Off | 1 | 0
6203 | 6203 | 2012-09-15 10:59 | 17.01 | 25.49 | 25.49 | 17.01 | 539.69 | 494.45 | 196 | 14.34 | 541 | 0.92 | 0.91 | 0.89 | 0.18 | 304.1 | 0 | 0 | 153.86 | 0.19667 | 0.056448 | 0.02 | 10.2 | System Off | 1 | 0
6204 | 6204 | 2012-09-15 11:59 | 17.83 | 36.44 | 36.44 | 17.83 | 1146.51 | 1088.22 | 423 | 14.12 | 1120.19 | 0.92 | 0.97 | 0.95 | 0.39 | 667.07 | 0 | 0 | 332.24 | 0.20659 | 0.056448 | 0.042 | 9.93 | System Off | 1 | 0
6205 | 6205 | 2012-09-15 12:59 | 18 | 37.35 | 37.35 | 18 | 1187.77 | 1128.52 | 439 | 14.09 | 1159.23 | 0.93 | 0.97 | 0.95 | 0.41 | 744.42 | 0 | 0 | 344.86 | 0.20769 | 0.056448 | 0.044 | 10.02 | System Off | 1 | 0
6206 | 6206 | 2012-09-15 13:59 | 18.17 | 27.85 | 27.85 | 18.17 | 591.85 | 545.57 | 216 | 14.27 | 591.51 | 0.92 | 0.92 | 0.9 | 0.2 | 400.83 | 0 | 0 | 169.66 | 0.19624 | 0.056448 | 0.022 | 10.19 | System Off | 1 | 0
6207 | 6207 | 2012-09-15 14:59 | 18.34 | 23.92 | 23.92 | 18.34 | 336.25 | 294.94 | 123 | 14.24 | 343.32 | 0.89 | 0.86 | 0.84 | 0.11 | 228.12 | 0 | 0 | 96.74 | 0.19477 | 0.056448 | 0.013 | 10.57 | System Off | 1 | 0
6208 | 6208 | 2012-09-15 15:59 | 17.51 | 21.45 | 21.45 | 17.51 | 230.42 | 191.07 | 85 | 14.12 | 238.73 | 0.82 | 0.8 | 0.78 | 0.07 | 148.06 | 0 | 0 | 66.98 | 0.19159 | 0.056448 | 0.009 | 10.59 | System Off | 1 | 0
6209 | 6209 | 2012-09-15 16:59 | 16.68 | 17.78 | 17.78 | 16.68 | 59.78 | 23.46 | 23 | 13.54 | 65.57 | 0.43 | 0.36 | 0.35 | 0.01 | 16.87 | 0 | 0 | 18.27 | 0.18717 | 0.056448 | 0.002 | 8.7 | System Off | 0 | 0
6210 | 6210 | 2012-09-15 17:59 | 15.85 | 15.85 | 15.85 | 15.85 | 0 | 0 | 0 | 0 | 0 | 0 | 0 | 0 | 0 | 0 | 0 | 0 | 0 | 0 | 0 | 0 | 0 | System Off | 0 | 0
6211 | 6211 | 2012-09-15 18:59 | 14.56 | 14.56 | 14.56 | 14.56 | 0 | 0 | 0 | 0 | 0 | 0 | 0 | 0 | 0 | 0 | 0 | 0 | 0 | 0 | 0 | 0 | 0 | System Off | 0 | 0
6212 | 6212 | 2012-09-15 19:59 | 13.26 | 13.26 | 13.26 | 13.26 | 0 | 0 | 0 | 0 | 0 | 0 | 0 | 0 | 0 | 0 | 0 | 0 | 0 | 0 | 0 | 0 | 0 | System Off | 0 | 0
6213 | 6213 | 2012-09-15 20:59 | 11.96 | 11.96 | 11.96 | 11.96 | 0 | 0 | 0 | 0 | 0 | 0 | 0 | 0 | 0 | 0 | 0 | 0 | 0 | 0 | 0 | 0 | 0 | System Off | 0 | 0
6214 | 6214 | 2012-09-15 21:59 | 11.48 | 11.48 | 11.48 | 11.48 | 0 | 0 | 0 | 0 | 0 | 0 | 0 | 0 | 0 | 0 | 0 | 0 | 0 | 0 | 0 | 0 | 0 | System Off | 0 | 0
6215 | 6215 | 2012-09-15 22:59 | 10.99 | 10.99 | 10.99 | 10.99 | 0 | 0 | 0 | 0 | 0 | 0 | 0 | 0 | 0 | 0 | 0 | 0 | 0 | 0 | 0 | 0 | 0 | System Off | 0 | 0
6216 | 6216 | 2012-09-15 23:59 | 10.5 | 10.5 | 10.5 | 10.5 | 0 | 0 | 0 | 0 | 0 | 0 | 0 | 0 | 0 | 0 | 0 | 0 | 0 | 0 | 0 | 0 | 0 | System Off | 0 | 0
6217 | 6217 | 2012-09-16 00:59 | 9.96 | 9.96 | 9.96 | 9.96 | 0 | 0 | 0 | 0 | 0 | 0 | 0 | 0 | 0 | 0 | 0 | 0 | 0 | 0 | 0 | 0 | 0 | System Off | 0 | 0
6218 | 6218 | 2012-09-16 01:59 | 9.42 | 9.42 | 9.42 | 9.42 | 0 | 0 | 0 | 0 | 0 | 0 | 0 | 0 | 0 | 0 | 0 | 0 | 0 | 0 | 0 | 0 | 0 | System Off | 0 | 0
6219 | 6219 | 2012-09-16 02:59 | 8.89 | 8.89 | 8.89 | 8.89 | 0 | 0 | 0 | 0 | 0 | 0 | 0 | 0 | 0 | 0 | 0 | 0 | 0 | 0 | 0 | 0 | 0 | System Off | 0 | 0
6220 | 6220 | 2012-09-16 03:59 | 8.97 | 8.97 | 8.97 | 8.97 | 0 | 0 | 0 | 0 | 0 | 0 | 0 | 0 | 0 | 0 | 0 | 0 | 0 | 0 | 0 | 0 | 0 | System Off | 0 | 0
6221 | 6221 | 2012-09-16 04:59 | 9.06 | 9.06 | 9.06 | 9.06 | 0 | 0 | 0 | 0 | 0 | 0 | 0 | 0 | 0 | 0 | 0 | 0 | 0 | 0 | 0 | 0 | 0 | System Off | 0 | 0
6222 | 6222 | 2012-09-16 05:59 | 9.14 | 11.79 | 11.79 | 9.14 | 138.35 | 100.65 | 50 | 14.41 | 145.62 | 0.8 | 0.69 | 0.68 | 0.04 | 140.08 | 0 | 0 | 39.27 | 0.17802 | 0.056448 | 0.005 | 10 | System Off | 1 | 0
6223 | 6223 | 2012-09-16 06:59 | 12.14 | 19.49 | 19.49 | 12.14 | 411.47 | 368.73 | 147 | 14.58 | 416.03 | 0.88 | 0.89 | 0.87 | 0.13 | 335.69 | 0 | 0 | 115.06 | 0.18713 | 0.056448 | 0.015 | 10.2 | System Off | 1 | 0
6224 | 6224 | 2012-09-16 07:59 | 15.14 | 29.04 | 29.04 | 15.14 | 803.51 | 752.84 | 291 | 14.38 | 794.08 | 0.93 | 0.95 | 0.93 | 0.27 | 538.91 | 0 | 0 | 228 | 0.19572 | 0.056448 | 0.029 | 9.97 | System Off | 1 | 0
6225 | 6225 | 2012-09-16 08:59 | 18.14 | 39.1 | 39.1 | 18.14 | 1214.35 | 1154.48 | 452 | 13.99 | 1184.52 | 0.93 | 0.97 | 0.95 | 0.42 | 733.92 | 0 | 0 | 355.33 | 0.2086 | 0.056448 | 0.045 | 9.96 | System Off | 1 | 0
6226 | 6226 | 2012-09-16 09:59 | 19 | 46.57 | 46.57 | 19 | 1539.44 | 1471.64 | 587 | 13.66 | 1490.92 | 0.9 | 0.99 | 0.96 | 0.53 | 897.22 | 0 | 0 | 462.69 | 0.21712 | 0.056448 | 0.058 | 9.88 | System Off | 1 | 0
6227 | 6227 | 2012-09-16 10:59 | 19.86 | 50.49 | 50.49 | 19.86 | 1656.19 | 1585.42 | 640 | 13.48 | 1600.69 | 0.89 | 0.99 | 0.97 | 0.57 | 975.06 | 0 | 0 | 505.22 | 0.22132 | 0.056448 | 0.064 | 10 | System Off | 1 | 0
6228 | 6228 | 2012-09-16 11:59 | 20.73 | 51.87 | 51.87 | 20.73 | 1646.32 | 1575.8 | 640 | 13.4 | 1591.55 | 0.89 | 0.99 | 0.97 | 0.57 | 965.96 | 0 | 0 | 505.63 | 0.22269 | 0.056448 | 0.064 | 10 | System Off | 1 | 0
6229 | 6229 | 2012-09-16 12:59 | 20.92 | 47.86 | 47.86 | 20.92 | 1437.51 | 1372.26 | 552 | 13.56 | 1395.35 | 0.9 | 0.98 | 0.96 | 0.5 | 905.2 | 0 | 0 | 435.63 | 0.21823 | 0.056448 | 0.055 | 9.96 | System Off | 1 | 0
6230 | 6230 | 2012-09-16 13:59 | 21.12 | 40.84 | 40.84 | 21.12 | 1065.19 | 1008.77 | 401 | 13.84 | 1043.98 | 0.9 | 0.97 | 0.94 | 0.36 | 741.15 | 0 | 0 | 315.91 | 0.21042 | 0.056448 | 0.04 | 9.98 | System Off | 1 | 0
6231 | 6231 | 2012-09-16 14:59 | 21.32 | 33.3 | 33.3 | 21.32 | 646.78 | 599.38 | 240 | 14.04 | 645.08 | 0.91 | 0.93 | 0.91 | 0.22 | 463.59 | 0 | 0 | 188.94 | 0.20213 | 0.056448 | 0.024 | 10 | System Off | 1 | 0
6232 | 6232 | 2012-09-16 15:59 | 19.45 | 24.82 | 24.82 | 19.45 | 288.95 | 248.53 | 107 | 14.06 | 297.02 | 0.84 | 0.84 | 0.82 | 0.09 | 192.59 | 0 | 0 | 84.34 | 0.19555 | 0.056448 | 0.011 | 10.28 | System Off | 1 | 0
6233 | 6233 | 2012-09-16 16:59 | 17.59 | 18.63 | 18.63 | 17.59 | 54.64 | 18.41 | 21 | 13.55 | 60.23 | 0.47 | 0.31 | 0.3 | 0.01 | 13.23 | 0 | 0 | 16.68 | 0.18835 | 0.056448 | 0.002 | 9.52 | System Off | 0 | 0
6234 | 6234 | 2012-09-16 17:59 | 15.72 | 15.72 | 15.72 | 15.72 | 0 | 0 | 0 | 0 | 0 | 0 | 0 | 0 | 0 | 0 | 0 | 0 | 0 | 0 | 0 | 0 | 0 | System Off | 0 | 0
6235 | 6235 | 2012-09-16 18:59 | 15.01 | 15.01 | 15.01 | 15.01 | 0 | 0 | 0 | 0 | 0 | 0 | 0 | 0 | 0 | 0 | 0 | 0 | 0 | 0 | 0 | 0 | 0 | System Off | 0 | 0
6236 | 6236 | 2012-09-16 19:59 | 14.29 | 14.29 | 14.29 | 14.29 | 0 | 0 | 0 | 0 | 0 | 0 | 0 | 0 | 0 | 0 | 0 | 0 | 0 | 0 | 0 | 0 | 0 | System Off | 0 | 0
6237 | 6237 | 2012-09-16 20:59 | 13.57 | 13.57 | 13.57 | 13.57 | 0 | 0 | 0 | 0 | 0 | 0 | 0 | 0 | 0 | 0 | 0 | 0 | 0 | 0 | 0 | 0 | 0 | System Off | 0 | 0
6238 | 6238 | 2012-09-16 21:59 | 13.42 | 13.42 | 13.42 | 13.42 | 0 | 0 | 0 | 0 | 0 | 0 | 0 | 0 | 0 | 0 | 0 | 0 | 0 | 0 | 0 | 0 | 0 | System Off | 0 | 0
6239 | 6239 | 2012-09-16 22:59 | 13.26 | 13.26 | 13.26 | 13.26 | 0 | 0 | 0 | 0 | 0 | 0 | 0 | 0 | 0 | 0 | 0 | 0 | 0 | 0 | 0 | 0 | 0 | System Off | 0 | 0
6240 | 6240 | 2012-09-16 23:59 | 13.1 | 13.1 | 13.1 | 13.1 | 0 | 0 | 0 | 0 | 0 | 0 | 0 | 0 | 0 | 0 | 0 | 0 | 0 | 0 | 0 | 0 | 0 | System Off | 0 | 0
6241 | 6241 | 2012-09-17 00:59 | 12.84 | 12.84 | 12.84 | 12.84 | 0 | 0 | 0 | 0 | 0 | 0 | 0 | 0 | 0 | 0 | 0 | 0 | 0 | 0 | 0 | 0 | 0 | System Off | 0 | 0
6242 | 6242 | 2012-09-17 01:59 | 12.58 | 12.58 | 12.58 | 12.58 | 0 | 0 | 0 | 0 | 0 | 0 | 0 | 0 | 0 | 0 | 0 | 0 | 0 | 0 | 0 | 0 | 0 | System Off | 0 | 0
6243 | 6243 | 2012-09-17 02:59 | 12.32 | 12.32 | 12.32 | 12.32 | 0 | 0 | 0 | 0 | 0 | 0 | 0 | 0 | 0 | 0 | 0 | 0 | 0 | 0 | 0 | 0 | 0 | System Off | 0 | 0
6244 | 6244 | 2012-09-17 03:59 | 12.16 | 12.16 | 12.16 | 12.16 | 0 | 0 | 0 | 0 | 0 | 0 | 0 | 0 | 0 | 0 | 0 | 0 | 0 | 0 | 0 | 0 | 0 | System Off | 0 | 0
6245 | 6245 | 2012-09-17 04:59 | 12.01 | 12.01 | 12.01 | 12.01 | 0 | 0 | 0 | 0 | 0 | 0 | 0 | 0 | 0 | 0 | 0 | 0 | 0 | 0 | 0 | 0 | 0 | System Off | 0 | 0
6246 | 6246 | 2012-09-17 05:59 | 11.86 | 14.56 | 14.56 | 11.86 | 145.49 | 107.66 | 53 | 14.3 | 153.09 | 0.75 | 0.7 | 0.69 | 0.04 | 149.84 | 0 | 0 | 41.68 | 0.18194 | 0.056448 | 0.005 | 9.43 | System Off | 1 | 0
6247 | 6247 | 2012-09-17 06:59 | 13.67 | 20.84 | 20.84 | 13.67 | 404.5 | 361.9 | 145 | 14.53 | 409.46 | 0.89 | 0.88 | 0.86 | 0.13 | 329.47 | 0 | 0 | 113.57 | 0.1892 | 0.056448 | 0.015 | 10.34 | System Off | 1 | 0
6248 | 6248 | 2012-09-17 07:59 | 15.49 | 23.76 | 23.76 | 15.49 | 471.3 | 427.41 | 170 | 14.44 | 474.68 | 0.88 | 0.9 | 0.88 | 0.15 | 305.95 | 0 | 0 | 133.27 | 0.1931 | 0.056448 | 0.017 | 10 | System Off | 1 | 0
6249 | 6249 | 2012-09-17 08:59 | 17.3 | 23.98 | 23.98 | 17.3 | 379.4 | 337.27 | 138 | 14.32 | 385.47 | 0.86 | 0.87 | 0.86 | 0.12 | 214.41 | 0 | 0 | 108.4 | 0.19405 | 0.056448 | 0.014 | 10.14 | System Off | 1 | 0
6250 | 6250 | 2012-09-17 09:59 | 18.38 | 29.42 | 29.42 | 18.38 | 633.21 | 586.09 | 232 | 14.22 | 631.46 | 0.9 | 0.93 | 0.91 | 0.21 | 357.32 | 0 | 0 | 182.28 | 0.19739 | 0.056448 | 0.023 | 9.91 | System Off | 1 | 0
6251 | 6251 | 2012-09-17 10:59 | 19.46 | 39.67 | 39.67 | 19.46 | 1157.35 | 1098.81 | 433 | 13.92 | 1130.83 | 0.92 | 0.97 | 0.95 | 0.4 | 675.79 | 0 | 0 | 340.76 | 0.2096 | 0.056448 | 0.043 | 9.93 | System Off | 1 | 0
6252 | 6252 | 2012-09-17 11:59 | 20.55 | 42.96 | 42.96 | 20.55 | 1287.6 | 1226 | 486 | 13.8 | 1254 | 0.9 | 0.98 | 0.95 | 0.44 | 751.53 | 0 | 0 | 382.88 | 0.21409 | 0.056448 | 0.049 | 10.08 | System Off | 1 | 0
6253 | 6253 | 2012-09-17 12:59 | 20.67 | 43.17 | 43.17 | 20.67 | 1277.98 | 1216.6 | 483 | 13.78 | 1244.97 | 0.91 | 0.98 | 0.95 | 0.44 | 802.52 | 0 | 0 | 380.58 | 0.21412 | 0.056448 | 0.048 | 9.94 | System Off | 1 | 0
6254 | 6254 | 2012-09-17 13:59 | 20.8 | 37.21 | 37.21 | 20.8 | 926.6 | 873.27 | 345 | 13.99 | 912.3 | 0.92 | 0.96 | 0.93 | 0.32 | 641.6 | 0 | 0 | 271.5 | 0.20694 | 0.056448 | 0.035 | 10.14 | System Off | 1 | 0
6255 | 6255 | 2012-09-17 14:59 | 20.93 | 31.23 | 31.23 | 20.93 | 572.41 | 526.51 | 212 | 14.06 | 573.35 | 0.89 | 0.92 | 0.9 | 0.19 | 407.23 | 0 | 0 | 166.92 | 0.20008 | 0.056448 | 0.022 | 10.38 | System Off | 1 | 0
6256 | 6256 | 2012-09-17 15:59 | 19.53 | 24.74 | 24.74 | 19.53 | 281.63 | 241.34 | 104 | 14.1 | 289.8 | 0.86 | 0.83 | 0.81 | 0.09 | 187.02 | 0 | 0 | 81.94 | 0.1955 | 0.056448 | 0.011 | 10.58 | System Off | 1 | 0
6257 | 6257 | 2012-09-17 16:59 | 18.14 | 19.02 | 19.02 | 18.14 | 44.76 | 8.69 | 17 | 13.71 | 49.81 | 0 | 0.17 | 0.17 | 0 | 6.25 | 0 | 0 | 13.48 | 0.18892 | 0.056448 | 0.002 | 11.76 | System Off | 0 | 0
6258 | 6258 | 2012-09-17 17:59 | 16.74 | 16.74 | 16.74 | 16.74 | 0 | 0 | 0 | 0 | 0 | 0 | 0 | 0 | 0 | 0 | 0 | 0 | 0 | 0 | 0 | 0 | 0 | System Off | 0 | 0
6259 | 6259 | 2012-09-17 18:59 | 16.03 | 16.03 | 16.03 | 16.03 | 0 | 0 | 0 | 0 | 0 | 0 | 0 | 0 | 0 | 0 | 0 | 0 | 0 | 0 | 0 | 0 | 0 | System Off | 0 | 0
6260 | 6260 | 2012-09-17 19:59 | 15.32 | 15.32 | 15.32 | 15.32 | 0 | 0 | 0 | 0 | 0 | 0 | 0 | 0 | 0 | 0 | 0 | 0 | 0 | 0 | 0 | 0 | 0 | System Off | 0 | 0
6261 | 6261 | 2012-09-17 20:59 | 14.6 | 14.6 | 14.6 | 14.6 | 0 | 0 | 0 | 0 | 0 | 0 | 0 | 0 | 0 | 0 | 0 | 0 | 0 | 0 | 0 | 0 | 0 | System Off | 0 | 0
6262 | 6262 | 2012-09-17 21:59 | 14.49 | 14.49 | 14.49 | 14.49 | 0 | 0 | 0 | 0 | 0 | 0 | 0 | 0 | 0 | 0 | 0 | 0 | 0 | 0 | 0 | 0 | 0 | System Off | 0 | 0
6263 | 6263 | 2012-09-17 22:59 | 14.38 | 14.38 | 14.38 | 14.38 | 0 | 0 | 0 | 0 | 0 | 0 | 0 | 0 | 0 | 0 | 0 | 0 | 0 | 0 | 0 | 0 | 0 | System Off | 0 | 0
6264 | 6264 | 2012-09-17 23:59 | 14.27 | 14.27 | 14.27 | 14.27 | 0 | 0 | 0 | 0 | 0 | 0 | 0 | 0 | 0 | 0 | 0 | 0 | 0 | 0 | 0 | 0 | 0 | System Off | 0 | 0
6265 | 6265 | 2012-09-18 00:59 | 13.61 | 13.61 | 13.61 | 13.61 | 0 | 0 | 0 | 0 | 0 | 0 | 0 | 0 | 0 | 0 | 0 | 0 | 0 | 0 | 0 | 0 | 0 | System Off | 0 | 0
6266 | 6266 | 2012-09-18 01:59 | 12.94 | 12.94 | 12.94 | 12.94 | 0 | 0 | 0 | 0 | 0 | 0 | 0 | 0 | 0 | 0 | 0 | 0 | 0 | 0 | 0 | 0 | 0 | System Off | 0 | 0
6267 | 6267 | 2012-09-18 02:59 | 12.28 | 12.28 | 12.28 | 12.28 | 0 | 0 | 0 | 0 | 0 | 0 | 0 | 0 | 0 | 0 | 0 | 0 | 0 | 0 | 0 | 0 | 0 | System Off | 0 | 0
6268 | 6268 | 2012-09-18 03:59 | 12.45 | 12.45 | 12.45 | 12.45 | 0 | 0 | 0 | 0 | 0 | 0 | 0 | 0 | 0 | 0 | 0 | 0 | 0 | 0 | 0 | 0 | 0 | System Off | 0 | 0
6269 | 6269 | 2012-09-18 04:59 | 12.63 | 12.63 | 12.63 | 12.63 | 0 | 0 | 0 | 0 | 0 | 0 | 0 | 0 | 0 | 0 | 0 | 0 | 0 | 0 | 0 | 0 | 0 | System Off | 0 | 0
6270 | 6270 | 2012-09-18 05:59 | 12.8 | 15.41 | 15.41 | 12.8 | 129.68 | 92.14 | 47 | 14.37 | 137.19 | 0.63 | 0.67 | 0.66 | 0.03 | 128.24 | 0 | 0 | 36.93 | 0.18294 | 0.056448 | 0.005 | 10.64 | System Off | 1 | 0
6271 | 6271 | 2012-09-18 06:59 | 14.68 | 21.78 | 21.78 | 14.68 | 394.68 | 352.26 | 142 | 14.48 | 400.03 | 0.91 | 0.88 | 0.86 | 0.13 | 320.7 | 0 | 0 | 111.3 | 0.19049 | 0.056448 | 0.014 | 9.86 | System Off | 1 | 0
6272 | 6272 | 2012-09-18 07:59 | 16.55 | 29.54 | 29.54 | 16.55 | 780.45 | 730.27 | 284 | 14.31 | 772.19 | 0.91 | 0.95 | 0.92 | 0.26 | 522.75 | 0 | 0 | 222.78 | 0.19742 | 0.056448 | 0.029 | 10.21 | System Off | 1 | 0
6273 | 6273 | 2012-09-18 08:59 | 18.43 | 31.78 | 31.78 | 18.43 | 835.49 | 784.14 | 306 | 14.22 | 824.95 | 0.91 | 0.95 | 0.93 | 0.28 | 498.49 | 0 | 0 | 240.32 | 0.20133 | 0.056448 | 0.031 | 10.13 | System Off | 1 | 0
6274 | 6274 | 2012-09-18 09:59 | 18.76 | 22.59 | 22.59 | 18.76 | 246.87 | 207.21 | 91 | 14.13 | 255.18 | 0.77 | 0.81 | 0.79 | 0.07 | 126.33 | 0 | 0 | 71.71 | 0.1937 | 0.056448 | 0.009 | 9.89 | System Off | 1 | 0
6275 | 6275 | 2012-09-18 10:59 | 19.1 | 22.01 | 22.01 | 19.1 | 195.09 | 156.38 | 72 | 14.11 | 203.63 | 0.82 | 0.77 | 0.75 | 0.06 | 96.17 | 0 | 0 | 56.76 | 0.19319 | 0.056448 | 0.007 | 9.72 | System Off | 1 | 0
6276 | 6276 | 2012-09-18 11:59 | 19.44 | 22.17 | 22.17 | 19.44 | 190.22 | 151.59 | 71 | 13.95 | 198.79 | 0.7 | 0.76 | 0.75 | 0.05 | 92.93 | 0 | 0 | 56.09 | 0.19363 | 0.056448 | 0.007 | 9.86 | System Off | 1 | 0
6277 | 6277 | 2012-09-18 12:59 | 18.84 | 23.62 | 23.62 | 18.84 | 334.21 | 292.94 | 122 | 14.27 | 341.27 | 0.9 | 0.86 | 0.84 | 0.11 | 193.23 | 0 | 0 | 95.95 | 0.19544 | 0.056448 | 0.012 | 9.84 | System Off | 1 | 0
6278 | 6278 | 2012-09-18 13:59 | 18.25 | 24.34 | 24.34 | 18.25 | 422.16 | 379.21 | 154 | 14.28 | 427.12 | 0.91 | 0.89 | 0.87 | 0.14 | 278.61 | 0 | 0 | 121.07 | 0.19628 | 0.056448 | 0.016 | 10.39 | System Off | 1 | 0
6279 | 6279 | 2012-09-18 14:59 | 17.66 | 22.77 | 22.77 | 17.66 | 348.23 | 306.7 | 127 | 14.28 | 354.87 | 0.86 | 0.86 | 0.85 | 0.11 | 237.21 | 0 | 0 | 99.86 | 0.194 | 0.056448 | 0.013 | 10.24 | System Off | 1 | 0
6280 | 6280 | 2012-09-18 15:59 | 16.62 | 18.04 | 18.04 | 16.62 | 91.55 | 54.68 | 34 | 14.02 | 98.53 | 0.58 | 0.55 | 0.54 | 0.02 | 42.37 | 0 | 0 | 26.84 | 0.18765 | 0.056448 | 0.004 | 11.76 | System Off | 0 | 0
6281 | 6281 | 2012-09-18 16:59 | 15.58 | 15.79 | 15.79 | 15.58 | 12.33 | 0 | 5 | 12.84 | 14.54 | 0 | 0 | 0 | 0 | 0 | 0 | 0 | 4.01 | 0.18467 | 0.056448 | 0.001 | 20 | System Off | 0 | 0
6282 | 6282 | 2012-09-18 17:59 | 14.54 | 14.54 | 14.54 | 14.54 | 0 | 0 | 0 | 0 | 0 | 0 | 0 | 0 | 0 | 0 | 0 | 0 | 0 | 0 | 0 | 0 | 0 | System Off | 0 | 0
6283 | 6283 | 2012-09-18 18:59 | 13.83 | 13.83 | 13.83 | 13.83 | 0 | 0 | 0 | 0 | 0 | 0 | 0 | 0 | 0 | 0 | 0 | 0 | 0 | 0 | 0 | 0 | 0 | System Off | 0 | 0
6284 | 6284 | 2012-09-18 19:59 | 13.12 | 13.12 | 13.12 | 13.12 | 0 | 0 | 0 | 0 | 0 | 0 | 0 | 0 | 0 | 0 | 0 | 0 | 0 | 0 | 0 | 0 | 0 | System Off | 0 | 0
6285 | 6285 | 2012-09-18 20:59 | 12.4 | 12.4 | 12.4 | 12.4 | 0 | 0 | 0 | 0 | 0 | 0 | 0 | 0 | 0 | 0 | 0 | 0 | 0 | 0 | 0 | 0 | 0 | System Off | 0 | 0
6286 | 6286 | 2012-09-18 21:59 | 11.8 | 11.8 | 11.8 | 11.8 | 0 | 0 | 0 | 0 | 0 | 0 | 0 | 0 | 0 | 0 | 0 | 0 | 0 | 0 | 0 | 0 | 0 | System Off | 0 | 0
6287 | 6287 | 2012-09-18 22:59 | 11.19 | 11.19 | 11.19 | 11.19 | 0 | 0 | 0 | 0 | 0 | 0 | 0 | 0 | 0 | 0 | 0 | 0 | 0 | 0 | 0 | 0 | 0 | System Off | 0 | 0
6288 | 6288 | 2012-09-18 23:59 | 10.58 | 10.58 | 10.58 | 10.58 | 0 | 0 | 0 | 0 | 0 | 0 | 0 | 0 | 0 | 0 | 0 | 0 | 0 | 0 | 0 | 0 | 0 | System Off | 0 | 0
6289 | 6289 | 2012-09-19 00:59 | 10.01 | 10.01 | 10.01 | 10.01 | 0 | 0 | 0 | 0 | 0 | 0 | 0 | 0 | 0 | 0 | 0 | 0 | 0 | 0 | 0 | 0 | 0 | System Off | 0 | 0
6290 | 6290 | 2012-09-19 01:59 | 9.44 | 9.44 | 9.44 | 9.44 | 0 | 0 | 0 | 0 | 0 | 0 | 0 | 0 | 0 | 0 | 0 | 0 | 0 | 0 | 0 | 0 | 0 | System Off | 0 | 0
6291 | 6291 | 2012-09-19 02:59 | 8.87 | 8.87 | 8.87 | 8.87 | 0 | 0 | 0 | 0 | 0 | 0 | 0 | 0 | 0 | 0 | 0 | 0 | 0 | 0 | 0 | 0 | 0 | System Off | 0 | 0
6292 | 6292 | 2012-09-19 03:59 | 8.73 | 8.73 | 8.73 | 8.73 | 0 | 0 | 0 | 0 | 0 | 0 | 0 | 0 | 0 | 0 | 0 | 0 | 0 | 0 | 0 | 0 | 0 | System Off | 0 | 0
6293 | 6293 | 2012-09-19 04:59 | 8.6 | 8.6 | 8.6 | 8.6 | 0 | 0 | 0 | 0 | 0 | 0 | 0 | 0 | 0 | 0 | 0 | 0 | 0 | 0 | 0 | 0 | 0 | System Off | 0 | 0
6294 | 6294 | 2012-09-19 05:59 | 8.46 | 10.78 | 10.78 | 8.46 | 127.71 | 90.19 | 46 | 14.46 | 134.77 | 0.65 | 0.67 | 0.66 | 0.03 | 125.53 | 0 | 0 | 36.11 | 0.17688 | 0.056448 | 0.005 | 10.87 | System Off | 1 | 0
6295 | 6295 | 2012-09-19 06:59 | 9.96 | 15.2 | 15.2 | 9.96 | 337.97 | 296.63 | 119 | 14.79 | 343.81 | 0.92 | 0.86 | 0.84 | 0.11 | 270.05 | 0 | 0 | 92.95 | 0.18263 | 0.056448 | 0.012 | 10.08 | System Off | 1 | 0
6296 | 6296 | 2012-09-19 07:59 | 11.47 | 21.76 | 21.76 | 11.47 | 729.94 | 680.82 | 258 | 14.74 | 722.87 | 0.97 | 0.94 | 0.92 | 0.25 | 487.36 | 0 | 0 | 201.47 | 0.19183 | 0.056448 | 0.026 | 10.08 | System Off | 1 | 0
6297 | 6297 | 2012-09-19 08:59 | 12.97 | 21.94 | 21.94 | 12.97 | 681.12 | 633.01 | 241 | 14.72 | 676.21 | 0.95 | 0.94 | 0.92 | 0.23 | 402.42 | 0 | 0 | 188.3 | 0.19312 | 0.056448 | 0.024 | 9.96 | System Off | 1 | 0
6298 | 6298 | 2012-09-19 09:59 | 13.55 | 25.32 | 25.32 | 13.55 | 883.47 | 831.08 | 314 | 14.65 | 869.64 | 0.95 | 0.96 | 0.93 | 0.3 | 506.69 | 0 | 0 | 245.4 | 0.19773 | 0.056448 | 0.031 | 9.87 | System Off | 1 | 0
6299 | 6299 | 2012-09-19 10:59 | 14.13 | 22.03 | 22.03 | 14.13 | 583.42 | 537.31 | 208 | 14.61 | 582.53 | 0.91 | 0.92 | 0.9 | 0.19 | 330.46 | 0 | 0 | 162.78 | 0.1931 | 0.056448 | 0.021 | 10.1 | System Off | 1 | 0
6300 | 6300 | 2012-09-19 11:59 | 14.72 | 36.44 | 36.44 | 14.72 | 1584.51 | 1515.57 | 579 | 14.25 | 1532.56 | 0.95 | 0.99 | 0.97 | 0.55 | 929.04 | 0 | 0 | 453.91 | 0.21004 | 0.056448 | 0.057 | 9.84 | System Off | 1 | 0
6301 | 6301 | 2012-09-19 12:59 | 14.43 | 22.67 | 22.67 | 14.43 | 606.58 | 560 | 216 | 14.63 | 604.87 | 0.92 | 0.93 | 0.91 | 0.2 | 369.39 | 0 | 0 | 168.99 | 0.19395 | 0.056448 | 0.022 | 10.19 | System Off | 1 | 0
6302 | 6302 | 2012-09-19 13:59 | 14.14 | 22.6 | 22.6 | 14.14 | 629.97 | 582.91 | 224 | 14.65 | 627.31 | 0.93 | 0.93 | 0.91 | 0.21 | 428.27 | 0 | 0 | 175.2 | 0.19394 | 0.056448 | 0.023 | 10.27 | System Off | 1 | 0
6303 | 6303 | 2012-09-19 14:59 | 13.85 | 22.2 | 22.2 | 13.85 | 631.46 | 584.37 | 224 | 14.68 | 628.67 | 0.93 | 0.93 | 0.91 | 0.21 | 451.98 | 0 | 0 | 175.12 | 0.19352 | 0.056448 | 0.023 | 10.27 | System Off | 1 | 0
6304 | 6304 | 2012-09-19 15:59 | 13 | 16.89 | 16.89 | 13 | 265.52 | 225.52 | 95 | 14.56 | 272.88 | 0.84 | 0.83 | 0.81 | 0.08 | 174.76 | 0 | 0 | 74.45 | 0.18568 | 0.056448 | 0.01 | 10.53 | System Off | 1 | 0
6305 | 6305 | 2012-09-19 16:59 | 12.15 | 12.58 | 12.58 | 12.15 | 25.97 | 0 | 10 | 13.53 | 29.42 | 0 | 0 | 0 | 0 | 0 | 0 | 0 | 7.95 | 0.18015 | 0.056448 | 0.001 | 10 | System Off | 0 | 0
6306 | 6306 | 2012-09-19 17:59 | 11.3 | 11.3 | 11.3 | 11.3 | 0 | 0 | 0 | 0 | 0 | 0 | 0 | 0 | 0 | 0 | 0 | 0 | 0 | 0 | 0 | 0 | 0 | System Off | 0 | 0
6307 | 6307 | 2012-09-19 18:59 | 10.44 | 10.44 | 10.44 | 10.44 | 0 | 0 | 0 | 0 | 0 | 0 | 0 | 0 | 0 | 0 | 0 | 0 | 0 | 0 | 0 | 0 | 0 | System Off | 0 | 0
6308 | 6308 | 2012-09-19 19:59 | 9.58 | 9.58 | 9.58 | 9.58 | 0 | 0 | 0 | 0 | 0 | 0 | 0 | 0 | 0 | 0 | 0 | 0 | 0 | 0 | 0 | 0 | 0 | System Off | 0 | 0
6309 | 6309 | 2012-09-19 20:59 | 8.72 | 8.72 | 8.72 | 8.72 | 0 | 0 | 0 | 0 | 0 | 0 | 0 | 0 | 0 | 0 | 0 | 0 | 0 | 0 | 0 | 0 | 0 | System Off | 0 | 0
6310 | 6310 | 2012-09-19 21:59 | 8.38 | 8.38 | 8.38 | 8.38 | 0 | 0 | 0 | 0 | 0 | 0 | 0 | 0 | 0 | 0 | 0 | 0 | 0 | 0 | 0 | 0 | 0 | System Off | 0 | 0
6311 | 6311 | 2012-09-19 22:59 | 8.04 | 8.04 | 8.04 | 8.04 | 0 | 0 | 0 | 0 | 0 | 0 | 0 | 0 | 0 | 0 | 0 | 0 | 0 | 0 | 0 | 0 | 0 | System Off | 0 | 0
6312 | 6312 | 2012-09-19 23:59 | 7.7 | 7.7 | 7.7 | 7.7 | 0 | 0 | 0 | 0 | 0 | 0 | 0 | 0 | 0 | 0 | 0 | 0 | 0 | 0 | 0 | 0 | 0 | System Off | 0 | 0
6313 | 6313 | 2012-09-20 00:59 | 7.03 | 7.03 | 7.03 | 7.03 | 0 | 0 | 0 | 0 | 0 | 0 | 0 | 0 | 0 | 0 | 0 | 0 | 0 | 0 | 0 | 0 | 0 | System Off | 0 | 0
6314 | 6314 | 2012-09-20 01:59 | 6.36 | 6.36 | 6.36 | 6.36 | 0 | 0 | 0 | 0 | 0 | 0 | 0 | 0 | 0 | 0 | 0 | 0 | 0 | 0 | 0 | 0 | 0 | System Off | 0 | 0
6315 | 6315 | 2012-09-20 02:59 | 5.69 | 5.69 | 5.69 | 5.69 | 0 | 0 | 0 | 0 | 0 | 0 | 0 | 0 | 0 | 0 | 0 | 0 | 0 | 0 | 0 | 0 | 0 | System Off | 0 | 0
6316 | 6316 | 2012-09-20 03:59 | 5.73 | 5.73 | 5.73 | 5.73 | 0 | 0 | 0 | 0 | 0 | 0 | 0 | 0 | 0 | 0 | 0 | 0 | 0 | 0 | 0 | 0 | 0 | System Off | 0 | 0
6317 | 6317 | 2012-09-20 04:59 | 5.78 | 5.78 | 5.78 | 5.78 | 0 | 0 | 0 | 0 | 0 | 0 | 0 | 0 | 0 | 0 | 0 | 0 | 0 | 0 | 0 | 0 | 0 | System Off | 0 | 0
6318 | 6318 | 2012-09-20 05:59 | 5.82 | 8.32 | 8.32 | 5.82 | 130.8 | 93.23 | 46 | 14.81 | 137.69 | 0.64 | 0.68 | 0.66 | 0.03 | 129.76 | 0 | 0 | 35.94 | 0.18359 | 0.056448 | 0.005 | 10.87 | System Off | 1 | 0
6319 | 6319 | 2012-09-20 06:59 | 8.42 | 15.83 | 15.83 | 8.42 | 399.51 | 357.01 | 141 | 14.76 | 403.92 | 0.92 | 0.88 | 0.86 | 0.13 | 325.02 | 0 | 0 | 110.1 | 0.18159 | 0.056448 | 0.014 | 9.93 | System Off | 1 | 0
6320 | 6320 | 2012-09-20 07:59 | 11.02 | 23.24 | 23.24 | 11.02 | 666.46 | 618.65 | 237 | 14.65 | 662.38 | 0.92 | 0.93 | 0.91 | 0.22 | 442.85 | 0 | 0 | 185.11 | 0.19012 | 0.056448 | 0.024 | 10.13 | System Off | 1 | 0
6321 | 6321 | 2012-09-20 08:59 | 13.62 | 30.45 | 30.45 | 13.62 | 914.57 | 861.51 | 332 | 14.35 | 899.9 | 0.93 | 0.96 | 0.94 | 0.31 | 547.67 | 0 | 0 | 260.02 | 0.19563 | 0.056448 | 0.033 | 9.94 | System Off | 1 | 0
6322 | 6322 | 2012-09-20 09:59 | 14.25 | 35.06 | 35.06 | 14.25 | 1147.6 | 1089.29 | 421 | 14.2 | 1121.1 | 0.93 | 0.97 | 0.95 | 0.39 | 664.11 | 0 | 0 | 330.05 | 0.20115 | 0.056448 | 0.042 | 9.98 | System Off | 1 | 0
6323 | 6323 | 2012-09-20 10:59 | 14.89 | 29.01 | 29.01 | 14.89 | 799.64 | 749.05 | 290 | 14.36 | 790.39 | 0.93 | 0.95 | 0.93 | 0.27 | 460.68 | 0 | 0 | 227.25 | 0.19531 | 0.056448 | 0.029 | 10 | System Off | 1 | 0
6324 | 6324 | 2012-09-20 11:59 | 15.53 | 35.51 | 35.51 | 15.53 | 1149.39 | 1091.03 | 422 | 14.19 | 1122.86 | 0.92 | 0.97 | 0.95 | 0.39 | 668.8 | 0 | 0 | 330.99 | 0.2031 | 0.056448 | 0.042 | 9.95 | System Off | 1 | 0
6325 | 6325 | 2012-09-20 12:59 | 15.53 | 30.57 | 30.57 | 15.53 | 872.26 | 820.11 | 317 | 14.33 | 859.72 | 0.94 | 0.95 | 0.93 | 0.3 | 540.98 | 0 | 0 | 248.46 | 0.19764 | 0.056448 | 0.032 | 10.09 | System Off | 1 | 0
6326 | 6326 | 2012-09-20 13:59 | 15.54 | 25.55 | 25.55 | 15.54 | 582.72 | 536.62 | 211 | 14.38 | 582.42 | 0.9 | 0.92 | 0.9 | 0.19 | 394.26 | 0 | 0 | 165.47 | 0.19531 | 0.056448 | 0.021 | 9.95 | System Off | 1 | 0
6327 | 6327 | 2012-09-20 14:59 | 15.55 | 22.42 | 22.42 | 15.55 | 399.43 | 356.92 | 144 | 14.45 | 404.74 | 0.9 | 0.88 | 0.86 | 0.13 | 276.06 | 0 | 0 | 112.92 | 0.19184 | 0.056448 | 0.015 | 10.42 | System Off | 1 | 0
6328 | 6328 | 2012-09-20 15:59 | 14.76 | 17.82 | 17.82 | 14.76 | 173.1 | 134.78 | 63 | 14.31 | 181.16 | 0.78 | 0.74 | 0.73 | 0.05 | 104.44 | 0 | 0 | 49.53 | 0.18652 | 0.056448 | 0.006 | 9.52 | System Off | 1 | 0
6329 | 6329 | 2012-09-20 16:59 | 13.96 | 14.53 | 14.53 | 13.96 | 30.02 | 0 | 11 | 14.21 | 33.87 | 0 | 0 | 0 | 0 | 0 | 0 | 0 | 8.66 | 0.18271 | 0.056448 | 0.001 | 9.09 | System Off | 0 | 0
6330 | 6330 | 2012-09-20 17:59 | 13.17 | 13.17 | 13.17 | 13.17 | 0 | 0 | 0 | 0 | 0 | 0 | 0 | 0 | 0 | 0 | 0 | 0 | 0 | 0 | 0 | 0 | 0 | System Off | 0 | 0
6331 | 6331 | 2012-09-20 18:59 | 11.8 | 11.8 | 11.8 | 11.8 | 0 | 0 | 0 | 0 | 0 | 0 | 0 | 0 | 0 | 0 | 0 | 0 | 0 | 0 | 0 | 0 | 0 | System Off | 0 | 0
6332 | 6332 | 2012-09-20 19:59 | 10.42 | 10.42 | 10.42 | 10.42 | 0 | 0 | 0 | 0 | 0 | 0 | 0 | 0 | 0 | 0 | 0 | 0 | 0 | 0 | 0 | 0 | 0 | System Off | 0 | 0
6333 | 6333 | 2012-09-20 20:59 | 9.04 | 9.04 | 9.04 | 9.04 | 0 | 0 | 0 | 0 | 0 | 0 | 0 | 0 | 0 | 0 | 0 | 0 | 0 | 0 | 0 | 0 | 0 | System Off | 0 | 0
6334 | 6334 | 2012-09-20 21:59 | 8.42 | 8.42 | 8.42 | 8.42 | 0 | 0 | 0 | 0 | 0 | 0 | 0 | 0 | 0 | 0 | 0 | 0 | 0 | 0 | 0 | 0 | 0 | System Off | 0 | 0
6335 | 6335 | 2012-09-20 22:59 | 7.8 | 7.8 | 7.8 | 7.8 | 0 | 0 | 0 | 0 | 0 | 0 | 0 | 0 | 0 | 0 | 0 | 0 | 0 | 0 | 0 | 0 | 0 | System Off | 0 | 0
6336 | 6336 | 2012-09-20 23:59 | 7.18 | 7.18 | 7.18 | 7.18 | 0 | 0 | 0 | 0 | 0 | 0 | 0 | 0 | 0 | 0 | 0 | 0 | 0 | 0 | 0 | 0 | 0 | System Off | 0 | 0
6337 | 6337 | 2012-09-21 00:59 | 6.73 | 6.73 | 6.73 | 6.73 | 0 | 0 | 0 | 0 | 0 | 0 | 0 | 0 | 0 | 0 | 0 | 0 | 0 | 0 | 0 | 0 | 0 | System Off | 0 | 0
6338 | 6338 | 2012-09-21 01:59 | 6.28 | 6.28 | 6.28 | 6.28 | 0 | 0 | 0 | 0 | 0 | 0 | 0 | 0 | 0 | 0 | 0 | 0 | 0 | 0 | 0 | 0 | 0 | System Off | 0 | 0
6339 | 6339 | 2012-09-21 02:59 | 5.83 | 5.83 | 5.83 | 5.83 | 0 | 0 | 0 | 0 | 0 | 0 | 0 | 0 | 0 | 0 | 0 | 0 | 0 | 0 | 0 | 0 | 0 | System Off | 0 | 0
6340 | 6340 | 2012-09-21 03:59 | 5.88 | 5.88 | 5.88 | 5.88 | 0 | 0 | 0 | 0 | 0 | 0 | 0 | 0 | 0 | 0 | 0 | 0 | 0 | 0 | 0 | 0 | 0 | System Off | 0 | 0
6341 | 6341 | 2012-09-21 04:59 | 5.94 | 5.94 | 5.94 | 5.94 | 0 | 0 | 0 | 0 | 0 | 0 | 0 | 0 | 0 | 0 | 0 | 0 | 0 | 0 | 0 | 0 | 0 | System Off | 0 | 0
6342 | 6342 | 2012-09-21 05:59 | 6 | 8.06 | 8.06 | 6 | 112.4 | 75.16 | 40 | 14.64 | 119.03 | 0.74 | 0.63 | 0.62 | 0.03 | 104.6 | 0 | 0 | 31.33 | 0.18354 | 0.056448 | 0.004 | 10 | System Off | 1 | 0
6343 | 6343 | 2012-09-21 06:59 | 9.06 | 15.05 | 15.05 | 9.06 | 346.08 | 304.58 | 122 | 14.77 | 351.72 | 0.9 | 0.87 | 0.85 | 0.11 | 277.29 | 0 | 0 | 95.29 | 0.18152 | 0.056448 | 0.012 | 9.84 | System Off | 1 | 0
6344 | 6344 | 2012-09-21 07:59 | 12.13 | 22.23 | 22.23 | 12.13 | 605.38 | 558.82 | 216 | 14.6 | 603.65 | 0.93 | 0.93 | 0.91 | 0.2 | 400.02 | 0 | 0 | 168.93 | 0.19064 | 0.056448 | 0.022 | 10.19 | System Off | 1 | 0
6345 | 6345 | 2012-09-21 08:59 | 15.19 | 25.68 | 25.68 | 15.19 | 643.41 | 596.08 | 232 | 14.44 | 640.66 | 0.95 | 0.93 | 0.91 | 0.22 | 378.94 | 0 | 0 | 181.79 | 0.19589 | 0.056448 | 0.023 | 9.91 | System Off | 1 | 0
6346 | 6346 | 2012-09-21 09:59 | 16.35 | 31.58 | 31.58 | 16.35 | 926.12 | 872.8 | 337 | 14.31 | 911.04 | 0.95 | 0.96 | 0.94 | 0.32 | 532.12 | 0 | 0 | 264.22 | 0.19988 | 0.056448 | 0.034 | 10.09 | System Off | 1 | 0
6347 | 6347 | 2012-09-21 10:59 | 17.52 | 35.99 | 35.99 | 17.52 | 1111.2 | 1053.73 | 410 | 14.12 | 1086.85 | 0.93 | 0.97 | 0.95 | 0.38 | 648.06 | 0 | 0 | 322.02 | 0.20545 | 0.056448 | 0.041 | 10 | System Off | 1 | 0
6348 | 6348 | 2012-09-21 11:59 | 18.69 | 34.99 | 34.99 | 18.69 | 974.64 | 920.25 | 359 | 14.14 | 957.48 | 0.92 | 0.96 | 0.94 | 0.33 | 564.11 | 0 | 0 | 282.02 | 0.20451 | 0.056448 | 0.036 | 10.03 | System Off | 1 | 0
6349 | 6349 | 2012-09-21 12:59 | 18.64 | 35.33 | 35.33 | 18.64 | 970.28 | 915.98 | 358 | 14.12 | 953.39 | 0.92 | 0.96 | 0.94 | 0.33 | 604.22 | 0 | 0 | 281.27 | 0.20438 | 0.056448 | 0.036 | 10.06 | System Off | 1 | 0
6350 | 6350 | 2012-09-21 13:59 | 18.59 | 23.14 | 23.14 | 18.59 | 253.4 | 213.63 | 93 | 14.19 | 261.72 | 0.85 | 0.82 | 0.8 | 0.08 | 156.96 | 0 | 0 | 73.21 | 0.19356 | 0.056448 | 0.01 | 10.75 | System Off | 1 | 0
6351 | 6351 | 2012-09-21 14:59 | 18.54 | 21.58 | 21.58 | 18.54 | 162.33 | 124.21 | 60 | 14.09 | 170.76 | 0.66 | 0.73 | 0.71 | 0.04 | 96.07 | 0 | 0 | 47.31 | 0.19175 | 0.056448 | 0.006 | 10 | System Off | 1 | 0
6352 | 6352 | 2012-09-21 15:59 | 17.39 | 19.47 | 19.47 | 17.39 | 109.6 | 72.41 | 41 | 13.92 | 117.13 | 0.72 | 0.62 | 0.6 | 0.03 | 56.11 | 0 | 0 | 32.4 | 0.18911 | 0.056448 | 0.004 | 9.76 | System Off | 0 | 0
6353 | 6353 | 2012-09-21 16:59 | 16.25 | 16.51 | 16.51 | 16.25 | 12.29 | 0 | 5 | 12.8 | 14.5 | 0 | 0 | 0 | 0 | 0 | 0 | 0 | 4.01 | 0.18561 | 0.056448 | 0.001 | 20 | System Off | 0 | 0
6354 | 6354 | 2012-09-21 17:59 | 15.1 | 15.1 | 15.1 | 15.1 | 0 | 0 | 0 | 0 | 0 | 0 | 0 | 0 | 0 | 0 | 0 | 0 | 0 | 0 | 0 | 0 | 0 | System Off | 0 | 0
6355 | 6355 | 2012-09-21 18:59 | 14.72 | 14.72 | 14.72 | 14.72 | 0 | 0 | 0 | 0 | 0 | 0 | 0 | 0 | 0 | 0 | 0 | 0 | 0 | 0 | 0 | 0 | 0 | System Off | 0 | 0
6356 | 6356 | 2012-09-21 19:59 | 14.33 | 14.33 | 14.33 | 14.33 | 0 | 0 | 0 | 0 | 0 | 0 | 0 | 0 | 0 | 0 | 0 | 0 | 0 | 0 | 0 | 0 | 0 | System Off | 0 | 0
6357 | 6357 | 2012-09-21 20:59 | 13.94 | 13.94 | 13.94 | 13.94 | 0 | 0 | 0 | 0 | 0 | 0 | 0 | 0 | 0 | 0 | 0 | 0 | 0 | 0 | 0 | 0 | 0 | System Off | 0 | 0
6358 | 6358 | 2012-09-21 21:59 | 13.59 | 13.59 | 13.59 | 13.59 | 0 | 0 | 0 | 0 | 0 | 0 | 0 | 0 | 0 | 0 | 0 | 0 | 0 | 0 | 0 | 0 | 0 | System Off | 0 | 0
6359 | 6359 | 2012-09-21 22:59 | 13.24 | 13.24 | 13.24 | 13.24 | 0 | 0 | 0 | 0 | 0 | 0 | 0 | 0 | 0 | 0 | 0 | 0 | 0 | 0 | 0 | 0 | 0 | System Off | 0 | 0
6360 | 6360 | 2012-09-21 23:59 | 12.88 | 12.88 | 12.88 | 12.88 | 0 | 0 | 0 | 0 | 0 | 0 | 0 | 0 | 0 | 0 | 0 | 0 | 0 | 0 | 0 | 0 | 0 | System Off | 0 | 0
6361 | 6361 | 2012-09-22 00:59 | 11.61 | 11.61 | 11.61 | 11.61 | 0 | 0 | 0 | 0 | 0 | 0 | 0 | 0 | 0 | 0 | 0 | 0 | 0 | 0 | 0 | 0 | 0 | System Off | 0 | 0
6362 | 6362 | 2012-09-22 01:59 | 10.33 | 10.33 | 10.33 | 10.33 | 0 | 0 | 0 | 0 | 0 | 0 | 0 | 0 | 0 | 0 | 0 | 0 | 0 | 0 | 0 | 0 | 0 | System Off | 0 | 0
6363 | 6363 | 2012-09-22 02:59 | 9.06 | 9.06 | 9.06 | 9.06 | 0 | 0 | 0 | 0 | 0 | 0 | 0 | 0 | 0 | 0 | 0 | 0 | 0 | 0 | 0 | 0 | 0 | System Off | 0 | 0
6364 | 6364 | 2012-09-22 03:59 | 8.87 | 8.87 | 8.87 | 8.87 | 0 | 0 | 0 | 0 | 0 | 0 | 0 | 0 | 0 | 0 | 0 | 0 | 0 | 0 | 0 | 0 | 0 | System Off | 0 | 0
6365 | 6365 | 2012-09-22 04:59 | 8.69 | 8.69 | 8.69 | 8.69 | 0 | 0 | 0 | 0 | 0 | 0 | 0 | 0 | 0 | 0 | 0 | 0 | 0 | 0 | 0 | 0 | 0 | System Off | 0 | 0
6366 | 6366 | 2012-09-22 05:59 | 8.51 | 9.04 | 9.04 | 8.51 | 33.38 | 0 | 12 | 14.49 | 37.25 | 0 | 0 | 0 | 0 | 0 | 0 | 0 | 9.42 | 0.18305 | 0.056448 | 0.001 | 8.33 | System Off | 0 | 0
6367 | 6367 | 2012-09-22 06:59 | 9.95 | 14.42 | 14.42 | 9.95 | 304.31 | 263.6 | 108 | 14.68 | 310.73 | 0.93 | 0.85 | 0.83 | 0.1 | 239.98 | 0 | 0 | 84.5 | 0.18206 | 0.056448 | 0.011 | 10.19 | System Off | 1 | 0
6368 | 6368 | 2012-09-22 07:59 | 11.38 | 17.27 | 17.27 | 11.38 | 406.21 | 363.57 | 144 | 14.69 | 410.6 | 0.9 | 0.89 | 0.87 | 0.13 | 260.26 | 0 | 0 | 112.61 | 0.18589 | 0.056448 | 0.015 | 10.42 | System Off | 1 | 0
6369 | 6369 | 2012-09-22 08:59 | 12.82 | 17.3 | 17.3 | 12.82 | 308.96 | 268.16 | 110 | 14.63 | 315.67 | 0.9 | 0.85 | 0.83 | 0.1 | 170.48 | 0 | 0 | 86.12 | 0.18619 | 0.056448 | 0.011 | 10 | System Off | 1 | 0
6370 | 6370 | 2012-09-22 09:59 | 13.5 | 26.72 | 26.72 | 13.5 | 916.76 | 863.65 | 328 | 14.56 | 901.46 | 0.94 | 0.96 | 0.94 | 0.31 | 526.54 | 0 | 0 | 256.55 | 0.19523 | 0.056448 | 0.033 | 10.06 | System Off | 1 | 0
6371 | 6371 | 2012-09-22 10:59 | 14.18 | 30.83 | 30.83 | 14.18 | 1144.77 | 1086.53 | 413 | 14.44 | 1117.9 | 0.94 | 0.97 | 0.95 | 0.39 | 668.24 | 0 | 0 | 323.28 | 0.2006 | 0.056448 | 0.041 | 9.93 | System Off | 1 | 0
6372 | 6372 | 2012-09-22 11:59 | 14.87 | 30.75 | 30.75 | 14.87 | 1085.45 | 1028.56 | 392 | 14.42 | 1061.88 | 0.94 | 0.97 | 0.95 | 0.37 | 630.5 | 0 | 0 | 306.95 | 0.20054 | 0.056448 | 0.039 | 9.95 | System Off | 1 | 0
6373 | 6373 | 2012-09-22 12:59 | 14.94 | 34.04 | 34.04 | 14.94 | 1298.35 | 1236.49 | 473 | 14.3 | 1263.21 | 0.95 | 0.98 | 0.96 | 0.45 | 815.64 | 0 | 0 | 370.72 | 0.20486 | 0.056448 | 0.047 | 9.94 | System Off | 1 | 0
6374 | 6374 | 2012-09-22 13:59 | 15.02 | 25.08 | 25.08 | 15.02 | 677.73 | 629.69 | 243 | 14.53 | 673.48 | 0.94 | 0.93 | 0.91 | 0.23 | 462.64 | 0 | 0 | 190.26 | 0.19621 | 0.056448 | 0.024 | 9.88 | System Off | 1 | 0
6375 | 6375 | 2012-09-22 14:59 | 15.1 | 22.98 | 22.98 | 15.1 | 525.92 | 480.95 | 189 | 14.49 | 527.31 | 0.9 | 0.91 | 0.89 | 0.17 | 371.99 | 0 | 0 | 148.11 | 0.19353 | 0.056448 | 0.019 | 10.05 | System Off | 1 | 0
6376 | 6376 | 2012-09-22 15:59 | 14.06 | 17.94 | 17.94 | 14.06 | 242.39 | 202.82 | 88 | 14.35 | 250.16 | 0.79 | 0.81 | 0.79 | 0.07 | 157.17 | 0 | 0 | 69.15 | 0.18683 | 0.056448 | 0.009 | 10.23 | System Off | 1 | 0
6377 | 6377 | 2012-09-22 16:59 | 13.01 | 13.39 | 13.39 | 13.01 | 21.17 | 0 | 8 | 13.78 | 24.24 | 0 | 0 | 0 | 0 | 0 | 0 | 0 | 6.34 | 0.18123 | 0.056448 | 0.001 | 12.5 | System Off | 0 | 0
6378 | 6378 | 2012-09-22 17:59 | 11.97 | 11.97 | 11.97 | 11.97 | 0 | 0 | 0 | 0 | 0 | 0 | 0 | 0 | 0 | 0 | 0 | 0 | 0 | 0 | 0 | 0 | 0 | System Off | 0 | 0
6379 | 6379 | 2012-09-22 18:59 | 11.54 | 11.54 | 11.54 | 11.54 | 0 | 0 | 0 | 0 | 0 | 0 | 0 | 0 | 0 | 0 | 0 | 0 | 0 | 0 | 0 | 0 | 0 | System Off | 0 | 0
6380 | 6380 | 2012-09-22 19:59 | 11.1 | 11.1 | 11.1 | 11.1 | 0 | 0 | 0 | 0 | 0 | 0 | 0 | 0 | 0 | 0 | 0 | 0 | 0 | 0 | 0 | 0 | 0 | System Off | 0 | 0
6381 | 6381 | 2012-09-22 20:59 | 10.66 | 10.66 | 10.66 | 10.66 | 0 | 0 | 0 | 0 | 0 | 0 | 0 | 0 | 0 | 0 | 0 | 0 | 0 | 0 | 0 | 0 | 0 | System Off | 0 | 0
6382 | 6382 | 2012-09-22 21:59 | 10.48 | 10.48 | 10.48 | 10.48 | 0 | 0 | 0 | 0 | 0 | 0 | 0 | 0 | 0 | 0 | 0 | 0 | 0 | 0 | 0 | 0 | 0 | System Off | 0 | 0
6383 | 6383 | 2012-09-22 22:59 | 10.3 | 10.3 | 10.3 | 10.3 | 0 | 0 | 0 | 0 | 0 | 0 | 0 | 0 | 0 | 0 | 0 | 0 | 0 | 0 | 0 | 0 | 0 | System Off | 0 | 0
6384 | 6384 | 2012-09-22 23:59 | 10.11 | 10.11 | 10.11 | 10.11 | 0 | 0 | 0 | 0 | 0 | 0 | 0 | 0 | 0 | 0 | 0 | 0 | 0 | 0 | 0 | 0 | 0 | System Off | 0 | 0
6385 | 6385 | 2012-09-23 00:59 | 9.3 | 9.3 | 9.3 | 9.3 | 0 | 0 | 0 | 0 | 0 | 0 | 0 | 0 | 0 | 0 | 0 | 0 | 0 | 0 | 0 | 0 | 0 | System Off | 0 | 0
6386 | 6386 | 2012-09-23 01:59 | 8.49 | 8.49 | 8.49 | 8.49 | 0 | 0 | 0 | 0 | 0 | 0 | 0 | 0 | 0 | 0 | 0 | 0 | 0 | 0 | 0 | 0 | 0 | System Off | 0 | 0
6387 | 6387 | 2012-09-23 02:59 | 7.68 | 7.68 | 7.68 | 7.68 | 0 | 0 | 0 | 0 | 0 | 0 | 0 | 0 | 0 | 0 | 0 | 0 | 0 | 0 | 0 | 0 | 0 | System Off | 0 | 0
6388 | 6388 | 2012-09-23 03:59 | 8.32 | 8.32 | 8.32 | 8.32 | 0 | 0 | 0 | 0 | 0 | 0 | 0 | 0 | 0 | 0 | 0 | 0 | 0 | 0 | 0 | 0 | 0 | System Off | 0 | 0
6389 | 6389 | 2012-09-23 04:59 | 8.96 | 8.96 | 8.96 | 8.96 | 0 | 0 | 0 | 0 | 0 | 0 | 0 | 0 | 0 | 0 | 0 | 0 | 0 | 0 | 0 | 0 | 0 | System Off | 0 | 0
6390 | 6390 | 2012-09-23 05:59 | 9.6 | 11.35 | 11.35 | 9.6 | 98.35 | 61.36 | 36 | 14.23 | 104.97 | 0.55 | 0.58 | 0.57 | 0.02 | 85.39 | 0 | 0 | 28.34 | 0.17795 | 0.056448 | 0.004 | 11.11 | System Off | 1 | 0
6391 | 6391 | 2012-09-23 06:59 | 10.87 | 14.53 | 14.53 | 10.87 | 216.32 | 177.22 | 77 | 14.63 | 223.92 | 0.77 | 0.79 | 0.77 | 0.06 | 161.34 | 0 | 0 | 60.29 | 0.18177 | 0.056448 | 0.008 | 10.39 | System Off | 1 | 0
6392 | 6392 | 2012-09-23 07:59 | 12.15 | 18.69 | 18.69 | 12.15 | 399.4 | 356.89 | 142 | 14.65 | 404.18 | 0.91 | 0.88 | 0.86 | 0.13 | 255.48 | 0 | 0 | 111.08 | 0.18688 | 0.056448 | 0.014 | 9.86 | System Off | 1 | 0
6393 | 6393 | 2012-09-23 08:59 | 13.42 | 15.73 | 15.73 | 13.42 | 140.19 | 102.45 | 51 | 14.32 | 147.84 | 0.77 | 0.69 | 0.68 | 0.04 | 65.13 | 0 | 0 | 40.11 | 0.18402 | 0.056448 | 0.005 | 9.8 | System Off | 0 | 0
6394 | 6394 | 2012-09-23 09:59 | 14.13 | 26.99 | 26.99 | 14.13 | 827.41 | 776.23 | 297 | 14.51 | 816.55 | 0.94 | 0.95 | 0.93 | 0.28 | 473.24 | 0 | 0 | 232.42 | 0.19771 | 0.056448 | 0.03 | 10.1 | System Off | 1 | 0
6395 | 6395 | 2012-09-23 10:59 | 14.84 | 36.14 | 36.14 | 14.84 | 1400.16 | 1335.83 | 513 | 14.22 | 1359.19 | 0.94 | 0.98 | 0.96 | 0.48 | 821.56 | 0 | 0 | 402.26 | 0.2068 | 0.056448 | 0.051 | 9.94 | System Off | 1 | 0
6396 | 6396 | 2012-09-23 11:59 | 15.56 | 37.52 | 37.52 | 15.56 | 1482.84 | 1416.47 | 545 | 14.17 | 1437.07 | 0.93 | 0.99 | 0.96 | 0.51 | 868.29 | 0 | 0 | 427.58 | 0.20956 | 0.056448 | 0.054 | 9.91 | System Off | 1 | 0
6397 | 6397 | 2012-09-23 12:59 | 16.26 | 26.46 | 26.46 | 16.26 | 709.63 | 660.93 | 256 | 14.44 | 704.13 | 0.94 | 0.94 | 0.92 | 0.24 | 435.98 | 0 | 0 | 200.67 | 0.19553 | 0.056448 | 0.026 | 10.16 | System Off | 1 | 0
6398 | 6398 | 2012-09-23 13:59 | 16.96 | 21.18 | 21.18 | 16.96 | 296.58 | 256.01 | 108 | 14.3 | 304.03 | 0.83 | 0.84 | 0.82 | 0.09 | 188.09 | 0 | 0 | 84.91 | 0.192 | 0.056448 | 0.011 | 10.19 | System Off | 1 | 0
6399 | 6399 | 2012-09-23 14:59 | 17.67 | 21.68 | 21.68 | 17.67 | 288.6 | 248.18 | 105 | 14.32 | 296.24 | 0.85 | 0.84 | 0.82 | 0.09 | 191.95 | 0 | 0 | 82.55 | 0.19286 | 0.056448 | 0.011 | 10.48 | System Off | 1 | 0
6400 | 6400 | 2012-09-23 15:59 | 17.29 | 20 | 20 | 17.29 | 193.76 | 155.08 | 71 | 14.21 | 202.09 | 0.84 | 0.77 | 0.75 | 0.06 | 120.17 | 0 | 0 | 55.9 | 0.19054 | 0.056448 | 0.007 | 9.86 | System Off | 1 | 0
6401 | 6401 | 2012-09-23 16:59 | 16.9 | 16.9 | 16.9 | 16.9 | 0 | 0 | 0 | 0 | 0 | 0 | 0 | 0 | 0 | 0 | 0 | 0 | 0 | 0 | 0 | 0 | 0 | System Off | 0 | 0
6402 | 6402 | 2012-09-23 17:59 | 16.52 | 16.52 | 16.52 | 16.52 | 0 | 0 | 0 | 0 | 0 | 0 | 0 | 0 | 0 | 0 | 0 | 0 | 0 | 0 | 0 | 0 | 0 | System Off | 0 | 0
6403 | 6403 | 2012-09-23 18:59 | 16.69 | 16.69 | 16.69 | 16.69 | 0 | 0 | 0 | 0 | 0 | 0 | 0 | 0 | 0 | 0 | 0 | 0 | 0 | 0 | 0 | 0 | 0 | System Off | 0 | 0
6404 | 6404 | 2012-09-23 19:59 | 16.85 | 16.85 | 16.85 | 16.85 | 0 | 0 | 0 | 0 | 0 | 0 | 0 | 0 | 0 | 0 | 0 | 0 | 0 | 0 | 0 | 0 | 0 | System Off | 0 | 0
6405 | 6405 | 2012-09-23 20:59 | 17.01 | 17.01 | 17.01 | 17.01 | 0 | 0 | 0 | 0 | 0 | 0 | 0 | 0 | 0 | 0 | 0 | 0 | 0 | 0 | 0 | 0 | 0 | System Off | 0 | 0
6406 | 6406 | 2012-09-23 21:59 | 17.62 | 17.62 | 17.62 | 17.62 | 0 | 0 | 0 | 0 | 0 | 0 | 0 | 0 | 0 | 0 | 0 | 0 | 0 | 0 | 0 | 0 | 0 | System Off | 0 | 0
6407 | 6407 | 2012-09-23 22:59 | 18.23 | 18.23 | 18.23 | 18.23 | 0 | 0 | 0 | 0 | 0 | 0 | 0 | 0 | 0 | 0 | 0 | 0 | 0 | 0 | 0 | 0 | 0 | System Off | 0 | 0
6408 | 6408 | 2012-09-23 23:59 | 18.84 | 18.84 | 18.84 | 18.84 | 0 | 0 | 0 | 0 | 0 | 0 | 0 | 0 | 0 | 0 | 0 | 0 | 0 | 0 | 0 | 0 | 0 | System Off | 0 | 0
6409 | 6409 | 2012-09-24 00:59 | 18.46 | 18.46 | 18.46 | 18.46 | 0 | 0 | 0 | 0 | 0 | 0 | 0 | 0 | 0 | 0 | 0 | 0 | 0 | 0 | 0 | 0 | 0 | System Off | 0 | 0
6410 | 6410 | 2012-09-24 01:59 | 18.08 | 18.08 | 18.08 | 18.08 | 0 | 0 | 0 | 0 | 0 | 0 | 0 | 0 | 0 | 0 | 0 | 0 | 0 | 0 | 0 | 0 | 0 | System Off | 0 | 0
6411 | 6411 | 2012-09-24 02:59 | 17.7 | 17.7 | 17.7 | 17.7 | 0 | 0 | 0 | 0 | 0 | 0 | 0 | 0 | 0 | 0 | 0 | 0 | 0 | 0 | 0 | 0 | 0 | System Off | 0 | 0
6412 | 6412 | 2012-09-24 03:59 | 17.88 | 17.88 | 17.88 | 17.88 | 0 | 0 | 0 | 0 | 0 | 0 | 0 | 0 | 0 | 0 | 0 | 0 | 0 | 0 | 0 | 0 | 0 | System Off | 0 | 0
6413 | 6413 | 2012-09-24 04:59 | 18.07 | 18.07 | 18.07 | 18.07 | 0 | 0 | 0 | 0 | 0 | 0 | 0 | 0 | 0 | 0 | 0 | 0 | 0 | 0 | 0 | 0 | 0 | System Off | 0 | 0
6414 | 6414 | 2012-09-24 05:59 | 18.25 | 18.5 | 18.5 | 18.25 | 14.29 | 0 | 5 | 14.89 | 16.79 | 0 | 0 | 0 | 0 | 0 | 0 | 0 | 3.91 | 0.18843 | 0.056448 | 0.001 | 20 | System Off | 0 | 0
6415 | 6415 | 2012-09-24 06:59 | 18.26 | 20.59 | 20.59 | 18.26 | 153.61 | 115.64 | 57 | 14.04 | 161.88 | 0.69 | 0.71 | 0.7 | 0.04 | 105.28 | 0 | 0 | 44.98 | 0.19119 | 0.056448 | 0.006 | 10.53 | System Off | 1 | 0
6416 | 6416 | 2012-09-24 07:59 | 18.26 | 20.1 | 20.1 | 18.26 | 125.66 | 88.19 | 47 | 13.93 | 133.55 | 0.63 | 0.66 | 0.65 | 0.03 | 63.13 | 0 | 0 | 37.15 | 0.19067 | 0.056448 | 0.005 | 10.64 | System Off | 0 | 0
6417 | 6417 | 2012-09-24 08:59 | 18.27 | 20.74 | 20.74 | 18.27 | 177.18 | 138.79 | 66 | 13.98 | 185.57 | 0.76 | 0.75 | 0.73 | 0.05 | 88.23 | 0 | 0 | 52.12 | 0.19169 | 0.056448 | 0.007 | 10.61 | System Off | 1 | 0
6418 | 6418 | 2012-09-24 09:59 | 18.11 | 21.55 | 21.55 | 18.11 | 257.6 | 217.75 | 94 | 14.27 | 265.66 | 0.84 | 0.82 | 0.8 | 0.08 | 132.76 | 0 | 0 | 73.95 | 0.19292 | 0.056448 | 0.01 | 10.64 | System Off | 1 | 0
6419 | 6419 | 2012-09-24 10:59 | 17.96 | 29.36 | 29.36 | 17.96 | 906.12 | 853.24 | 327 | 14.43 | 891.71 | 0.95 | 0.96 | 0.94 | 0.31 | 524.76 | 0 | 0 | 256.34 | 0.20171 | 0.056448 | 0.033 | 10.09 | System Off | 1 | 0
6420 | 6420 | 2012-09-24 11:59 | 17.81 | 20.07 | 20.07 | 17.81 | 177.71 | 139.31 | 66 | 14.02 | 186.04 | 0.76 | 0.75 | 0.73 | 0.05 | 85.4 | 0 | 0 | 52.1 | 0.19103 | 0.056448 | 0.007 | 10.61 | System Off | 1 | 0
6421 | 6421 | 2012-09-24 12:59 | 16.99 | 18.81 | 18.81 | 16.99 | 150.1 | 112.19 | 55 | 14.21 | 158.15 | 0.72 | 0.71 | 0.69 | 0.04 | 74.01 | 0 | 0 | 43.32 | 0.18927 | 0.056448 | 0.006 | 10.91 | System Off | 0 | 0
6422 | 6422 | 2012-09-24 13:59 | 16.18 | 25.58 | 25.58 | 16.18 | 853.43 | 801.69 | 304 | 14.62 | 841.11 | 0.95 | 0.95 | 0.93 | 0.29 | 589.01 | 0 | 0 | 237.89 | 0.19788 | 0.056448 | 0.03 | 9.87 | System Off | 1 | 0
6423 | 6423 | 2012-09-24 14:59 | 15.37 | 17.8 | 17.8 | 15.37 | 222.98 | 183.76 | 81 | 14.34 | 230.9 | 0.86 | 0.8 | 0.78 | 0.07 | 142.13 | 0 | 0 | 63.69 | 0.18832 | 0.056448 | 0.008 | 9.88 | System Off | 1 | 0
6424 | 6424 | 2012-09-24 15:59 | 14.96 | 17.63 | 17.63 | 14.96 | 224.43 | 185.19 | 81 | 14.43 | 232.33 | 0.86 | 0.8 | 0.78 | 0.07 | 143.51 | 0 | 0 | 63.61 | 0.18773 | 0.056448 | 0.008 | 9.88 | System Off | 1 | 0
6425 | 6425 | 2012-09-24 16:59 | 14.54 | 14.54 | 14.54 | 14.54 | 0 | 0 | 0 | 0 | 0 | 0 | 0 | 0 | 0 | 0 | 0 | 0 | 0 | 0 | 0 | 0 | 0 | System Off | 0 | 0
6426 | 6426 | 2012-09-24 17:59 | 14.13 | 14.13 | 14.13 | 14.13 | 0 | 0 | 0 | 0 | 0 | 0 | 0 | 0 | 0 | 0 | 0 | 0 | 0 | 0 | 0 | 0 | 0 | System Off | 0 | 0
6427 | 6427 | 2012-09-24 18:59 | 14.27 | 14.27 | 14.27 | 14.27 | 0 | 0 | 0 | 0 | 0 | 0 | 0 | 0 | 0 | 0 | 0 | 0 | 0 | 0 | 0 | 0 | 0 | System Off | 0 | 0
6428 | 6428 | 2012-09-24 19:59 | 14.41 | 14.41 | 14.41 | 14.41 | 0 | 0 | 0 | 0 | 0 | 0 | 0 | 0 | 0 | 0 | 0 | 0 | 0 | 0 | 0 | 0 | 0 | System Off | 0 | 0
6429 | 6429 | 2012-09-24 20:59 | 14.55 | 14.55 | 14.55 | 14.55 | 0 | 0 | 0 | 0 | 0 | 0 | 0 | 0 | 0 | 0 | 0 | 0 | 0 | 0 | 0 | 0 | 0 | System Off | 0 | 0
6430 | 6430 | 2012-09-24 21:59 | 14.52 | 14.52 | 14.52 | 14.52 | 0 | 0 | 0 | 0 | 0 | 0 | 0 | 0 | 0 | 0 | 0 | 0 | 0 | 0 | 0 | 0 | 0 | System Off | 0 | 0
6431 | 6431 | 2012-09-24 22:59 | 14.49 | 14.49 | 14.49 | 14.49 | 0 | 0 | 0 | 0 | 0 | 0 | 0 | 0 | 0 | 0 | 0 | 0 | 0 | 0 | 0 | 0 | 0 | System Off | 0 | 0
6432 | 6432 | 2012-09-24 23:59 | 14.45 | 14.45 | 14.45 | 14.45 | 0 | 0 | 0 | 0 | 0 | 0 | 0 | 0 | 0 | 0 | 0 | 0 | 0 | 0 | 0 | 0 | 0 | System Off | 0 | 0
6433 | 6433 | 2012-09-25 00:59 | 14.45 | 14.45 | 14.45 | 14.45 | 0 | 0 | 0 | 0 | 0 | 0 | 0 | 0 | 0 | 0 | 0 | 0 | 0 | 0 | 0 | 0 | 0 | System Off | 0 | 0
6434 | 6434 | 2012-09-25 01:59 | 14.44 | 14.44 | 14.44 | 14.44 | 0 | 0 | 0 | 0 | 0 | 0 | 0 | 0 | 0 | 0 | 0 | 0 | 0 | 0 | 0 | 0 | 0 | System Off | 0 | 0
6435 | 6435 | 2012-09-25 02:59 | 14.44 | 14.44 | 14.44 | 14.44 | 0 | 0 | 0 | 0 | 0 | 0 | 0 | 0 | 0 | 0 | 0 | 0 | 0 | 0 | 0 | 0 | 0 | System Off | 0 | 0
6436 | 6436 | 2012-09-25 03:59 | 14.19 | 14.19 | 14.19 | 14.19 | 0 | 0 | 0 | 0 | 0 | 0 | 0 | 0 | 0 | 0 | 0 | 0 | 0 | 0 | 0 | 0 | 0 | System Off | 0 | 0
6437 | 6437 | 2012-09-25 04:59 | 13.94 | 13.94 | 13.94 | 13.94 | 0 | 0 | 0 | 0 | 0 | 0 | 0 | 0 | 0 | 0 | 0 | 0 | 0 | 0 | 0 | 0 | 0 | System Off | 0 | 0
6438 | 6438 | 2012-09-25 05:59 | 13.69 | 13.94 | 13.94 | 13.69 | 14.65 | 0 | 5 | 15.26 | 17.08 | 0 | 0 | 0 | 0 | 0 | 0 | 0 | 3.89 | 0.18202 | 0.056448 | 0.001 | 20 | System Off | 0 | 0
6439 | 6439 | 2012-09-25 06:59 | 13.94 | 14.75 | 14.75 | 13.94 | 50.78 | 14.61 | 19 | 13.92 | 55.94 | 0.51 | 0.26 | 0.26 | 0.01 | 13.3 | 0 | 0 | 15.02 | 0.1831 | 0.056448 | 0.002 | 10.53 | System Off | 0 | 0
6440 | 6440 | 2012-09-25 07:59 | 14.18 | 16.09 | 16.09 | 14.18 | 128 | 90.48 | 47 | 14.18 | 135.55 | 0.63 | 0.67 | 0.65 | 0.03 | 64.77 | 0 | 0 | 37.03 | 0.18488 | 0.056448 | 0.005 | 10.64 | System Off | 0 | 0
6441 | 6441 | 2012-09-25 08:59 | 14.43 | 16.25 | 16.25 | 14.43 | 125.52 | 88.05 | 46 | 14.21 | 133.05 | 0.64 | 0.66 | 0.65 | 0.03 | 55.97 | 0 | 0 | 36.23 | 0.18518 | 0.056448 | 0.005 | 10.87 | System Off | 0 | 0
6442 | 6442 | 2012-09-25 09:59 | 14.52 | 17.56 | 17.56 | 14.52 | 220.79 | 181.61 | 80 | 14.37 | 228.7 | 0.87 | 0.79 | 0.78 | 0.07 | 110.72 | 0 | 0 | 62.86 | 0.18706 | 0.056448 | 0.008 | 10 | System Off | 1 | 0
6443 | 6443 | 2012-09-25 10:59 | 14.61 | 17.68 | 17.68 | 14.61 | 230.37 | 191.02 | 83 | 14.46 | 238.22 | 0.83 | 0.8 | 0.78 | 0.07 | 117.48 | 0 | 0 | 65.15 | 0.18734 | 0.056448 | 0.008 | 9.64 | System Off | 1 | 0
6444 | 6444 | 2012-09-25 11:59 | 14.7 | 17.65 | 17.65 | 14.7 | 227.97 | 188.66 | 82 | 14.48 | 235.84 | 0.84 | 0.8 | 0.78 | 0.07 | 115.65 | 0 | 0 | 64.35 | 0.18742 | 0.056448 | 0.008 | 9.76 | System Off | 1 | 0
6445 | 6445 | 2012-09-25 12:59 | 15.1 | 18.42 | 18.42 | 15.1 | 251.44 | 211.71 | 91 | 14.39 | 259.17 | 0.87 | 0.82 | 0.8 | 0.08 | 139.65 | 0 | 0 | 71.48 | 0.18845 | 0.056448 | 0.009 | 9.89 | System Off | 1 | 0
6446 | 6446 | 2012-09-25 13:59 | 15.5 | 17.04 | 17.04 | 15.5 | 110.84 | 73.63 | 41 | 14.08 | 118.19 | 0.72 | 0.62 | 0.61 | 0.03 | 54.1 | 0 | 0 | 32.35 | 0.18643 | 0.056448 | 0.004 | 9.76 | System Off | 0 | 0
6447 | 6447 | 2012-09-25 14:59 | 15.91 | 20.82 | 20.82 | 15.91 | 359.44 | 317.69 | 130 | 14.4 | 365.55 | 0.85 | 0.87 | 0.85 | 0.11 | 245.72 | 0 | 0 | 102.07 | 0.19164 | 0.056448 | 0.013 | 10 | System Off | 1 | 0
6448 | 6448 | 2012-09-25 15:59 | 15.47 | 16.77 | 16.77 | 15.47 | 87.41 | 50.61 | 33 | 13.8 | 94.16 | 0.61 | 0.54 | 0.53 | 0.02 | 39.22 | 0 | 0 | 26.13 | 0.18598 | 0.056448 | 0.003 | 9.09 | System Off | 0 | 0
6449 | 6449 | 2012-09-25 16:59 | 15.03 | 15.03 | 15.03 | 15.03 | 0 | 0 | 0 | 0 | 0 | 0 | 0 | 0 | 0 | 0 | 0 | 0 | 0 | 0 | 0 | 0 | 0 | System Off | 0 | 0
6450 | 6450 | 2012-09-25 17:59 | 14.59 | 14.59 | 14.59 | 14.59 | 0 | 0 | 0 | 0 | 0 | 0 | 0 | 0 | 0 | 0 | 0 | 0 | 0 | 0 | 0 | 0 | 0 | System Off | 0 | 0
6451 | 6451 | 2012-09-25 18:59 | 14.57 | 14.57 | 14.57 | 14.57 | 0 | 0 | 0 | 0 | 0 | 0 | 0 | 0 | 0 | 0 | 0 | 0 | 0 | 0 | 0 | 0 | 0 | System Off | 0 | 0
6452 | 6452 | 2012-09-25 19:59 | 14.55 | 14.55 | 14.55 | 14.55 | 0 | 0 | 0 | 0 | 0 | 0 | 0 | 0 | 0 | 0 | 0 | 0 | 0 | 0 | 0 | 0 | 0 | System Off | 0 | 0
6453 | 6453 | 2012-09-25 20:59 | 14.52 | 14.52 | 14.52 | 14.52 | 0 | 0 | 0 | 0 | 0 | 0 | 0 | 0 | 0 | 0 | 0 | 0 | 0 | 0 | 0 | 0 | 0 | System Off | 0 | 0
6454 | 6454 | 2012-09-25 21:59 | 14.58 | 14.58 | 14.58 | 14.58 | 0 | 0 | 0 | 0 | 0 | 0 | 0 | 0 | 0 | 0 | 0 | 0 | 0 | 0 | 0 | 0 | 0 | System Off | 0 | 0
6455 | 6455 | 2012-09-25 22:59 | 14.64 | 14.64 | 14.64 | 14.64 | 0 | 0 | 0 | 0 | 0 | 0 | 0 | 0 | 0 | 0 | 0 | 0 | 0 | 0 | 0 | 0 | 0 | System Off | 0 | 0
6456 | 6456 | 2012-09-25 23:59 | 14.69 | 14.69 | 14.69 | 14.69 | 0 | 0 | 0 | 0 | 0 | 0 | 0 | 0 | 0 | 0 | 0 | 0 | 0 | 0 | 0 | 0 | 0 | System Off | 0 | 0
6457 | 6457 | 2012-09-26 00:59 | 14.08 | 14.08 | 14.08 | 14.08 | 0 | 0 | 0 | 0 | 0 | 0 | 0 | 0 | 0 | 0 | 0 | 0 | 0 | 0 | 0 | 0 | 0 | System Off | 0 | 0
6458 | 6458 | 2012-09-26 01:59 | 13.46 | 13.46 | 13.46 | 13.46 | 0 | 0 | 0 | 0 | 0 | 0 | 0 | 0 | 0 | 0 | 0 | 0 | 0 | 0 | 0 | 0 | 0 | System Off | 0 | 0
6459 | 6459 | 2012-09-26 02:59 | 12.85 | 12.85 | 12.85 | 12.85 | 0 | 0 | 0 | 0 | 0 | 0 | 0 | 0 | 0 | 0 | 0 | 0 | 0 | 0 | 0 | 0 | 0 | System Off | 0 | 0
6460 | 6460 | 2012-09-26 03:59 | 12.91 | 12.91 | 12.91 | 12.91 | 0 | 0 | 0 | 0 | 0 | 0 | 0 | 0 | 0 | 0 | 0 | 0 | 0 | 0 | 0 | 0 | 0 | System Off | 0 | 0
6461 | 6461 | 2012-09-26 04:59 | 12.97 | 12.97 | 12.97 | 12.97 | 0 | 0 | 0 | 0 | 0 | 0 | 0 | 0 | 0 | 0 | 0 | 0 | 0 | 0 | 0 | 0 | 0 | System Off | 0 | 0
6462 | 6462 | 2012-09-26 05:59 | 13.03 | 13.26 | 13.26 | 13.03 | 12.51 | 0 | 5 | 13.03 | 14.67 | 0 | 0 | 0 | 0 | 0 | 0 | 0 | 4 | 0.18111 | 0.056448 | 0.001 | 20 | System Off | 0 | 0
6463 | 6463 | 2012-09-26 06:59 | 13.22 | 13.96 | 13.96 | 13.22 | 44.04 | 7.99 | 16 | 14.34 | 48.79 | 0 | 0.16 | 0.16 | 0 | 7.27 | 0 | 0 | 12.58 | 0.18194 | 0.056448 | 0.002 | 12.5 | System Off | 0 | 0
6464 | 6464 | 2012-09-26 07:59 | 13.41 | 16.34 | 16.34 | 13.41 | 190.39 | 151.76 | 69 | 14.37 | 198.3 | 0.72 | 0.77 | 0.75 | 0.05 | 108.63 | 0 | 0 | 54.22 | 0.18493 | 0.056448 | 0.007 | 10.14 | System Off | 1 | 0
6465 | 6465 | 2012-09-26 08:59 | 13.6 | 17.46 | 17.46 | 13.6 | 262.25 | 222.31 | 94 | 14.53 | 269.73 | 0.84 | 0.82 | 0.81 | 0.08 | 141.33 | 0 | 0 | 73.7 | 0.18648 | 0.056448 | 0.01 | 10.64 | System Off | 1 | 0
6466 | 6466 | 2012-09-26 09:59 | 13.9 | 16.49 | 16.49 | 13.9 | 173.35 | 135.02 | 63 | 14.33 | 181.27 | 0.79 | 0.74 | 0.73 | 0.05 | 82.32 | 0 | 0 | 49.53 | 0.18531 | 0.056448 | 0.006 | 9.52 | System Off | 1 | 0
6467 | 6467 | 2012-09-26 10:59 | 14.2 | 17.48 | 17.48 | 14.2 | 220.87 | 181.69 | 80 | 14.38 | 228.77 | 0.87 | 0.79 | 0.78 | 0.07 | 111.74 | 0 | 0 | 62.85 | 0.18661 | 0.056448 | 0.008 | 10 | System Off | 1 | 0
6468 | 6468 | 2012-09-26 11:59 | 14.5 | 17.67 | 17.67 | 14.5 | 213.41 | 174.37 | 77 | 14.44 | 221.39 | 0.77 | 0.79 | 0.77 | 0.06 | 106.89 | 0 | 0 | 60.45 | 0.18688 | 0.056448 | 0.008 | 10.39 | System Off | 1 | 0
6469 | 6469 | 2012-09-26 12:59 | 14.17 | 16.89 | 16.89 | 14.17 | 182.68 | 144.19 | 66 | 14.42 | 190.65 | 0.75 | 0.76 | 0.74 | 0.05 | 95.11 | 0 | 0 | 51.83 | 0.18584 | 0.056448 | 0.007 | 10.61 | System Off | 1 | 0
6470 | 6470 | 2012-09-26 13:59 | 13.85 | 16.12 | 16.12 | 13.85 | 151.94 | 114 | 55 | 14.39 | 159.73 | 0.72 | 0.71 | 0.7 | 0.04 | 83.75 | 0 | 0 | 43.21 | 0.18483 | 0.056448 | 0.006 | 10.91 | System Off | 1 | 0
6471 | 6471 | 2012-09-26 14:59 | 13.53 | 15.76 | 15.76 | 13.53 | 149.77 | 111.87 | 55 | 14.18 | 157.52 | 0.73 | 0.71 | 0.69 | 0.04 | 86.53 | 0 | 0 | 43.33 | 0.18438 | 0.056448 | 0.006 | 10.91 | System Off | 1 | 0
6472 | 6472 | 2012-09-26 15:59 | 12.98 | 14.21 | 14.21 | 12.98 | 79 | 42.34 | 29 | 14.19 | 85.3 | 0.67 | 0.5 | 0.49 | 0.02 | 32.81 | 0 | 0 | 22.85 | 0.18227 | 0.056448 | 0.003 | 10.34 | System Off | 0 | 0
6473 | 6473 | 2012-09-26 16:59 | 12.43 | 12.43 | 12.43 | 12.43 | 0 | 0 | 0 | 0 | 0 | 0 | 0 | 0 | 0 | 0 | 0 | 0 | 0 | 0 | 0 | 0 | 0 | System Off | 0 | 0
6474 | 6474 | 2012-09-26 17:59 | 11.88 | 11.88 | 11.88 | 11.88 | 0 | 0 | 0 | 0 | 0 | 0 | 0 | 0 | 0 | 0 | 0 | 0 | 0 | 0 | 0 | 0 | 0 | System Off | 0 | 0
6475 | 6475 | 2012-09-26 18:59 | 11.66 | 11.66 | 11.66 | 11.66 | 0 | 0 | 0 | 0 | 0 | 0 | 0 | 0 | 0 | 0 | 0 | 0 | 0 | 0 | 0 | 0 | 0 | System Off | 0 | 0
6476 | 6476 | 2012-09-26 19:59 | 11.43 | 11.43 | 11.43 | 11.43 | 0 | 0 | 0 | 0 | 0 | 0 | 0 | 0 | 0 | 0 | 0 | 0 | 0 | 0 | 0 | 0 | 0 | System Off | 0 | 0
6477 | 6477 | 2012-09-26 20:59 | 11.2 | 11.2 | 11.2 | 11.2 | 0 | 0 | 0 | 0 | 0 | 0 | 0 | 0 | 0 | 0 | 0 | 0 | 0 | 0 | 0 | 0 | 0 | System Off | 0 | 0
6478 | 6478 | 2012-09-26 21:59 | 11.19 | 11.19 | 11.19 | 11.19 | 0 | 0 | 0 | 0 | 0 | 0 | 0 | 0 | 0 | 0 | 0 | 0 | 0 | 0 | 0 | 0 | 0 | System Off | 0 | 0
6479 | 6479 | 2012-09-26 22:59 | 11.18 | 11.18 | 11.18 | 11.18 | 0 | 0 | 0 | 0 | 0 | 0 | 0 | 0 | 0 | 0 | 0 | 0 | 0 | 0 | 0 | 0 | 0 | System Off | 0 | 0
6480 | 6480 | 2012-09-26 23:59 | 11.17 | 11.17 | 11.17 | 11.17 | 0 | 0 | 0 | 0 | 0 | 0 | 0 | 0 | 0 | 0 | 0 | 0 | 0 | 0 | 0 | 0 | 0 | System Off | 0 | 0
6481 | 6481 | 2012-09-27 00:59 | 11.27 | 11.27 | 11.27 | 11.27 | 0 | 0 | 0 | 0 | 0 | 0 | 0 | 0 | 0 | 0 | 0 | 0 | 0 | 0 | 0 | 0 | 0 | System Off | 0 | 0
6482 | 6482 | 2012-09-27 01:59 | 11.36 | 11.36 | 11.36 | 11.36 | 0 | 0 | 0 | 0 | 0 | 0 | 0 | 0 | 0 | 0 | 0 | 0 | 0 | 0 | 0 | 0 | 0 | System Off | 0 | 0
6483 | 6483 | 2012-09-27 02:59 | 11.46 | 11.46 | 11.46 | 11.46 | 0 | 0 | 0 | 0 | 0 | 0 | 0 | 0 | 0 | 0 | 0 | 0 | 0 | 0 | 0 | 0 | 0 | System Off | 0 | 0
6484 | 6484 | 2012-09-27 03:59 | 11.49 | 11.49 | 11.49 | 11.49 | 0 | 0 | 0 | 0 | 0 | 0 | 0 | 0 | 0 | 0 | 0 | 0 | 0 | 0 | 0 | 0 | 0 | System Off | 0 | 0
6485 | 6485 | 2012-09-27 04:59 | 11.53 | 11.53 | 11.53 | 11.53 | 0 | 0 | 0 | 0 | 0 | 0 | 0 | 0 | 0 | 0 | 0 | 0 | 0 | 0 | 0 | 0 | 0 | System Off | 0 | 0
6486 | 6486 | 2012-09-27 05:59 | 11.56 | 12.35 | 12.35 | 11.56 | 53.71 | 17.49 | 20 | 13.99 | 58.89 | 0.49 | 0.3 | 0.29 | 0.01 | 24.35 | 0 | 0 | 15.8 | 0.17984 | 0.056448 | 0.002 | 10 | System Off | 0 | 0
6487 | 6487 | 2012-09-27 06:59 | 12.2 | 15.88 | 15.88 | 12.2 | 271.8 | 231.69 | 97 | 14.59 | 278.97 | 0.82 | 0.83 | 0.81 | 0.08 | 210.93 | 0 | 0 | 75.99 | 0.18466 | 0.056448 | 0.01 | 10.31 | System Off | 1 | 0
6488 | 6488 | 2012-09-27 07:59 | 12.84 | 21.78 | 21.78 | 12.84 | 698.26 | 649.8 | 247 | 14.72 | 692.59 | 0.97 | 0.94 | 0.92 | 0.24 | 465.15 | 0 | 0 | 192.99 | 0.19324 | 0.056448 | 0.025 | 10.12 | System Off | 1 | 0
6489 | 6489 | 2012-09-27 08:59 | 13.48 | 20.16 | 20.16 | 13.48 | 532.03 | 486.95 | 189 | 14.66 | 532.8 | 0.95 | 0.91 | 0.89 | 0.18 | 309.56 | 0 | 0 | 147.86 | 0.19119 | 0.056448 | 0.019 | 10.05 | System Off | 1 | 0
6490 | 6490 | 2012-09-27 09:59 | 13.4 | 19.88 | 19.88 | 13.4 | 518.42 | 473.61 | 184 | 14.67 | 519.63 | 0.92 | 0.91 | 0.89 | 0.17 | 288.74 | 0 | 0 | 143.93 | 0.19081 | 0.056448 | 0.019 | 10.33 | System Off | 1 | 0
6491 | 6491 | 2012-09-27 10:59 | 13.32 | 23.45 | 23.45 | 13.32 | 819.78 | 768.77 | 290 | 14.72 | 808.84 | 0.96 | 0.95 | 0.93 | 0.28 | 472.81 | 0 | 0 | 226.55 | 0.19615 | 0.056448 | 0.029 | 10 | System Off | 1 | 0
6492 | 6492 | 2012-09-27 11:59 | 13.24 | 14.8 | 14.8 | 13.24 | 121.55 | 84.15 | 44 | 14.39 | 128.89 | 0.67 | 0.65 | 0.64 | 0.03 | 51.58 | 0 | 0 | 34.58 | 0.1834 | 0.056448 | 0.005 | 11.36 | System Off | 0 | 0
6493 | 6493 | 2012-09-27 12:59 | 13.44 | 20.01 | 20.01 | 13.44 | 511.24 | 466.57 | 181 | 14.71 | 512.72 | 0.93 | 0.91 | 0.89 | 0.17 | 307.76 | 0 | 0 | 141.51 | 0.19071 | 0.056448 | 0.018 | 9.94 | System Off | 1 | 0
6494 | 6494 | 2012-09-27 13:59 | 13.65 | 14.82 | 14.82 | 13.65 | 83.49 | 46.75 | 31 | 14.03 | 89.97 | 0.64 | 0.52 | 0.51 | 0.02 | 34.35 | 0 | 0 | 24.48 | 0.18332 | 0.056448 | 0.003 | 9.68 | System Off | 0 | 0
6495 | 6495 | 2012-09-27 14:59 | 13.86 | 20.53 | 20.53 | 13.86 | 481.25 | 437.16 | 172 | 14.57 | 483.82 | 0.93 | 0.9 | 0.88 | 0.16 | 338.12 | 0 | 0 | 134.7 | 0.19086 | 0.056448 | 0.017 | 9.88 | System Off | 1 | 0
6496 | 6496 | 2012-09-27 15:59 | 13.25 | 15.69 | 15.69 | 13.25 | 164.52 | 126.36 | 60 | 14.28 | 172.34 | 0.83 | 0.73 | 0.72 | 0.05 | 97.92 | 0 | 0 | 47.21 | 0.18425 | 0.056448 | 0.006 | 10 | System Off | 1 | 0
6497 | 6497 | 2012-09-27 16:59 | 12.63 | 12.63 | 12.63 | 12.63 | 0 | 0 | 0 | 0 | 0 | 0 | 0 | 0 | 0 | 0 | 0 | 0 | 0 | 0 | 0 | 0 | 0 | System Off | 0 | 0
6498 | 6498 | 2012-09-27 17:59 | 12.02 | 12.02 | 12.02 | 12.02 | 0 | 0 | 0 | 0 | 0 | 0 | 0 | 0 | 0 | 0 | 0 | 0 | 0 | 0 | 0 | 0 | 0 | System Off | 0 | 0
6499 | 6499 | 2012-09-27 18:59 | 11.88 | 11.88 | 11.88 | 11.88 | 0 | 0 | 0 | 0 | 0 | 0 | 0 | 0 | 0 | 0 | 0 | 0 | 0 | 0 | 0 | 0 | 0 | System Off | 0 | 0
6500 | 6500 | 2012-09-27 19:59 | 11.73 | 11.73 | 11.73 | 11.73 | 0 | 0 | 0 | 0 | 0 | 0 | 0 | 0 | 0 | 0 | 0 | 0 | 0 | 0 | 0 | 0 | 0 | System Off | 0 | 0
6501 | 6501 | 2012-09-27 20:59 | 11.58 | 11.58 | 11.58 | 11.58 | 0 | 0 | 0 | 0 | 0 | 0 | 0 | 0 | 0 | 0 | 0 | 0 | 0 | 0 | 0 | 0 | 0 | System Off | 0 | 0
6502 | 6502 | 2012-09-27 21:59 | 11.54 | 11.54 | 11.54 | 11.54 | 0 | 0 | 0 | 0 | 0 | 0 | 0 | 0 | 0 | 0 | 0 | 0 | 0 | 0 | 0 | 0 | 0 | System Off | 0 | 0
6503 | 6503 | 2012-09-27 22:59 | 11.5 | 11.5 | 11.5 | 11.5 | 0 | 0 | 0 | 0 | 0 | 0 | 0 | 0 | 0 | 0 | 0 | 0 | 0 | 0 | 0 | 0 | 0 | System Off | 0 | 0
6504 | 6504 | 2012-09-27 23:59 | 11.46 | 11.46 | 11.46 | 11.46 | 0 | 0 | 0 | 0 | 0 | 0 | 0 | 0 | 0 | 0 | 0 | 0 | 0 | 0 | 0 | 0 | 0 | System Off | 0 | 0
6505 | 6505 | 2012-09-28 00:59 | 11.33 | 11.33 | 11.33 | 11.33 | 0 | 0 | 0 | 0 | 0 | 0 | 0 | 0 | 0 | 0 | 0 | 0 | 0 | 0 | 0 | 0 | 0 | System Off | 0 | 0
6506 | 6506 | 2012-09-28 01:59 | 11.19 | 11.19 | 11.19 | 11.19 | 0 | 0 | 0 | 0 | 0 | 0 | 0 | 0 | 0 | 0 | 0 | 0 | 0 | 0 | 0 | 0 | 0 | System Off | 0 | 0
6507 | 6507 | 2012-09-28 02:59 | 11.06 | 11.06 | 11.06 | 11.06 | 0 | 0 | 0 | 0 | 0 | 0 | 0 | 0 | 0 | 0 | 0 | 0 | 0 | 0 | 0 | 0 | 0 | System Off | 0 | 0
6508 | 6508 | 2012-09-28 03:59 | 10.97 | 10.97 | 10.97 | 10.97 | 0 | 0 | 0 | 0 | 0 | 0 | 0 | 0 | 0 | 0 | 0 | 0 | 0 | 0 | 0 | 0 | 0 | System Off | 0 | 0
6509 | 6509 | 2012-09-28 04:59 | 10.89 | 10.89 | 10.89 | 10.89 | 0 | 0 | 0 | 0 | 0 | 0 | 0 | 0 | 0 | 0 | 0 | 0 | 0 | 0 | 0 | 0 | 0 | System Off | 0 | 0
6510 | 6510 | 2012-09-28 05:59 | 10.81 | 12.23 | 12.23 | 10.81 | 78.53 | 41.88 | 29 | 14.1 | 84.68 | 0.68 | 0.49 | 0.48 | 0.02 | 58.29 | 0 | 0 | 22.87 | 0.17926 | 0.056448 | 0.003 | 10.34 | System Off | 1 | 0
6511 | 6511 | 2012-09-28 06:59 | 11.63 | 17.47 | 17.47 | 11.63 | 342.95 | 301.52 | 122 | 14.64 | 348.97 | 0.9 | 0.86 | 0.85 | 0.11 | 274.5 | 0 | 0 | 95.46 | 0.18513 | 0.056448 | 0.012 | 9.84 | System Off | 1 | 0
6512 | 6512 | 2012-09-28 07:59 | 12.46 | 24.05 | 24.05 | 12.46 | 708.96 | 660.28 | 253 | 14.59 | 703.18 | 0.95 | 0.94 | 0.92 | 0.24 | 472.65 | 0 | 0 | 197.81 | 0.19301 | 0.056448 | 0.025 | 9.88 | System Off | 1 | 0
6513 | 6513 | 2012-09-28 08:59 | 13.28 | 25.67 | 25.67 | 13.28 | 766.16 | 716.29 | 274 | 14.56 | 758 | 0.95 | 0.94 | 0.92 | 0.26 | 455.35 | 0 | 0 | 214.28 | 0.19528 | 0.056448 | 0.028 | 10.22 | System Off | 1 | 0
6514 | 6514 | 2012-09-28 09:59 | 14.14 | 26.61 | 26.61 | 14.14 | 804.98 | 754.28 | 289 | 14.51 | 795.13 | 0.93 | 0.95 | 0.93 | 0.27 | 459.86 | 0 | 0 | 226.19 | 0.19731 | 0.056448 | 0.029 | 10.03 | System Off | 1 | 0
6515 | 6515 | 2012-09-28 10:59 | 15 | 23.07 | 23.07 | 15 | 541.65 | 496.37 | 194 | 14.54 | 542.49 | 0.92 | 0.91 | 0.89 | 0.18 | 305.28 | 0 | 0 | 151.93 | 0.19364 | 0.056448 | 0.02 | 10.31 | System Off | 1 | 0
6516 | 6516 | 2012-09-28 11:59 | 15.87 | 21.75 | 21.75 | 15.87 | 409.85 | 367.15 | 148 | 14.42 | 414.78 | 0.88 | 0.89 | 0.87 | 0.13 | 225.06 | 0 | 0 | 116.14 | 0.19251 | 0.056448 | 0.015 | 10.14 | System Off | 1 | 0
6517 | 6517 | 2012-09-28 12:59 | 15.93 | 18.98 | 18.98 | 15.93 | 204.96 | 166.07 | 75 | 14.23 | 213.13 | 0.8 | 0.78 | 0.76 | 0.06 | 109.55 | 0 | 0 | 59.03 | 0.18881 | 0.056448 | 0.008 | 10.67 | System Off | 1 | 0
6518 | 6518 | 2012-09-28 13:59 | 15.99 | 18.83 | 18.83 | 15.99 | 185.89 | 147.35 | 68 | 14.24 | 194.08 | 0.73 | 0.76 | 0.74 | 0.05 | 108.26 | 0 | 0 | 53.52 | 0.18853 | 0.056448 | 0.007 | 10.29 | System Off | 1 | 0
6519 | 6519 | 2012-09-28 14:59 | 16.06 | 20.55 | 20.55 | 16.06 | 290.42 | 249.97 | 105 | 14.41 | 297.89 | 0.85 | 0.84 | 0.82 | 0.09 | 193.33 | 0 | 0 | 82.44 | 0.19055 | 0.056448 | 0.011 | 10.48 | System Off | 1 | 0
6520 | 6520 | 2012-09-28 15:59 | 15.26 | 17.5 | 17.5 | 15.26 | 135.9 | 98.24 | 50 | 14.16 | 143.68 | 0.79 | 0.68 | 0.67 | 0.04 | 76.13 | 0 | 0 | 39.4 | 0.18656 | 0.056448 | 0.005 | 10 | System Off | 1 | 0
6521 | 6521 | 2012-09-28 16:59 | 14.47 | 14.47 | 14.47 | 14.47 | 0 | 0 | 0 | 0 | 0 | 0 | 0 | 0 | 0 | 0 | 0 | 0 | 0 | 0 | 0 | 0 | 0 | System Off | 0 | 0
6522 | 6522 | 2012-09-28 17:59 | 13.67 | 13.67 | 13.67 | 13.67 | 0 | 0 | 0 | 0 | 0 | 0 | 0 | 0 | 0 | 0 | 0 | 0 | 0 | 0 | 0 | 0 | 0 | System Off | 0 | 0
6523 | 6523 | 2012-09-28 18:59 | 13.19 | 13.19 | 13.19 | 13.19 | 0 | 0 | 0 | 0 | 0 | 0 | 0 | 0 | 0 | 0 | 0 | 0 | 0 | 0 | 0 | 0 | 0 | System Off | 0 | 0
6524 | 6524 | 2012-09-28 19:59 | 12.71 | 12.71 | 12.71 | 12.71 | 0 | 0 | 0 | 0 | 0 | 0 | 0 | 0 | 0 | 0 | 0 | 0 | 0 | 0 | 0 | 0 | 0 | System Off | 0 | 0
6525 | 6525 | 2012-09-28 20:59 | 12.23 | 12.23 | 12.23 | 12.23 | 0 | 0 | 0 | 0 | 0 | 0 | 0 | 0 | 0 | 0 | 0 | 0 | 0 | 0 | 0 | 0 | 0 | System Off | 0 | 0
6526 | 6526 | 2012-09-28 21:59 | 11.95 | 11.95 | 11.95 | 11.95 | 0 | 0 | 0 | 0 | 0 | 0 | 0 | 0 | 0 | 0 | 0 | 0 | 0 | 0 | 0 | 0 | 0 | System Off | 0 | 0
6527 | 6527 | 2012-09-28 22:59 | 11.67 | 11.67 | 11.67 | 11.67 | 0 | 0 | 0 | 0 | 0 | 0 | 0 | 0 | 0 | 0 | 0 | 0 | 0 | 0 | 0 | 0 | 0 | System Off | 0 | 0
6528 | 6528 | 2012-09-28 23:59 | 11.38 | 11.38 | 11.38 | 11.38 | 0 | 0 | 0 | 0 | 0 | 0 | 0 | 0 | 0 | 0 | 0 | 0 | 0 | 0 | 0 | 0 | 0 | System Off | 0 | 0
6529 | 6529 | 2012-09-29 00:59 | 11 | 11 | 11 | 11 | 0 | 0 | 0 | 0 | 0 | 0 | 0 | 0 | 0 | 0 | 0 | 0 | 0 | 0 | 0 | 0 | 0 | System Off | 0 | 0
6530 | 6530 | 2012-09-29 01:59 | 10.62 | 10.62 | 10.62 | 10.62 | 0 | 0 | 0 | 0 | 0 | 0 | 0 | 0 | 0 | 0 | 0 | 0 | 0 | 0 | 0 | 0 | 0 | System Off | 0 | 0
6531 | 6531 | 2012-09-29 02:59 | 10.24 | 10.24 | 10.24 | 10.24 | 0 | 0 | 0 | 0 | 0 | 0 | 0 | 0 | 0 | 0 | 0 | 0 | 0 | 0 | 0 | 0 | 0 | System Off | 0 | 0
6532 | 6532 | 2012-09-29 03:59 | 10.13 | 10.13 | 10.13 | 10.13 | 0 | 0 | 0 | 0 | 0 | 0 | 0 | 0 | 0 | 0 | 0 | 0 | 0 | 0 | 0 | 0 | 0 | System Off | 0 | 0
6533 | 6533 | 2012-09-29 04:59 | 10.03 | 10.03 | 10.03 | 10.03 | 0 | 0 | 0 | 0 | 0 | 0 | 0 | 0 | 0 | 0 | 0 | 0 | 0 | 0 | 0 | 0 | 0 | System Off | 0 | 0
6534 | 6534 | 2012-09-29 05:59 | 9.93 | 11.34 | 11.34 | 9.93 | 79.69 | 43.02 | 29 | 14.31 | 85.81 | 0.68 | 0.5 | 0.49 | 0.02 | 59.87 | 0 | 0 | 22.81 | 0.17805 | 0.056448 | 0.003 | 10.34 | System Off | 1 | 0
6535 | 6535 | 2012-09-29 06:59 | 11.39 | 14.1 | 14.1 | 11.39 | 165.45 | 127.26 | 60 | 14.36 | 173.11 | 0.83 | 0.74 | 0.72 | 0.05 | 115.86 | 0 | 0 | 47.15 | 0.18164 | 0.056448 | 0.006 | 10 | System Off | 1 | 0
6536 | 6536 | 2012-09-29 07:59 | 12.85 | 18.31 | 18.31 | 12.85 | 354.23 | 312.58 | 127 | 14.53 | 360.11 | 0.87 | 0.87 | 0.85 | 0.11 | 223.76 | 0 | 0 | 99.53 | 0.18711 | 0.056448 | 0.013 | 10.24 | System Off | 1 | 0
6537 | 6537 | 2012-09-29 08:59 | 14.31 | 27.91 | 27.91 | 14.31 | 931.58 | 878.15 | 334 | 14.53 | 915.69 | 0.96 | 0.96 | 0.94 | 0.32 | 558.25 | 0 | 0 | 261.31 | 0.19671 | 0.056448 | 0.033 | 9.88 | System Off | 1 | 0
6538 | 6538 | 2012-09-29 09:59 | 14.88 | 26.53 | 26.53 | 14.88 | 812.27 | 761.41 | 291 | 14.54 | 802.07 | 0.96 | 0.95 | 0.93 | 0.28 | 464.21 | 0 | 0 | 227.74 | 0.19533 | 0.056448 | 0.029 | 9.97 | System Off | 1 | 0
6539 | 6539 | 2012-09-29 10:59 | 15.45 | 25.5 | 25.5 | 15.45 | 714.62 | 665.82 | 256 | 14.54 | 708.77 | 0.93 | 0.94 | 0.92 | 0.24 | 409.5 | 0 | 0 | 200.42 | 0.19435 | 0.056448 | 0.026 | 10.16 | System Off | 1 | 0
6540 | 6540 | 2012-09-29 11:59 | 16.02 | 29.24 | 29.24 | 16.02 | 962.58 | 908.46 | 347 | 14.45 | 945.27 | 0.95 | 0.96 | 0.94 | 0.33 | 556.88 | 0 | 0 | 271.82 | 0.1999 | 0.056448 | 0.035 | 10.09 | System Off | 1 | 0
6541 | 6541 | 2012-09-29 12:59 | 15.86 | 31.68 | 31.68 | 15.86 | 1142.67 | 1084.47 | 414 | 14.38 | 1116 | 0.94 | 0.97 | 0.95 | 0.39 | 715.36 | 0 | 0 | 324.43 | 0.20315 | 0.056448 | 0.041 | 9.9 | System Off | 1 | 0
6542 | 6542 | 2012-09-29 13:59 | 15.71 | 17.48 | 17.48 | 15.71 | 120.08 | 82.7 | 44 | 14.21 | 127.63 | 0.67 | 0.65 | 0.63 | 0.03 | 60.76 | 0 | 0 | 34.65 | 0.18688 | 0.056448 | 0.005 | 11.36 | System Off | 0 | 0
6543 | 6543 | 2012-09-29 14:59 | 15.56 | 18.5 | 18.5 | 15.56 | 200.59 | 161.78 | 73 | 14.31 | 208.71 | 0.81 | 0.78 | 0.76 | 0.06 | 125.12 | 0 | 0 | 57.4 | 0.18817 | 0.056448 | 0.007 | 9.59 | System Off | 1 | 0
6544 | 6544 | 2012-09-29 15:59 | 14.47 | 17.3 | 17.3 | 14.47 | 178.34 | 139.93 | 65 | 14.29 | 186.36 | 0.76 | 0.75 | 0.73 | 0.05 | 108.43 | 0 | 0 | 51.13 | 0.18622 | 0.056448 | 0.007 | 10.77 | System Off | 1 | 0
6545 | 6545 | 2012-09-29 16:59 | 13.37 | 13.37 | 13.37 | 13.37 | 0 | 0 | 0 | 0 | 0 | 0 | 0 | 0 | 0 | 0 | 0 | 0 | 0 | 0 | 0 | 0 | 0 | System Off | 0 | 0
6546 | 6546 | 2012-09-29 17:59 | 12.28 | 12.28 | 12.28 | 12.28 | 0 | 0 | 0 | 0 | 0 | 0 | 0 | 0 | 0 | 0 | 0 | 0 | 0 | 0 | 0 | 0 | 0 | System Off | 0 | 0
6547 | 6547 | 2012-09-29 18:59 | 11.1 | 11.1 | 11.1 | 11.1 | 0 | 0 | 0 | 0 | 0 | 0 | 0 | 0 | 0 | 0 | 0 | 0 | 0 | 0 | 0 | 0 | 0 | System Off | 0 | 0
6548 | 6548 | 2012-09-29 19:59 | 9.91 | 9.91 | 9.91 | 9.91 | 0 | 0 | 0 | 0 | 0 | 0 | 0 | 0 | 0 | 0 | 0 | 0 | 0 | 0 | 0 | 0 | 0 | System Off | 0 | 0
6549 | 6549 | 2012-09-29 20:59 | 8.72 | 8.72 | 8.72 | 8.72 | 0 | 0 | 0 | 0 | 0 | 0 | 0 | 0 | 0 | 0 | 0 | 0 | 0 | 0 | 0 | 0 | 0 | System Off | 0 | 0
6550 | 6550 | 2012-09-29 21:59 | 8.12 | 8.12 | 8.12 | 8.12 | 0 | 0 | 0 | 0 | 0 | 0 | 0 | 0 | 0 | 0 | 0 | 0 | 0 | 0 | 0 | 0 | 0 | System Off | 0 | 0
6551 | 6551 | 2012-09-29 22:59 | 7.52 | 7.52 | 7.52 | 7.52 | 0 | 0 | 0 | 0 | 0 | 0 | 0 | 0 | 0 | 0 | 0 | 0 | 0 | 0 | 0 | 0 | 0 | System Off | 0 | 0
6552 | 6552 | 2012-09-29 23:59 | 6.91 | 6.91 | 6.91 | 6.91 | 0 | 0 | 0 | 0 | 0 | 0 | 0 | 0 | 0 | 0 | 0 | 0 | 0 | 0 | 0 | 0 | 0 | System Off | 0 | 0
6553 | 6553 | 2012-09-30 00:59 | 6.97 | 6.97 | 6.97 | 6.97 | 0 | 0 | 0 | 0 | 0 | 0 | 0 | 0 | 0 | 0 | 0 | 0 | 0 | 0 | 0 | 0 | 0 | System Off | 0 | 0
6554 | 6554 | 2012-09-30 01:59 | 7.03 | 7.03 | 7.03 | 7.03 | 0 | 0 | 0 | 0 | 0 | 0 | 0 | 0 | 0 | 0 | 0 | 0 | 0 | 0 | 0 | 0 | 0 | System Off | 0 | 0
6555 | 6555 | 2012-09-30 02:59 | 7.1 | 7.1 | 7.1 | 7.1 | 0 | 0 | 0 | 0 | 0 | 0 | 0 | 0 | 0 | 0 | 0 | 0 | 0 | 0 | 0 | 0 | 0 | System Off | 0 | 0
6556 | 6556 | 2012-09-30 03:59 | 6.66 | 6.66 | 6.66 | 6.66 | 0 | 0 | 0 | 0 | 0 | 0 | 0 | 0 | 0 | 0 | 0 | 0 | 0 | 0 | 0 | 0 | 0 | System Off | 0 | 0
6557 | 6557 | 2012-09-30 04:59 | 6.23 | 6.23 | 6.23 | 6.23 | 0 | 0 | 0 | 0 | 0 | 0 | 0 | 0 | 0 | 0 | 0 | 0 | 0 | 0 | 0 | 0 | 0 | System Off | 0 | 0
6558 | 6558 | 2012-09-30 05:59 | 5.8 | 7.23 | 7.23 | 5.8 | 75.64 | 39.04 | 27 | 14.59 | 81.36 | 0.36 | 0.48 | 0.47 | 0.01 | 54.34 | 0 | 0 | 21.16 | 0.18258 | 0.056448 | 0.003 | 11.11 | System Off | 1 | 0
6559 | 6559 | 2012-09-30 06:59 | 8.32 | 14.6 | 14.6 | 8.32 | 335.16 | 293.87 | 118 | 14.79 | 340.98 | 0.93 | 0.86 | 0.84 | 0.11 | 267.54 | 0 | 0 | 92.13 | 0.18029 | 0.056448 | 0.012 | 10.17 | System Off | 1 | 0
6560 | 6560 | 2012-09-30 07:59 | 10.84 | 24.16 | 24.16 | 10.84 | 692.15 | 643.82 | 247 | 14.59 | 687.12 | 0.93 | 0.94 | 0.92 | 0.23 | 460.86 | 0 | 0 | 192.98 | 0.19037 | 0.056448 | 0.025 | 10.12 | System Off | 1 | 0
6561 | 6561 | 2012-09-30 08:59 | 13.36 | 34.97 | 34.97 | 13.36 | 1058.71 | 1002.43 | 389 | 14.18 | 1037.06 | 0.92 | 0.97 | 0.94 | 0.36 | 637.26 | 0 | 0 | 304.89 | 0.19819 | 0.056448 | 0.039 | 10.03 | System Off | 1 | 0
6562 | 6562 | 2012-09-30 09:59 | 14.24 | 41.37 | 41.37 | 14.24 | 1347.83 | 1284.78 | 505 | 13.9 | 1310.47 | 0.91 | 0.98 | 0.96 | 0.46 | 783.29 | 0 | 0 | 396.68 | 0.20554 | 0.056448 | 0.05 | 9.9 | System Off | 1 | 0
6563 | 6563 | 2012-09-30 10:59 | 15.13 | 43.08 | 43.08 | 15.13 | 1418.32 | 1353.54 | 534 | 13.83 | 1376.88 | 0.92 | 0.98 | 0.96 | 0.49 | 832.46 | 0 | 0 | 419.77 | 0.20839 | 0.056448 | 0.053 | 9.93 | System Off | 1 | 0
6564 | 6564 | 2012-09-30 11:59 | 16.02 | 41.98 | 41.98 | 16.02 | 1357.49 | 1294.21 | 510 | 13.86 | 1319.65 | 0.92 | 0.98 | 0.96 | 0.47 | 793.34 | 0 | 0 | 400.99 | 0.20848 | 0.056448 | 0.051 | 10 | System Off | 1 | 0
6565 | 6565 | 2012-09-30 12:59 | 16.05 | 38.71 | 38.71 | 16.05 | 1198.09 | 1138.6 | 446 | 13.99 | 1169.13 | 0.92 | 0.97 | 0.95 | 0.41 | 751.07 | 0 | 0 | 350.39 | 0.20515 | 0.056448 | 0.045 | 10.09 | System Off | 1 | 0
6566 | 6566 | 2012-09-30 13:59 | 16.08 | 32.13 | 32.13 | 16.08 | 858.35 | 806.51 | 314 | 14.24 | 846.76 | 0.92 | 0.95 | 0.93 | 0.29 | 592.54 | 0 | 0 | 246.3 | 0.19829 | 0.056448 | 0.032 | 10.19 | System Off | 1 | 0
6567 | 6567 | 2012-09-30 14:59 | 16.11 | 25.08 | 25.08 | 16.11 | 478.21 | 434.19 | 174 | 14.31 | 481.58 | 0.92 | 0.9 | 0.88 | 0.16 | 335.82 | 0 | 0 | 136.59 | 0.19422 | 0.056448 | 0.018 | 10.34 | System Off | 1 | 0
6568 | 6568 | 2012-09-30 15:59 | 15 | 18.2 | 18.2 | 15 | 170.04 | 131.77 | 62 | 14.28 | 178.13 | 0.8 | 0.74 | 0.72 | 0.05 | 102.12 | 0 | 0 | 48.76 | 0.18681 | 0.056448 | 0.006 | 9.68 | System Off | 1 | 0
6569 | 6569 | 2012-09-30 16:59 | 13.88 | 13.88 | 13.88 | 13.88 | 0 | 0 | 0 | 0 | 0 | 0 | 0 | 0 | 0 | 0 | 0 | 0 | 0 | 0 | 0 | 0 | 0 | System Off | 0 | 0
6570 | 6570 | 2012-09-30 17:59 | 12.77 | 12.77 | 12.77 | 12.77 | 0 | 0 | 0 | 0 | 0 | 0 | 0 | 0 | 0 | 0 | 0 | 0 | 0 | 0 | 0 | 0 | 0 | System Off | 0 | 0
6571 | 6571 | 2012-09-30 18:59 | 11.47 | 11.47 | 11.47 | 11.47 | 0 | 0 | 0 | 0 | 0 | 0 | 0 | 0 | 0 | 0 | 0 | 0 | 0 | 0 | 0 | 0 | 0 | System Off | 0 | 0
6572 | 6572 | 2012-09-30 19:59 | 10.16 | 10.16 | 10.16 | 10.16 | 0 | 0 | 0 | 0 | 0 | 0 | 0 | 0 | 0 | 0 | 0 | 0 | 0 | 0 | 0 | 0 | 0 | System Off | 0 | 0
6573 | 6573 | 2012-09-30 20:59 | 8.85 | 8.85 | 8.85 | 8.85 | 0 | 0 | 0 | 0 | 0 | 0 | 0 | 0 | 0 | 0 | 0 | 0 | 0 | 0 | 0 | 0 | 0 | System Off | 0 | 0
6574 | 6574 | 2012-09-30 21:59 | 8.38 | 8.38 | 8.38 | 8.38 | 0 | 0 | 0 | 0 | 0 | 0 | 0 | 0 | 0 | 0 | 0 | 0 | 0 | 0 | 0 | 0 | 0 | System Off | 0 | 0
6575 | 6575 | 2012-09-30 22:59 | 7.9 | 7.9 | 7.9 | 7.9 | 0 | 0 | 0 | 0 | 0 | 0 | 0 | 0 | 0 | 0 | 0 | 0 | 0 | 0 | 0 | 0 | 0 | System Off | 0 | 0
6576 | 6576 | 2012-09-30 23:59 | 7.42 | 7.42 | 7.42 | 7.42 | 0 | 0 | 0 | 0 | 0 | 0 | 0 | 0 | 0 | 0 | 0 | 0 | 0 | 0 | 0 | 0 | 0 | System Off | 0 | 0
6577 | 6577 | 2012-10-01 00:59 | 6.69 | 6.69 | 6.69 | 6.69 | 0 | 0 | 0 | 0 | 0 | 0 | 0 | 0 | 0 | 0 | 0 | 0 | 0 | 0 | 0 | 0 | 0 | System Off | 0 | 0
6578 | 6578 | 2012-10-01 01:59 | 5.97 | 5.97 | 5.97 | 5.97 | 0 | 0 | 0 | 0 | 0 | 0 | 0 | 0 | 0 | 0 | 0 | 0 | 0 | 0 | 0 | 0 | 0 | System Off | 0 | 0
6579 | 6579 | 2012-10-01 02:59 | 5.24 | 5.24 | 5.24 | 5.24 | 0 | 0 | 0 | 0 | 0 | 0 | 0 | 0 | 0 | 0 | 0 | 0 | 0 | 0 | 0 | 0 | 0 | System Off | 0 | 0
6580 | 6580 | 2012-10-01 03:59 | 4.96 | 4.96 | 4.96 | 4.96 | 0 | 0 | 0 | 0 | 0 | 0 | 0 | 0 | 0 | 0 | 0 | 0 | 0 | 0 | 0 | 0 | 0 | System Off | 0 | 0
6581 | 6581 | 2012-10-01 04:59 | 4.68 | 4.68 | 4.68 | 4.68 | 0 | 0 | 0 | 0 | 0 | 0 | 0 | 0 | 0 | 0 | 0 | 0 | 0 | 0 | 0 | 0 | 0 | System Off | 0 | 0
6582 | 6582 | 2012-10-01 05:59 | 4.39 | 5.61 | 5.61 | 4.39 | 63.43 | 27.05 | 23 | 14.36 | 68.64 | 0.43 | 0.39 | 0.39 | 0.01 | 37.64 | 0 | 0 | 18.08 | 0.18039 | 0.056448 | 0.002 | 8.7 | System Off | 0 | 0
6583 | 6583 | 2012-10-01 06:59 | 7.71 | 13.52 | 13.52 | 7.71 | 324.47 | 283.38 | 114 | 14.82 | 330.37 | 0.87 | 0.86 | 0.84 | 0.1 | 257.99 | 0 | 0 | 88.98 | 0.17925 | 0.056448 | 0.012 | 10.53 | System Off | 1 | 0
6584 | 6584 | 2012-10-01 07:59 | 11.02 | 23.23 | 23.23 | 11.02 | 691.3 | 642.98 | 246 | 14.64 | 686.16 | 0.93 | 0.94 | 0.92 | 0.23 | 460.27 | 0 | 0 | 192.18 | 0.19058 | 0.056448 | 0.025 | 10.16 | System Off | 1 | 0
6585 | 6585 | 2012-10-01 08:59 | 14.34 | 33.85 | 33.85 | 14.34 | 1083.19 | 1026.36 | 396 | 14.25 | 1060.06 | 0.93 | 0.97 | 0.95 | 0.37 | 652.47 | 0 | 0 | 310.36 | 0.19998 | 0.056448 | 0.04 | 10.1 | System Off | 1 | 0
6586 | 6586 | 2012-10-01 09:59 | 15.39 | 40.83 | 40.83 | 15.39 | 1396.92 | 1332.67 | 521 | 13.96 | 1356.59 | 0.92 | 0.98 | 0.96 | 0.48 | 812.49 | 0 | 0 | 409.22 | 0.20808 | 0.056448 | 0.052 | 9.98 | System Off | 1 | 0
6587 | 6587 | 2012-10-01 10:59 | 16.45 | 44.7 | 44.7 | 16.45 | 1541.75 | 1473.9 | 583 | 13.77 | 1492.99 | 0.91 | 0.99 | 0.96 | 0.53 | 906.48 | 0 | 0 | 458.74 | 0.21297 | 0.056448 | 0.058 | 9.95 | System Off | 1 | 0
6588 | 6588 | 2012-10-01 11:59 | 17.5 | 44.39 | 44.39 | 17.5 | 1474.15 | 1408 | 558 | 13.76 | 1429.46 | 0.91 | 0.98 | 0.96 | 0.51 | 863.1 | 0 | 0 | 439.3 | 0.21326 | 0.056448 | 0.056 | 10.04 | System Off | 1 | 0
6589 | 6589 | 2012-10-01 12:59 | 17.69 | 39.66 | 39.66 | 17.69 | 1233.66 | 1173.34 | 460 | 13.97 | 1202.81 | 0.91 | 0.98 | 0.95 | 0.42 | 773.98 | 0 | 0 | 361.61 | 0.20835 | 0.056448 | 0.046 | 10 | System Off | 1 | 0
6590 | 6590 | 2012-10-01 13:59 | 17.87 | 33.14 | 33.14 | 17.87 | 878.18 | 825.91 | 323 | 14.16 | 865.72 | 0.93 | 0.95 | 0.93 | 0.3 | 606.8 | 0 | 0 | 253.71 | 0.2014 | 0.056448 | 0.032 | 9.91 | System Off | 1 | 0
6591 | 6591 | 2012-10-01 14:59 | 18.06 | 25.89 | 25.89 | 18.06 | 449.91 | 406.43 | 164 | 14.29 | 454.31 | 0.91 | 0.89 | 0.87 | 0.15 | 314.35 | 0 | 0 | 128.83 | 0.19652 | 0.056448 | 0.017 | 10.37 | System Off | 1 | 0
6592 | 6592 | 2012-10-01 15:59 | 16.34 | 19.17 | 19.17 | 16.34 | 157.73 | 119.69 | 58 | 14.16 | 165.88 | 0.68 | 0.72 | 0.71 | 0.04 | 92.75 | 0 | 0 | 45.69 | 0.18851 | 0.056448 | 0.006 | 10.34 | System Off | 1 | 0
6593 | 6593 | 2012-10-01 16:59 | 14.62 | 14.62 | 14.62 | 14.62 | 0 | 0 | 0 | 0 | 0 | 0 | 0 | 0 | 0 | 0 | 0 | 0 | 0 | 0 | 0 | 0 | 0 | System Off | 0 | 0
6594 | 6594 | 2012-10-01 17:59 | 12.9 | 12.9 | 12.9 | 12.9 | 0 | 0 | 0 | 0 | 0 | 0 | 0 | 0 | 0 | 0 | 0 | 0 | 0 | 0 | 0 | 0 | 0 | System Off | 0 | 0
6595 | 6595 | 2012-10-01 18:59 | 12.38 | 12.38 | 12.38 | 12.38 | 0 | 0 | 0 | 0 | 0 | 0 | 0 | 0 | 0 | 0 | 0 | 0 | 0 | 0 | 0 | 0 | 0 | System Off | 0 | 0
6596 | 6596 | 2012-10-01 19:59 | 11.87 | 11.87 | 11.87 | 11.87 | 0 | 0 | 0 | 0 | 0 | 0 | 0 | 0 | 0 | 0 | 0 | 0 | 0 | 0 | 0 | 0 | 0 | System Off | 0 | 0
6597 | 6597 | 2012-10-01 20:59 | 11.36 | 11.36 | 11.36 | 11.36 | 0 | 0 | 0 | 0 | 0 | 0 | 0 | 0 | 0 | 0 | 0 | 0 | 0 | 0 | 0 | 0 | 0 | System Off | 0 | 0
6598 | 6598 | 2012-10-01 21:59 | 11.15 | 11.15 | 11.15 | 11.15 | 0 | 0 | 0 | 0 | 0 | 0 | 0 | 0 | 0 | 0 | 0 | 0 | 0 | 0 | 0 | 0 | 0 | System Off | 0 | 0
6599 | 6599 | 2012-10-01 22:59 | 10.94 | 10.94 | 10.94 | 10.94 | 0 | 0 | 0 | 0 | 0 | 0 | 0 | 0 | 0 | 0 | 0 | 0 | 0 | 0 | 0 | 0 | 0 | System Off | 0 | 0
6600 | 6600 | 2012-10-01 23:59 | 10.73 | 10.73 | 10.73 | 10.73 | 0 | 0 | 0 | 0 | 0 | 0 | 0 | 0 | 0 | 0 | 0 | 0 | 0 | 0 | 0 | 0 | 0 | System Off | 0 | 0
6601 | 6601 | 2012-10-02 00:59 | 10.52 | 10.52 | 10.52 | 10.52 | 0 | 0 | 0 | 0 | 0 | 0 | 0 | 0 | 0 | 0 | 0 | 0 | 0 | 0 | 0 | 0 | 0 | System Off | 0 | 0
6602 | 6602 | 2012-10-02 01:59 | 10.32 | 10.32 | 10.32 | 10.32 | 0 | 0 | 0 | 0 | 0 | 0 | 0 | 0 | 0 | 0 | 0 | 0 | 0 | 0 | 0 | 0 | 0 | System Off | 0 | 0
6603 | 6603 | 2012-10-02 02:59 | 10.11 | 10.11 | 10.11 | 10.11 | 0 | 0 | 0 | 0 | 0 | 0 | 0 | 0 | 0 | 0 | 0 | 0 | 0 | 0 | 0 | 0 | 0 | System Off | 0 | 0
6604 | 6604 | 2012-10-02 03:59 | 9.99 | 9.99 | 9.99 | 9.99 | 0 | 0 | 0 | 0 | 0 | 0 | 0 | 0 | 0 | 0 | 0 | 0 | 0 | 0 | 0 | 0 | 0 | System Off | 0 | 0
6605 | 6605 | 2012-10-02 04:59 | 9.87 | 9.87 | 9.87 | 9.87 | 0 | 0 | 0 | 0 | 0 | 0 | 0 | 0 | 0 | 0 | 0 | 0 | 0 | 0 | 0 | 0 | 0 | System Off | 0 | 0
6606 | 6606 | 2012-10-02 05:59 | 9.74 | 10.79 | 10.79 | 9.74 | 58.53 | 22.23 | 21 | 14.52 | 63.84 | 0.46 | 0.35 | 0.34 | 0.01 | 30.93 | 0 | 0 | 16.48 | 0.17737 | 0.056448 | 0.002 | 9.52 | System Off | 0 | 0
6607 | 6607 | 2012-10-02 06:59 | 11.25 | 15.95 | 15.95 | 11.25 | 280.21 | 239.95 | 100 | 14.59 | 287.26 | 0.9 | 0.84 | 0.82 | 0.09 | 218.45 | 0 | 0 | 78.31 | 0.18348 | 0.056448 | 0.01 | 10 | System Off | 1 | 0
6608 | 6608 | 2012-10-02 07:59 | 12.75 | 22.31 | 22.31 | 12.75 | 585.92 | 539.75 | 209 | 14.6 | 584.97 | 0.95 | 0.92 | 0.9 | 0.2 | 386.37 | 0 | 0 | 163.47 | 0.19117 | 0.056448 | 0.021 | 10.05 | System Off | 1 | 0
6609 | 6609 | 2012-10-02 08:59 | 14.26 | 26.09 | 26.09 | 14.26 | 732.84 | 683.66 | 263 | 14.51 | 726.26 | 0.95 | 0.94 | 0.92 | 0.25 | 434.62 | 0 | 0 | 205.84 | 0.19614 | 0.056448 | 0.026 | 9.89 | System Off | 1 | 0
6610 | 6610 | 2012-10-02 09:59 | 14.87 | 21.02 | 21.02 | 14.87 | 384.24 | 342.03 | 138 | 14.5 | 389.77 | 0.86 | 0.88 | 0.86 | 0.12 | 208.53 | 0 | 0 | 108.17 | 0.19055 | 0.056448 | 0.014 | 10.14 | System Off | 1 | 0
6611 | 6611 | 2012-10-02 10:59 | 15.48 | 22.36 | 22.36 | 15.48 | 438.57 | 395.31 | 158 | 14.46 | 442.75 | 0.88 | 0.89 | 0.87 | 0.14 | 243.12 | 0 | 0 | 123.9 | 0.19247 | 0.056448 | 0.016 | 10.13 | System Off | 1 | 0
6612 | 6612 | 2012-10-02 11:59 | 16.09 | 23.88 | 23.88 | 16.09 | 505.49 | 460.93 | 182 | 14.47 | 507.74 | 0.93 | 0.91 | 0.89 | 0.17 | 282.55 | 0 | 0 | 142.67 | 0.19459 | 0.056448 | 0.018 | 9.89 | System Off | 1 | 0
6613 | 6613 | 2012-10-02 12:59 | 16.15 | 23.81 | 23.81 | 16.15 | 519.23 | 474.39 | 187 | 14.46 | 520.99 | 0.91 | 0.91 | 0.89 | 0.17 | 312.93 | 0 | 0 | 146.61 | 0.19494 | 0.056448 | 0.019 | 10.16 | System Off | 1 | 0
6614 | 6614 | 2012-10-02 13:59 | 16.2 | 19.73 | 19.73 | 16.2 | 245.17 | 205.55 | 89 | 14.35 | 253.14 | 0.78 | 0.81 | 0.79 | 0.07 | 151.02 | 0 | 0 | 69.94 | 0.18992 | 0.056448 | 0.009 | 10.11 | System Off | 1 | 0
6615 | 6615 | 2012-10-02 14:59 | 16.26 | 20.51 | 20.51 | 16.26 | 308.7 | 267.91 | 112 | 14.36 | 315.84 | 0.89 | 0.85 | 0.83 | 0.1 | 207.21 | 0 | 0 | 88 | 0.1912 | 0.056448 | 0.011 | 9.82 | System Off | 1 | 0
6616 | 6616 | 2012-10-02 15:59 | 15.82 | 17.32 | 17.32 | 15.82 | 100.79 | 63.75 | 37 | 14.19 | 107.95 | 0.53 | 0.59 | 0.58 | 0.02 | 49.41 | 0 | 0 | 29.15 | 0.18667 | 0.056448 | 0.004 | 10.81 | System Off | 0 | 0
6617 | 6617 | 2012-10-02 16:59 | 15.38 | 15.38 | 15.38 | 15.38 | 0 | 0 | 0 | 0 | 0 | 0 | 0 | 0 | 0 | 0 | 0 | 0 | 0 | 0 | 0 | 0 | 0 | System Off | 0 | 0
6618 | 6618 | 2012-10-02 17:59 | 14.94 | 14.94 | 14.94 | 14.94 | 0 | 0 | 0 | 0 | 0 | 0 | 0 | 0 | 0 | 0 | 0 | 0 | 0 | 0 | 0 | 0 | 0 | System Off | 0 | 0
6619 | 6619 | 2012-10-02 18:59 | 14.71 | 14.71 | 14.71 | 14.71 | 0 | 0 | 0 | 0 | 0 | 0 | 0 | 0 | 0 | 0 | 0 | 0 | 0 | 0 | 0 | 0 | 0 | System Off | 0 | 0
6620 | 6620 | 2012-10-02 19:59 | 14.49 | 14.49 | 14.49 | 14.49 | 0 | 0 | 0 | 0 | 0 | 0 | 0 | 0 | 0 | 0 | 0 | 0 | 0 | 0 | 0 | 0 | 0 | System Off | 0 | 0
6621 | 6621 | 2012-10-02 20:59 | 14.26 | 14.26 | 14.26 | 14.26 | 0 | 0 | 0 | 0 | 0 | 0 | 0 | 0 | 0 | 0 | 0 | 0 | 0 | 0 | 0 | 0 | 0 | System Off | 0 | 0
6622 | 6622 | 2012-10-02 21:59 | 14.17 | 14.17 | 14.17 | 14.17 | 0 | 0 | 0 | 0 | 0 | 0 | 0 | 0 | 0 | 0 | 0 | 0 | 0 | 0 | 0 | 0 | 0 | System Off | 0 | 0
6623 | 6623 | 2012-10-02 22:59 | 14.07 | 14.07 | 14.07 | 14.07 | 0 | 0 | 0 | 0 | 0 | 0 | 0 | 0 | 0 | 0 | 0 | 0 | 0 | 0 | 0 | 0 | 0 | System Off | 0 | 0
6624 | 6624 | 2012-10-02 23:59 | 13.98 | 13.98 | 13.98 | 13.98 | 0 | 0 | 0 | 0 | 0 | 0 | 0 | 0 | 0 | 0 | 0 | 0 | 0 | 0 | 0 | 0 | 0 | System Off | 0 | 0
6625 | 6625 | 2012-10-03 00:59 | 13.66 | 13.66 | 13.66 | 13.66 | 0 | 0 | 0 | 0 | 0 | 0 | 0 | 0 | 0 | 0 | 0 | 0 | 0 | 0 | 0 | 0 | 0 | System Off | 0 | 0
6626 | 6626 | 2012-10-03 01:59 | 13.35 | 13.35 | 13.35 | 13.35 | 0 | 0 | 0 | 0 | 0 | 0 | 0 | 0 | 0 | 0 | 0 | 0 | 0 | 0 | 0 | 0 | 0 | System Off | 0 | 0
6627 | 6627 | 2012-10-03 02:59 | 13.03 | 13.03 | 13.03 | 13.03 | 0 | 0 | 0 | 0 | 0 | 0 | 0 | 0 | 0 | 0 | 0 | 0 | 0 | 0 | 0 | 0 | 0 | System Off | 0 | 0
6628 | 6628 | 2012-10-03 03:59 | 12.91 | 12.91 | 12.91 | 12.91 | 0 | 0 | 0 | 0 | 0 | 0 | 0 | 0 | 0 | 0 | 0 | 0 | 0 | 0 | 0 | 0 | 0 | System Off | 0 | 0
6629 | 6629 | 2012-10-03 04:59 | 12.79 | 12.79 | 12.79 | 12.79 | 0 | 0 | 0 | 0 | 0 | 0 | 0 | 0 | 0 | 0 | 0 | 0 | 0 | 0 | 0 | 0 | 0 | System Off | 0 | 0
6630 | 6630 | 2012-10-03 05:59 | 12.66 | 13.52 | 13.52 | 12.66 | 59.76 | 23.43 | 22 | 14.15 | 65.28 | 0.44 | 0.36 | 0.35 | 0.01 | 32.61 | 0 | 0 | 17.34 | 0.18147 | 0.056448 | 0.002 | 9.09 | System Off | 0 | 0
6631 | 6631 | 2012-10-03 06:59 | 13.55 | 16.47 | 16.47 | 13.55 | 224.58 | 185.33 | 81 | 14.44 | 232.34 | 0.86 | 0.8 | 0.78 | 0.07 | 168.72 | 0 | 0 | 63.6 | 0.18574 | 0.056448 | 0.008 | 9.88 | System Off | 1 | 0
6632 | 6632 | 2012-10-03 07:59 | 14.45 | 21.25 | 21.25 | 14.45 | 561.8 | 516.12 | 200 | 14.63 | 561.61 | 0.95 | 0.92 | 0.9 | 0.19 | 369.45 | 0 | 0 | 156.53 | 0.19315 | 0.056448 | 0.02 | 10 | System Off | 1 | 0
6633 | 6633 | 2012-10-03 08:59 | 15.34 | 26.32 | 26.32 | 15.34 | 957.59 | 903.58 | 341 | 14.63 | 940.16 | 0.97 | 0.96 | 0.94 | 0.33 | 574.42 | 0 | 0 | 266.73 | 0.19857 | 0.056448 | 0.034 | 9.97 | System Off | 1 | 0
6634 | 6634 | 2012-10-03 09:59 | 15.52 | 19.48 | 19.48 | 15.52 | 330.47 | 289.27 | 119 | 14.46 | 337.04 | 0.84 | 0.86 | 0.84 | 0.1 | 176.36 | 0 | 0 | 93.39 | 0.1905 | 0.056448 | 0.012 | 10.08 | System Off | 1 | 0
6635 | 6635 | 2012-10-03 10:59 | 15.7 | 24.68 | 24.68 | 15.7 | 746.23 | 696.77 | 266 | 14.61 | 738.85 | 0.94 | 0.94 | 0.92 | 0.25 | 428.53 | 0 | 0 | 208.16 | 0.19522 | 0.056448 | 0.027 | 10.15 | System Off | 1 | 0
6636 | 6636 | 2012-10-03 11:59 | 15.88 | 18.82 | 18.82 | 15.88 | 234.05 | 194.63 | 85 | 14.34 | 242.01 | 0.82 | 0.8 | 0.79 | 0.07 | 119.31 | 0 | 0 | 66.82 | 0.18925 | 0.056448 | 0.009 | 10.59 | System Off | 1 | 0
6637 | 6637 | 2012-10-03 12:59 | 16.24 | 20.65 | 20.65 | 16.24 | 343.4 | 301.96 | 124 | 14.42 | 349.86 | 0.88 | 0.86 | 0.84 | 0.11 | 199.19 | 0 | 0 | 97.35 | 0.19179 | 0.056448 | 0.013 | 10.48 | System Off | 1 | 0
6638 | 6638 | 2012-10-03 13:59 | 16.6 | 18.54 | 18.54 | 16.6 | 143.15 | 105.37 | 53 | 14.07 | 151.12 | 0.75 | 0.7 | 0.68 | 0.04 | 77.41 | 0 | 0 | 41.82 | 0.18862 | 0.056448 | 0.005 | 9.43 | System Off | 1 | 0
6639 | 6639 | 2012-10-03 14:59 | 16.96 | 17.66 | 17.66 | 16.96 | 47.79 | 11.67 | 18 | 13.83 | 52.94 | 0 | 0.22 | 0.22 | 0 | 9.03 | 0 | 0 | 14.25 | 0.1873 | 0.056448 | 0.002 | 11.11 | System Off | 0 | 0
6640 | 6640 | 2012-10-03 15:59 | 16.21 | 17.12 | 17.12 | 16.21 | 61.69 | 25.33 | 23 | 13.97 | 67.52 | 0.42 | 0.38 | 0.37 | 0.01 | 19.63 | 0 | 0 | 18.17 | 0.1865 | 0.056448 | 0.002 | 8.7 | System Off | 0 | 0
6641 | 6641 | 2012-10-03 16:59 | 15.47 | 15.47 | 15.47 | 15.47 | 0 | 0 | 0 | 0 | 0 | 0 | 0 | 0 | 0 | 0 | 0 | 0 | 0 | 0 | 0 | 0 | 0 | System Off | 0 | 0
6642 | 6642 | 2012-10-03 17:59 | 14.73 | 14.73 | 14.73 | 14.73 | 0 | 0 | 0 | 0 | 0 | 0 | 0 | 0 | 0 | 0 | 0 | 0 | 0 | 0 | 0 | 0 | 0 | System Off | 0 | 0
6643 | 6643 | 2012-10-03 18:59 | 14.47 | 14.47 | 14.47 | 14.47 | 0 | 0 | 0 | 0 | 0 | 0 | 0 | 0 | 0 | 0 | 0 | 0 | 0 | 0 | 0 | 0 | 0 | System Off | 0 | 0
6644 | 6644 | 2012-10-03 19:59 | 14.21 | 14.21 | 14.21 | 14.21 | 0 | 0 | 0 | 0 | 0 | 0 | 0 | 0 | 0 | 0 | 0 | 0 | 0 | 0 | 0 | 0 | 0 | System Off | 0 | 0
6645 | 6645 | 2012-10-03 20:59 | 13.95 | 13.95 | 13.95 | 13.95 | 0 | 0 | 0 | 0 | 0 | 0 | 0 | 0 | 0 | 0 | 0 | 0 | 0 | 0 | 0 | 0 | 0 | System Off | 0 | 0
6646 | 6646 | 2012-10-03 21:59 | 13.99 | 13.99 | 13.99 | 13.99 | 0 | 0 | 0 | 0 | 0 | 0 | 0 | 0 | 0 | 0 | 0 | 0 | 0 | 0 | 0 | 0 | 0 | System Off | 0 | 0
6647 | 6647 | 2012-10-03 22:59 | 14.04 | 14.04 | 14.04 | 14.04 | 0 | 0 | 0 | 0 | 0 | 0 | 0 | 0 | 0 | 0 | 0 | 0 | 0 | 0 | 0 | 0 | 0 | System Off | 0 | 0
6648 | 6648 | 2012-10-03 23:59 | 14.08 | 14.08 | 14.08 | 14.08 | 0 | 0 | 0 | 0 | 0 | 0 | 0 | 0 | 0 | 0 | 0 | 0 | 0 | 0 | 0 | 0 | 0 | System Off | 0 | 0
6649 | 6649 | 2012-10-04 00:59 | 13.96 | 13.96 | 13.96 | 13.96 | 0 | 0 | 0 | 0 | 0 | 0 | 0 | 0 | 0 | 0 | 0 | 0 | 0 | 0 | 0 | 0 | 0 | System Off | 0 | 0
6650 | 6650 | 2012-10-04 01:59 | 13.83 | 13.83 | 13.83 | 13.83 | 0 | 0 | 0 | 0 | 0 | 0 | 0 | 0 | 0 | 0 | 0 | 0 | 0 | 0 | 0 | 0 | 0 | System Off | 0 | 0
6651 | 6651 | 2012-10-04 02:59 | 13.71 | 13.71 | 13.71 | 13.71 | 0 | 0 | 0 | 0 | 0 | 0 | 0 | 0 | 0 | 0 | 0 | 0 | 0 | 0 | 0 | 0 | 0 | System Off | 0 | 0
6652 | 6652 | 2012-10-04 03:59 | 13.54 | 13.54 | 13.54 | 13.54 | 0 | 0 | 0 | 0 | 0 | 0 | 0 | 0 | 0 | 0 | 0 | 0 | 0 | 0 | 0 | 0 | 0 | System Off | 0 | 0
6653 | 6653 | 2012-10-04 04:59 | 13.37 | 13.37 | 13.37 | 13.37 | 0 | 0 | 0 | 0 | 0 | 0 | 0 | 0 | 0 | 0 | 0 | 0 | 0 | 0 | 0 | 0 | 0 | System Off | 0 | 0
6654 | 6654 | 2012-10-04 05:59 | 13.19 | 13.46 | 13.46 | 13.19 | 16.9 | 0 | 6 | 14.67 | 19.55 | 0 | 0 | 0 | 0 | 0 | 0 | 0 | 4.7 | 0.18138 | 0.056448 | 0.001 | 16.67 | System Off | 0 | 0
6655 | 6655 | 2012-10-04 06:59 | 13.3 | 15.89 | 15.89 | 13.3 | 189.6 | 150.99 | 69 | 14.31 | 197.46 | 0.72 | 0.76 | 0.75 | 0.05 | 137.46 | 0 | 0 | 54.26 | 0.18478 | 0.056448 | 0.007 | 10.14 | System Off | 1 | 0
6656 | 6656 | 2012-10-04 07:59 | 13.4 | 14.32 | 14.32 | 13.4 | 67.2 | 30.75 | 25 | 14 | 73.09 | 0.39 | 0.42 | 0.41 | 0.01 | 22.01 | 0 | 0 | 19.75 | 0.18266 | 0.056448 | 0.003 | 12 | System Off | 0 | 0
6657 | 6657 | 2012-10-04 08:59 | 13.51 | 14.69 | 14.69 | 13.51 | 90.63 | 53.77 | 33 | 14.3 | 97.32 | 0.59 | 0.55 | 0.54 | 0.02 | 34.18 | 0 | 0 | 25.96 | 0.18322 | 0.056448 | 0.003 | 9.09 | System Off | 0 | 0
6658 | 6658 | 2012-10-04 09:59 | 13.07 | 15.04 | 15.04 | 13.07 | 150.25 | 112.34 | 55 | 14.23 | 157.93 | 0.73 | 0.71 | 0.7 | 0.04 | 68.49 | 0 | 0 | 43.31 | 0.18374 | 0.056448 | 0.006 | 10.91 | System Off | 0 | 0
6659 | 6659 | 2012-10-04 10:59 | 12.64 | 16.15 | 16.15 | 12.64 | 263.72 | 223.75 | 94 | 14.61 | 271.03 | 0.84 | 0.83 | 0.81 | 0.08 | 137.61 | 0 | 0 | 73.63 | 0.18512 | 0.056448 | 0.01 | 10.64 | System Off | 1 | 0
6660 | 6660 | 2012-10-04 11:59 | 12.2 | 14.73 | 14.73 | 12.2 | 181.99 | 143.51 | 66 | 14.36 | 189.74 | 0.76 | 0.76 | 0.74 | 0.05 | 87.97 | 0 | 0 | 51.87 | 0.18308 | 0.056448 | 0.007 | 10.61 | System Off | 1 | 0
6661 | 6661 | 2012-10-04 12:59 | 12.29 | 28.79 | 28.79 | 12.29 | 1257.08 | 1196.2 | 449 | 14.58 | 1223.77 | 0.96 | 0.98 | 0.96 | 0.43 | 789.06 | 0 | 0 | 350.91 | 0.19965 | 0.056448 | 0.045 | 10.02 | System Off | 1 | 0
6662 | 6662 | 2012-10-04 13:59 | 12.38 | 19.04 | 19.04 | 12.38 | 504.76 | 460.21 | 179 | 14.69 | 506.31 | 0.95 | 0.91 | 0.89 | 0.17 | 338.12 | 0 | 0 | 139.98 | 0.1891 | 0.056448 | 0.018 | 10.06 | System Off | 1 | 0
6663 | 6663 | 2012-10-04 14:59 | 12.47 | 18.27 | 18.27 | 12.47 | 446.72 | 403.3 | 158 | 14.73 | 450.06 | 0.95 | 0.9 | 0.88 | 0.15 | 311.93 | 0 | 0 | 123.52 | 0.18815 | 0.056448 | 0.016 | 10.13 | System Off | 1 | 0
6664 | 6664 | 2012-10-04 15:59 | 11.73 | 13.67 | 13.67 | 11.73 | 132.41 | 94.82 | 48 | 14.37 | 139.8 | 0.62 | 0.68 | 0.66 | 0.03 | 73.48 | 0 | 0 | 37.73 | 0.1815 | 0.056448 | 0.005 | 10.42 | System Off | 1 | 0
6665 | 6665 | 2012-10-04 16:59 | 10.99 | 10.99 | 10.99 | 10.99 | 0 | 0 | 0 | 0 | 0 | 0 | 0 | 0 | 0 | 0 | 0 | 0 | 0 | 0 | 0 | 0 | 0 | System Off | 0 | 0
6666 | 6666 | 2012-10-04 17:59 | 10.26 | 10.26 | 10.26 | 10.26 | 0 | 0 | 0 | 0 | 0 | 0 | 0 | 0 | 0 | 0 | 0 | 0 | 0 | 0 | 0 | 0 | 0 | System Off | 0 | 0
6667 | 6667 | 2012-10-04 18:59 | 9.83 | 9.83 | 9.83 | 9.83 | 0 | 0 | 0 | 0 | 0 | 0 | 0 | 0 | 0 | 0 | 0 | 0 | 0 | 0 | 0 | 0 | 0 | System Off | 0 | 0
6668 | 6668 | 2012-10-04 19:59 | 9.4 | 9.4 | 9.4 | 9.4 | 0 | 0 | 0 | 0 | 0 | 0 | 0 | 0 | 0 | 0 | 0 | 0 | 0 | 0 | 0 | 0 | 0 | System Off | 0 | 0
6669 | 6669 | 2012-10-04 20:59 | 8.97 | 8.97 | 8.97 | 8.97 | 0 | 0 | 0 | 0 | 0 | 0 | 0 | 0 | 0 | 0 | 0 | 0 | 0 | 0 | 0 | 0 | 0 | System Off | 0 | 0
6670 | 6670 | 2012-10-04 21:59 | 8.99 | 8.99 | 8.99 | 8.99 | 0 | 0 | 0 | 0 | 0 | 0 | 0 | 0 | 0 | 0 | 0 | 0 | 0 | 0 | 0 | 0 | 0 | System Off | 0 | 0
6671 | 6671 | 2012-10-04 22:59 | 9.01 | 9.01 | 9.01 | 9.01 | 0 | 0 | 0 | 0 | 0 | 0 | 0 | 0 | 0 | 0 | 0 | 0 | 0 | 0 | 0 | 0 | 0 | System Off | 0 | 0
6672 | 6672 | 2012-10-04 23:59 | 9.03 | 9.03 | 9.03 | 9.03 | 0 | 0 | 0 | 0 | 0 | 0 | 0 | 0 | 0 | 0 | 0 | 0 | 0 | 0 | 0 | 0 | 0 | System Off | 0 | 0
6673 | 6673 | 2012-10-05 00:59 | 9.59 | 9.59 | 9.59 | 9.59 | 0 | 0 | 0 | 0 | 0 | 0 | 0 | 0 | 0 | 0 | 0 | 0 | 0 | 0 | 0 | 0 | 0 | System Off | 0 | 0
6674 | 6674 | 2012-10-05 01:59 | 10.15 | 10.15 | 10.15 | 10.15 | 0 | 0 | 0 | 0 | 0 | 0 | 0 | 0 | 0 | 0 | 0 | 0 | 0 | 0 | 0 | 0 | 0 | System Off | 0 | 0
6675 | 6675 | 2012-10-05 02:59 | 10.71 | 10.71 | 10.71 | 10.71 | 0 | 0 | 0 | 0 | 0 | 0 | 0 | 0 | 0 | 0 | 0 | 0 | 0 | 0 | 0 | 0 | 0 | System Off | 0 | 0
6676 | 6676 | 2012-10-05 03:59 | 11.54 | 11.54 | 11.54 | 11.54 | 0 | 0 | 0 | 0 | 0 | 0 | 0 | 0 | 0 | 0 | 0 | 0 | 0 | 0 | 0 | 0 | 0 | System Off | 0 | 0
6677 | 6677 | 2012-10-05 04:59 | 12.36 | 12.36 | 12.36 | 12.36 | 0 | 0 | 0 | 0 | 0 | 0 | 0 | 0 | 0 | 0 | 0 | 0 | 0 | 0 | 0 | 0 | 0 | System Off | 0 | 0
6678 | 6678 | 2012-10-05 05:59 | 13.18 | 13.33 | 13.33 | 13.18 | 10.32 | 0 | 4 | 13.44 | 12.22 | 0 | 0 | 0 | 0 | 0 | 0 | 0 | 3.18 | 0.18126 | 0.056448 | 0 | 0 | System Off | 0 | 0
6679 | 6679 | 2012-10-05 06:59 | 14.09 | 15.78 | 15.78 | 14.09 | 132.96 | 95.36 | 49 | 14.13 | 140.55 | 0.61 | 0.68 | 0.66 | 0.03 | 86.82 | 0 | 0 | 38.63 | 0.18486 | 0.056448 | 0.005 | 10.2 | System Off | 1 | 0
6680 | 6680 | 2012-10-05 07:59 | 14.99 | 19.17 | 19.17 | 14.99 | 351.63 | 310.03 | 126 | 14.53 | 357.69 | 0.87 | 0.87 | 0.85 | 0.11 | 221.93 | 0 | 0 | 98.79 | 0.1901 | 0.056448 | 0.013 | 10.32 | System Off | 1 | 0
6681 | 6681 | 2012-10-05 08:59 | 15.9 | 18.27 | 18.27 | 15.9 | 203.2 | 164.34 | 74 | 14.3 | 211.29 | 0.81 | 0.78 | 0.76 | 0.06 | 104.48 | 0 | 0 | 58.21 | 0.18871 | 0.056448 | 0.008 | 10.81 | System Off | 1 | 0
6682 | 6682 | 2012-10-05 09:59 | 16.93 | 18.35 | 18.35 | 16.93 | 119.59 | 82.23 | 44 | 14.16 | 127.22 | 0.67 | 0.65 | 0.63 | 0.03 | 50.13 | 0 | 0 | 34.68 | 0.18861 | 0.056448 | 0.005 | 11.36 | System Off | 0 | 0
6683 | 6683 | 2012-10-05 10:59 | 17.96 | 19.28 | 19.28 | 17.96 | 112.04 | 74.8 | 42 | 13.89 | 119.6 | 0.71 | 0.63 | 0.61 | 0.03 | 46 | 0 | 0 | 33.22 | 0.18998 | 0.056448 | 0.004 | 9.52 | System Off | 0 | 0
6684 | 6684 | 2012-10-05 11:59 | 18.99 | 20.28 | 20.28 | 18.99 | 109.18 | 72 | 41 | 13.87 | 116.78 | 0.72 | 0.62 | 0.6 | 0.03 | 44.14 | 0 | 0 | 32.44 | 0.1914 | 0.056448 | 0.004 | 9.76 | System Off | 0 | 0
6685 | 6685 | 2012-10-05 12:59 | 18.62 | 20.17 | 20.17 | 18.62 | 132.67 | 95.07 | 49 | 14.1 | 140.67 | 0.6 | 0.68 | 0.66 | 0.03 | 62.71 | 0 | 0 | 38.65 | 0.19128 | 0.056448 | 0.005 | 10.2 | System Off | 0 | 0
6686 | 6686 | 2012-10-05 13:59 | 18.25 | 22.6 | 22.6 | 18.25 | 383.38 | 341.18 | 139 | 14.37 | 389.14 | 0.86 | 0.88 | 0.86 | 0.12 | 250.66 | 0 | 0 | 109.22 | 0.19548 | 0.056448 | 0.014 | 10.07 | System Off | 1 | 0
6687 | 6687 | 2012-10-05 14:59 | 17.88 | 18.94 | 18.94 | 17.88 | 88.85 | 52.02 | 33 | 14.02 | 95.81 | 0.59 | 0.54 | 0.53 | 0.02 | 40.23 | 0 | 0 | 26.06 | 0.18939 | 0.056448 | 0.003 | 9.09 | System Off | 0 | 0
6688 | 6688 | 2012-10-05 15:59 | 17.46 | 18.41 | 18.41 | 17.46 | 70.51 | 34 | 27 | 13.6 | 76.79 | 0.37 | 0.44 | 0.43 | 0.01 | 26.35 | 0 | 0 | 21.43 | 0.18848 | 0.056448 | 0.003 | 11.11 | System Off | 0 | 0
6689 | 6689 | 2012-10-05 16:59 | 17.05 | 17.05 | 17.05 | 17.05 | 0 | 0 | 0 | 0 | 0 | 0 | 0 | 0 | 0 | 0 | 0 | 0 | 0 | 0 | 0 | 0 | 0 | System Off | 0 | 0
6690 | 6690 | 2012-10-05 17:59 | 16.64 | 16.64 | 16.64 | 16.64 | 0 | 0 | 0 | 0 | 0 | 0 | 0 | 0 | 0 | 0 | 0 | 0 | 0 | 0 | 0 | 0 | 0 | System Off | 0 | 0
6691 | 6691 | 2012-10-05 18:59 | 16.37 | 16.37 | 16.37 | 16.37 | 0 | 0 | 0 | 0 | 0 | 0 | 0 | 0 | 0 | 0 | 0 | 0 | 0 | 0 | 0 | 0 | 0 | System Off | 0 | 0
6692 | 6692 | 2012-10-05 19:59 | 16.1 | 16.1 | 16.1 | 16.1 | 0 | 0 | 0 | 0 | 0 | 0 | 0 | 0 | 0 | 0 | 0 | 0 | 0 | 0 | 0 | 0 | 0 | System Off | 0 | 0
6693 | 6693 | 2012-10-05 20:59 | 15.83 | 15.83 | 15.83 | 15.83 | 0 | 0 | 0 | 0 | 0 | 0 | 0 | 0 | 0 | 0 | 0 | 0 | 0 | 0 | 0 | 0 | 0 | System Off | 0 | 0
6694 | 6694 | 2012-10-05 21:59 | 15.78 | 15.78 | 15.78 | 15.78 | 0 | 0 | 0 | 0 | 0 | 0 | 0 | 0 | 0 | 0 | 0 | 0 | 0 | 0 | 0 | 0 | 0 | System Off | 0 | 0
6695 | 6695 | 2012-10-05 22:59 | 15.74 | 15.74 | 15.74 | 15.74 | 0 | 0 | 0 | 0 | 0 | 0 | 0 | 0 | 0 | 0 | 0 | 0 | 0 | 0 | 0 | 0 | 0 | System Off | 0 | 0
6696 | 6696 | 2012-10-05 23:59 | 15.69 | 15.69 | 15.69 | 15.69 | 0 | 0 | 0 | 0 | 0 | 0 | 0 | 0 | 0 | 0 | 0 | 0 | 0 | 0 | 0 | 0 | 0 | System Off | 0 | 0
6697 | 6697 | 2012-10-06 00:59 | 15.69 | 15.69 | 15.69 | 15.69 | 0 | 0 | 0 | 0 | 0 | 0 | 0 | 0 | 0 | 0 | 0 | 0 | 0 | 0 | 0 | 0 | 0 | System Off | 0 | 0
6698 | 6698 | 2012-10-06 01:59 | 15.68 | 15.68 | 15.68 | 15.68 | 0 | 0 | 0 | 0 | 0 | 0 | 0 | 0 | 0 | 0 | 0 | 0 | 0 | 0 | 0 | 0 | 0 | System Off | 0 | 0
6699 | 6699 | 2012-10-06 02:59 | 15.68 | 15.68 | 15.68 | 15.68 | 0 | 0 | 0 | 0 | 0 | 0 | 0 | 0 | 0 | 0 | 0 | 0 | 0 | 0 | 0 | 0 | 0 | System Off | 0 | 0
6700 | 6700 | 2012-10-06 03:59 | 15.73 | 15.73 | 15.73 | 15.73 | 0 | 0 | 0 | 0 | 0 | 0 | 0 | 0 | 0 | 0 | 0 | 0 | 0 | 0 | 0 | 0 | 0 | System Off | 0 | 0
6701 | 6701 | 2012-10-06 04:59 | 15.78 | 15.78 | 15.78 | 15.78 | 0 | 0 | 0 | 0 | 0 | 0 | 0 | 0 | 0 | 0 | 0 | 0 | 0 | 0 | 0 | 0 | 0 | System Off | 0 | 0
6702 | 6702 | 2012-10-06 05:59 | 15.82 | 16.26 | 16.26 | 15.82 | 27.72 | 0 | 11 | 13.12 | 31.45 | 0 | 0 | 0 | 0 | 0 | 0 | 0 | 8.79 | 0.18532 | 0.056448 | 0.001 | 9.09 | System Off | 0 | 0
6703 | 6703 | 2012-10-06 06:59 | 16.69 | 20.33 | 20.33 | 16.69 | 250.95 | 211.23 | 92 | 14.21 | 258.94 | 0.87 | 0.82 | 0.8 | 0.08 | 192.3 | 0 | 0 | 72.43 | 0.19078 | 0.056448 | 0.009 | 9.78 | System Off | 1 | 0
6704 | 6704 | 2012-10-06 07:59 | 17.56 | 21 | 21 | 17.56 | 238.99 | 199.48 | 88 | 14.14 | 247.19 | 0.79 | 0.81 | 0.79 | 0.07 | 142.8 | 0 | 0 | 69.34 | 0.19182 | 0.056448 | 0.009 | 10.23 | System Off | 1 | 0
6705 | 6705 | 2012-10-06 08:59 | 18.43 | 25.32 | 25.32 | 18.43 | 489.41 | 445.16 | 178 | 14.32 | 492.44 | 0.9 | 0.9 | 0.88 | 0.16 | 282.99 | 0 | 0 | 139.84 | 0.19463 | 0.056448 | 0.018 | 10.11 | System Off | 1 | 0
6706 | 6706 | 2012-10-06 09:59 | 18.54 | 23.12 | 23.12 | 18.54 | 327.71 | 286.56 | 120 | 14.22 | 334.84 | 0.83 | 0.86 | 0.84 | 0.1 | 174.71 | 0 | 0 | 94.44 | 0.19491 | 0.056448 | 0.012 | 10 | System Off | 1 | 0
6707 | 6707 | 2012-10-06 10:59 | 18.65 | 23.44 | 23.44 | 18.65 | 348.91 | 307.36 | 127 | 14.31 | 355.63 | 0.86 | 0.86 | 0.85 | 0.11 | 189.03 | 0 | 0 | 99.84 | 0.19543 | 0.056448 | 0.013 | 10.24 | System Off | 1 | 0
6708 | 6708 | 2012-10-06 11:59 | 18.76 | 20.73 | 20.73 | 18.76 | 141.73 | 103.97 | 53 | 13.93 | 149.89 | 0.75 | 0.69 | 0.68 | 0.04 | 63.73 | 0 | 0 | 41.89 | 0.1917 | 0.056448 | 0.005 | 9.43 | System Off | 0 | 0
6709 | 6709 | 2012-10-06 12:59 | 17.59 | 20.23 | 20.23 | 17.59 | 177.58 | 139.19 | 66 | 14.01 | 185.93 | 0.76 | 0.75 | 0.73 | 0.05 | 91.81 | 0 | 0 | 52.1 | 0.19071 | 0.056448 | 0.007 | 10.61 | System Off | 1 | 0
6710 | 6710 | 2012-10-06 13:59 | 16.42 | 18.56 | 18.56 | 16.42 | 131.29 | 93.72 | 49 | 13.96 | 139.12 | 0.61 | 0.67 | 0.66 | 0.03 | 68.85 | 0 | 0 | 38.71 | 0.18816 | 0.056448 | 0.005 | 10.2 | System Off | 0 | 0
6711 | 6711 | 2012-10-06 14:59 | 15.26 | 17.69 | 17.69 | 15.26 | 136.57 | 98.9 | 50 | 14.23 | 144.38 | 0.79 | 0.69 | 0.67 | 0.04 | 76.49 | 0 | 0 | 39.36 | 0.18656 | 0.056448 | 0.005 | 10 | System Off | 1 | 0
6712 | 6712 | 2012-10-06 15:59 | 14.59 | 15.78 | 15.78 | 14.59 | 62.09 | 25.72 | 23 | 14.06 | 67.85 | 0.42 | 0.38 | 0.37 | 0.01 | 19.93 | 0 | 0 | 18.15 | 0.18422 | 0.056448 | 0.002 | 8.7 | System Off | 0 | 0
6713 | 6713 | 2012-10-06 16:59 | 13.92 | 13.92 | 13.92 | 13.92 | 0 | 0 | 0 | 0 | 0 | 0 | 0 | 0 | 0 | 0 | 0 | 0 | 0 | 0 | 0 | 0 | 0 | System Off | 0 | 0
6714 | 6714 | 2012-10-06 17:59 | 13.26 | 13.26 | 13.26 | 13.26 | 0 | 0 | 0 | 0 | 0 | 0 | 0 | 0 | 0 | 0 | 0 | 0 | 0 | 0 | 0 | 0 | 0 | System Off | 0 | 0
6715 | 6715 | 2012-10-06 18:59 | 12.84 | 12.84 | 12.84 | 12.84 | 0 | 0 | 0 | 0 | 0 | 0 | 0 | 0 | 0 | 0 | 0 | 0 | 0 | 0 | 0 | 0 | 0 | System Off | 0 | 0
6716 | 6716 | 2012-10-06 19:59 | 12.43 | 12.43 | 12.43 | 12.43 | 0 | 0 | 0 | 0 | 0 | 0 | 0 | 0 | 0 | 0 | 0 | 0 | 0 | 0 | 0 | 0 | 0 | System Off | 0 | 0
6717 | 6717 | 2012-10-06 20:59 | 12.02 | 12.02 | 12.02 | 12.02 | 0 | 0 | 0 | 0 | 0 | 0 | 0 | 0 | 0 | 0 | 0 | 0 | 0 | 0 | 0 | 0 | 0 | System Off | 0 | 0
6718 | 6718 | 2012-10-06 21:59 | 11.85 | 11.85 | 11.85 | 11.85 | 0 | 0 | 0 | 0 | 0 | 0 | 0 | 0 | 0 | 0 | 0 | 0 | 0 | 0 | 0 | 0 | 0 | System Off | 0 | 0
6719 | 6719 | 2012-10-06 22:59 | 11.69 | 11.69 | 11.69 | 11.69 | 0 | 0 | 0 | 0 | 0 | 0 | 0 | 0 | 0 | 0 | 0 | 0 | 0 | 0 | 0 | 0 | 0 | System Off | 0 | 0
6720 | 6720 | 2012-10-06 23:59 | 11.52 | 11.52 | 11.52 | 11.52 | 0 | 0 | 0 | 0 | 0 | 0 | 0 | 0 | 0 | 0 | 0 | 0 | 0 | 0 | 0 | 0 | 0 | System Off | 0 | 0
6721 | 6721 | 2012-10-07 00:59 | 11.09 | 11.09 | 11.09 | 11.09 | 0 | 0 | 0 | 0 | 0 | 0 | 0 | 0 | 0 | 0 | 0 | 0 | 0 | 0 | 0 | 0 | 0 | System Off | 0 | 0
6722 | 6722 | 2012-10-07 01:59 | 10.65 | 10.65 | 10.65 | 10.65 | 0 | 0 | 0 | 0 | 0 | 0 | 0 | 0 | 0 | 0 | 0 | 0 | 0 | 0 | 0 | 0 | 0 | System Off | 0 | 0
6723 | 6723 | 2012-10-07 02:59 | 10.22 | 10.22 | 10.22 | 10.22 | 0 | 0 | 0 | 0 | 0 | 0 | 0 | 0 | 0 | 0 | 0 | 0 | 0 | 0 | 0 | 0 | 0 | System Off | 0 | 0
6724 | 6724 | 2012-10-07 03:59 | 9.83 | 9.83 | 9.83 | 9.83 | 0 | 0 | 0 | 0 | 0 | 0 | 0 | 0 | 0 | 0 | 0 | 0 | 0 | 0 | 0 | 0 | 0 | System Off | 0 | 0
6725 | 6725 | 2012-10-07 04:59 | 9.44 | 9.44 | 9.44 | 9.44 | 0 | 0 | 0 | 0 | 0 | 0 | 0 | 0 | 0 | 0 | 0 | 0 | 0 | 0 | 0 | 0 | 0 | System Off | 0 | 0
6726 | 6726 | 2012-10-07 05:59 | 9.05 | 9.68 | 9.68 | 9.05 | 33.31 | 0 | 12 | 14.46 | 37.19 | 0 | 0 | 0 | 0 | 0 | 0 | 0 | 9.42 | 0.18382 | 0.056448 | 0.001 | 8.33 | System Off | 0 | 0
6727 | 6727 | 2012-10-07 06:59 | 9.54 | 14.19 | 14.19 | 9.54 | 277.64 | 237.42 | 98 | 14.76 | 284.49 | 0.91 | 0.83 | 0.82 | 0.09 | 216.14 | 0 | 0 | 76.59 | 0.18098 | 0.056448 | 0.01 | 10.2 | System Off | 1 | 0
6728 | 6728 | 2012-10-07 07:59 | 10.04 | 19.25 | 19.25 | 10.04 | 592.23 | 545.94 | 209 | 14.76 | 590.59 | 0.96 | 0.92 | 0.9 | 0.2 | 390.8 | 0 | 0 | 163.17 | 0.1873 | 0.056448 | 0.021 | 10.05 | System Off | 1 | 0
6729 | 6729 | 2012-10-07 08:59 | 10.53 | 24.42 | 24.42 | 10.53 | 941.61 | 887.95 | 333 | 14.73 | 924.74 | 0.96 | 0.96 | 0.94 | 0.32 | 564.48 | 0 | 0 | 259.83 | 0.1943 | 0.056448 | 0.033 | 9.91 | System Off | 1 | 0
6730 | 6730 | 2012-10-07 09:59 | 11.66 | 27.51 | 27.51 | 11.66 | 1067.23 | 1010.76 | 381 | 14.59 | 1044.18 | 0.97 | 0.97 | 0.95 | 0.37 | 616.23 | 0 | 0 | 297.68 | 0.19526 | 0.056448 | 0.038 | 9.97 | System Off | 1 | 0
6731 | 6731 | 2012-10-07 10:59 | 12.8 | 28.97 | 28.97 | 12.8 | 1085.33 | 1028.45 | 389 | 14.53 | 1061.5 | 0.95 | 0.97 | 0.95 | 0.37 | 632.52 | 0 | 0 | 304.13 | 0.19733 | 0.056448 | 0.039 | 10.03 | System Off | 1 | 0
6732 | 6732 | 2012-10-07 11:59 | 13.93 | 25.28 | 25.28 | 13.93 | 759.51 | 709.77 | 272 | 14.54 | 751.6 | 0.96 | 0.94 | 0.92 | 0.26 | 435.09 | 0 | 0 | 212.85 | 0.19612 | 0.056448 | 0.027 | 9.93 | System Off | 1 | 0
6733 | 6733 | 2012-10-07 12:59 | 13.82 | 27.65 | 27.65 | 13.82 | 920.41 | 867.21 | 330 | 14.53 | 905.07 | 0.94 | 0.96 | 0.94 | 0.31 | 572.05 | 0 | 0 | 258.15 | 0.19579 | 0.056448 | 0.033 | 10 | System Off | 1 | 0
6734 | 6734 | 2012-10-07 13:59 | 13.71 | 24.81 | 24.81 | 13.71 | 734.36 | 685.15 | 262 | 14.6 | 727.53 | 0.95 | 0.94 | 0.92 | 0.25 | 503.38 | 0 | 0 | 204.89 | 0.19528 | 0.056448 | 0.026 | 9.92 | System Off | 1 | 0
6735 | 6735 | 2012-10-07 14:59 | 13.61 | 19.87 | 19.87 | 13.61 | 406.27 | 363.63 | 145 | 14.59 | 411.03 | 0.89 | 0.88 | 0.87 | 0.13 | 281.25 | 0 | 0 | 113.52 | 0.18911 | 0.056448 | 0.015 | 10.34 | System Off | 1 | 0
6736 | 6736 | 2012-10-07 15:59 | 11.74 | 13.66 | 13.66 | 11.74 | 113.31 | 76.05 | 41 | 14.39 | 120.42 | 0.72 | 0.63 | 0.62 | 0.03 | 58.93 | 0 | 0 | 32.21 | 0.18116 | 0.056448 | 0.004 | 9.76 | System Off | 0 | 0
6737 | 6737 | 2012-10-07 16:59 | 9.88 | 9.88 | 9.88 | 9.88 | 0 | 0 | 0 | 0 | 0 | 0 | 0 | 0 | 0 | 0 | 0 | 0 | 0 | 0 | 0 | 0 | 0 | System Off | 0 | 0
6738 | 6738 | 2012-10-07 17:59 | 8.02 | 8.02 | 8.02 | 8.02 | 0 | 0 | 0 | 0 | 0 | 0 | 0 | 0 | 0 | 0 | 0 | 0 | 0 | 0 | 0 | 0 | 0 | System Off | 0 | 0
6739 | 6739 | 2012-10-07 18:59 | 8.22 | 8.22 | 8.22 | 8.22 | 0 | 0 | 0 | 0 | 0 | 0 | 0 | 0 | 0 | 0 | 0 | 0 | 0 | 0 | 0 | 0 | 0 | System Off | 0 | 0
6740 | 6740 | 2012-10-07 19:59 | 8.43 | 8.43 | 8.43 | 8.43 | 0 | 0 | 0 | 0 | 0 | 0 | 0 | 0 | 0 | 0 | 0 | 0 | 0 | 0 | 0 | 0 | 0 | System Off | 0 | 0
6741 | 6741 | 2012-10-07 20:59 | 8.64 | 8.64 | 8.64 | 8.64 | 0 | 0 | 0 | 0 | 0 | 0 | 0 | 0 | 0 | 0 | 0 | 0 | 0 | 0 | 0 | 0 | 0 | System Off | 0 | 0
6742 | 6742 | 2012-10-07 21:59 | 7.91 | 7.91 | 7.91 | 7.91 | 0 | 0 | 0 | 0 | 0 | 0 | 0 | 0 | 0 | 0 | 0 | 0 | 0 | 0 | 0 | 0 | 0 | System Off | 0 | 0
6743 | 6743 | 2012-10-07 22:59 | 7.17 | 7.17 | 7.17 | 7.17 | 0 | 0 | 0 | 0 | 0 | 0 | 0 | 0 | 0 | 0 | 0 | 0 | 0 | 0 | 0 | 0 | 0 | System Off | 0 | 0
6744 | 6744 | 2012-10-07 23:59 | 6.44 | 6.44 | 6.44 | 6.44 | 0 | 0 | 0 | 0 | 0 | 0 | 0 | 0 | 0 | 0 | 0 | 0 | 0 | 0 | 0 | 0 | 0 | System Off | 0 | 0
6745 | 6745 | 2012-10-08 00:59 | 5.95 | 5.95 | 5.95 | 5.95 | 0 | 0 | 0 | 0 | 0 | 0 | 0 | 0 | 0 | 0 | 0 | 0 | 0 | 0 | 0 | 0 | 0 | System Off | 0 | 0
6746 | 6746 | 2012-10-08 01:59 | 5.47 | 5.47 | 5.47 | 5.47 | 0 | 0 | 0 | 0 | 0 | 0 | 0 | 0 | 0 | 0 | 0 | 0 | 0 | 0 | 0 | 0 | 0 | System Off | 0 | 0
6747 | 6747 | 2012-10-08 02:59 | 4.98 | 4.98 | 4.98 | 4.98 | 0 | 0 | 0 | 0 | 0 | 0 | 0 | 0 | 0 | 0 | 0 | 0 | 0 | 0 | 0 | 0 | 0 | System Off | 0 | 0
6748 | 6748 | 2012-10-08 03:59 | 4.25 | 4.25 | 4.25 | 4.25 | 0 | 0 | 0 | 0 | 0 | 0 | 0 | 0 | 0 | 0 | 0 | 0 | 0 | 0 | 0 | 0 | 0 | System Off | 0 | 0
6749 | 6749 | 2012-10-08 04:59 | 3.52 | 3.52 | 3.52 | 3.52 | 0 | 0 | 0 | 0 | 0 | 0 | 0 | 0 | 0 | 0 | 0 | 0 | 0 | 0 | 0 | 0 | 0 | System Off | 0 | 0
6750 | 6750 | 2012-10-08 05:59 | 2.78 | 3.55 | 3.55 | 2.78 | 41.3 | 5.29 | 15 | 14.34 | 45.41 | 0 | 0.12 | 0.11 | 0 | 7.37 | 0 | 0 | 11.8 | 0.17772 | 0.056448 | 0.002 | 13.33 | System Off | 0 | 0
6751 | 6751 | 2012-10-08 06:59 | 5.77 | 10.06 | 10.06 | 5.77 | 252.35 | 212.59 | 88 | 14.94 | 259.08 | 0.9 | 0.82 | 0.8 | 0.08 | 193.54 | 0 | 0 | 68.62 | 0.18569 | 0.056448 | 0.009 | 10.23 | System Off | 1 | 0
6752 | 6752 | 2012-10-08 07:59 | 8.77 | 18.64 | 18.64 | 8.77 | 612.57 | 565.87 | 215 | 14.84 | 610.04 | 0.93 | 0.93 | 0.91 | 0.2 | 405.07 | 0 | 0 | 167.64 | 0.18579 | 0.056448 | 0.022 | 10.23 | System Off | 1 | 0
6753 | 6753 | 2012-10-08 08:59 | 11.76 | 27.03 | 27.03 | 11.76 | 979.11 | 924.62 | 350 | 14.57 | 960.69 | 0.94 | 0.96 | 0.94 | 0.33 | 587.8 | 0 | 0 | 273.53 | 0.19698 | 0.056448 | 0.035 | 10 | System Off | 1 | 0
6754 | 6754 | 2012-10-08 09:59 | 12.59 | 32.46 | 32.46 | 12.59 | 1277.06 | 1215.7 | 462 | 14.4 | 1242.92 | 0.95 | 0.98 | 0.96 | 0.44 | 741.18 | 0 | 0 | 361.5 | 0.20078 | 0.056448 | 0.046 | 9.96 | System Off | 1 | 0
6755 | 6755 | 2012-10-08 10:59 | 13.43 | 35.98 | 35.98 | 13.43 | 1453.95 | 1388.3 | 532 | 14.23 | 1409.79 | 0.94 | 0.98 | 0.96 | 0.5 | 853.83 | 0 | 0 | 416.91 | 0.20567 | 0.056448 | 0.053 | 9.96 | System Off | 1 | 0
6756 | 6756 | 2012-10-08 11:59 | 14.27 | 30.69 | 30.69 | 14.27 | 1067.13 | 1010.66 | 386 | 14.4 | 1044.53 | 0.96 | 0.97 | 0.95 | 0.37 | 619.53 | 0 | 0 | 302.27 | 0.19935 | 0.056448 | 0.039 | 10.1 | System Off | 1 | 0
6757 | 6757 | 2012-10-08 12:59 | 14.36 | 18.19 | 18.19 | 14.36 | 241.98 | 202.42 | 88 | 14.32 | 249.79 | 0.79 | 0.81 | 0.79 | 0.07 | 133.52 | 0 | 0 | 69.17 | 0.18725 | 0.056448 | 0.009 | 10.23 | System Off | 1 | 0
6758 | 6758 | 2012-10-08 13:59 | 14.44 | 20.65 | 20.65 | 14.44 | 393.59 | 351.2 | 141 | 14.54 | 398.82 | 0.92 | 0.88 | 0.86 | 0.13 | 258.03 | 0 | 0 | 110.46 | 0.19009 | 0.056448 | 0.014 | 9.93 | System Off | 1 | 0
6759 | 6759 | 2012-10-08 14:59 | 14.53 | 18.94 | 18.94 | 14.53 | 275.37 | 235.19 | 100 | 14.34 | 282.85 | 0.9 | 0.83 | 0.81 | 0.09 | 181.91 | 0 | 0 | 78.57 | 0.18811 | 0.056448 | 0.01 | 10 | System Off | 1 | 0
6760 | 6760 | 2012-10-08 15:59 | 13.86 | 15.01 | 15.01 | 13.86 | 67.86 | 31.4 | 25 | 14.14 | 73.82 | 0.39 | 0.43 | 0.42 | 0.01 | 24.33 | 0 | 0 | 19.71 | 0.1833 | 0.056448 | 0.003 | 12 | System Off | 0 | 0
6761 | 6761 | 2012-10-08 16:59 | 13.19 | 13.19 | 13.19 | 13.19 | 0 | 0 | 0 | 0 | 0 | 0 | 0 | 0 | 0 | 0 | 0 | 0 | 0 | 0 | 0 | 0 | 0 | System Off | 0 | 0
6762 | 6762 | 2012-10-08 17:59 | 12.53 | 12.53 | 12.53 | 12.53 | 0 | 0 | 0 | 0 | 0 | 0 | 0 | 0 | 0 | 0 | 0 | 0 | 0 | 0 | 0 | 0 | 0 | System Off | 0 | 0
6763 | 6763 | 2012-10-08 18:59 | 12.36 | 12.36 | 12.36 | 12.36 | 0 | 0 | 0 | 0 | 0 | 0 | 0 | 0 | 0 | 0 | 0 | 0 | 0 | 0 | 0 | 0 | 0 | System Off | 0 | 0
6764 | 6764 | 2012-10-08 19:59 | 12.2 | 12.2 | 12.2 | 12.2 | 0 | 0 | 0 | 0 | 0 | 0 | 0 | 0 | 0 | 0 | 0 | 0 | 0 | 0 | 0 | 0 | 0 | System Off | 0 | 0
6765 | 6765 | 2012-10-08 20:59 | 12.03 | 12.03 | 12.03 | 12.03 | 0 | 0 | 0 | 0 | 0 | 0 | 0 | 0 | 0 | 0 | 0 | 0 | 0 | 0 | 0 | 0 | 0 | System Off | 0 | 0
6766 | 6766 | 2012-10-08 21:59 | 12.18 | 12.18 | 12.18 | 12.18 | 0 | 0 | 0 | 0 | 0 | 0 | 0 | 0 | 0 | 0 | 0 | 0 | 0 | 0 | 0 | 0 | 0 | System Off | 0 | 0
6767 | 6767 | 2012-10-08 22:59 | 12.34 | 12.34 | 12.34 | 12.34 | 0 | 0 | 0 | 0 | 0 | 0 | 0 | 0 | 0 | 0 | 0 | 0 | 0 | 0 | 0 | 0 | 0 | System Off | 0 | 0
6768 | 6768 | 2012-10-08 23:59 | 12.49 | 12.49 | 12.49 | 12.49 | 0 | 0 | 0 | 0 | 0 | 0 | 0 | 0 | 0 | 0 | 0 | 0 | 0 | 0 | 0 | 0 | 0 | System Off | 0 | 0
6769 | 6769 | 2012-10-09 00:59 | 11.6 | 11.6 | 11.6 | 11.6 | 0 | 0 | 0 | 0 | 0 | 0 | 0 | 0 | 0 | 0 | 0 | 0 | 0 | 0 | 0 | 0 | 0 | System Off | 0 | 0
6770 | 6770 | 2012-10-09 01:59 | 10.71 | 10.71 | 10.71 | 10.71 | 0 | 0 | 0 | 0 | 0 | 0 | 0 | 0 | 0 | 0 | 0 | 0 | 0 | 0 | 0 | 0 | 0 | System Off | 0 | 0
6771 | 6771 | 2012-10-09 02:59 | 9.82 | 9.82 | 9.82 | 9.82 | 0 | 0 | 0 | 0 | 0 | 0 | 0 | 0 | 0 | 0 | 0 | 0 | 0 | 0 | 0 | 0 | 0 | System Off | 0 | 0
6772 | 6772 | 2012-10-09 03:59 | 9.58 | 9.58 | 9.58 | 9.58 | 0 | 0 | 0 | 0 | 0 | 0 | 0 | 0 | 0 | 0 | 0 | 0 | 0 | 0 | 0 | 0 | 0 | System Off | 0 | 0
6773 | 6773 | 2012-10-09 04:59 | 9.34 | 9.34 | 9.34 | 9.34 | 0 | 0 | 0 | 0 | 0 | 0 | 0 | 0 | 0 | 0 | 0 | 0 | 0 | 0 | 0 | 0 | 0 | System Off | 0 | 0
6774 | 6774 | 2012-10-09 05:59 | 9.09 | 9.72 | 9.72 | 9.09 | 35.53 | 0 | 13 | 14.23 | 39.57 | 0 | 0 | 0 | 0 | 0 | 0 | 0 | 10.24 | 0.18393 | 0.056448 | 0.001 | 7.69 | System Off | 0 | 0
6775 | 6775 | 2012-10-09 06:59 | 10.04 | 14.57 | 14.57 | 10.04 | 273.5 | 233.36 | 97 | 14.69 | 280.46 | 0.82 | 0.83 | 0.81 | 0.08 | 212.45 | 0 | 0 | 75.88 | 0.18163 | 0.056448 | 0.01 | 10.31 | System Off | 1 | 0
6776 | 6776 | 2012-10-09 07:59 | 10.99 | 20.83 | 20.83 | 10.99 | 608.22 | 561.61 | 215 | 14.73 | 606.18 | 0.93 | 0.93 | 0.91 | 0.2 | 402.02 | 0 | 0 | 167.87 | 0.18895 | 0.056448 | 0.022 | 10.23 | System Off | 1 | 0
6777 | 6777 | 2012-10-09 08:59 | 11.94 | 27.78 | 27.78 | 11.94 | 975.77 | 921.35 | 350 | 14.52 | 957.58 | 0.94 | 0.96 | 0.94 | 0.33 | 585.72 | 0 | 0 | 273.65 | 0.19725 | 0.056448 | 0.035 | 10 | System Off | 1 | 0
6778 | 6778 | 2012-10-09 09:59 | 12.7 | 31.1 | 31.1 | 12.7 | 1160.92 | 1102.3 | 419 | 14.43 | 1133.18 | 0.95 | 0.97 | 0.95 | 0.4 | 672.04 | 0 | 0 | 327.8 | 0.19874 | 0.056448 | 0.042 | 10.02 | System Off | 1 | 0
6779 | 6779 | 2012-10-09 10:59 | 13.46 | 20.21 | 20.21 | 13.46 | 435.2 | 392.01 | 156 | 14.53 | 439.18 | 0.9 | 0.89 | 0.87 | 0.14 | 241.09 | 0 | 0 | 122.22 | 0.18947 | 0.056448 | 0.016 | 10.26 | System Off | 1 | 0
6780 | 6780 | 2012-10-09 11:59 | 14.22 | 23.71 | 23.71 | 14.22 | 633.37 | 586.25 | 227 | 14.53 | 630.75 | 0.93 | 0.93 | 0.91 | 0.21 | 359.37 | 0 | 0 | 177.74 | 0.19422 | 0.056448 | 0.023 | 10.13 | System Off | 1 | 0
6781 | 6781 | 2012-10-09 12:59 | 14.03 | 18.87 | 18.87 | 14.03 | 316.67 | 275.72 | 114 | 14.47 | 323.43 | 0.87 | 0.85 | 0.83 | 0.1 | 181.88 | 0 | 0 | 89.43 | 0.18812 | 0.056448 | 0.012 | 10.53 | System Off | 1 | 0
6782 | 6782 | 2012-10-09 13:59 | 13.84 | 16.19 | 16.19 | 13.84 | 149.49 | 111.59 | 55 | 14.16 | 157.27 | 0.73 | 0.71 | 0.69 | 0.04 | 81.99 | 0 | 0 | 43.34 | 0.18482 | 0.056448 | 0.006 | 10.91 | System Off | 1 | 0
6783 | 6783 | 2012-10-09 14:59 | 13.65 | 18.57 | 18.57 | 13.65 | 317.27 | 276.32 | 114 | 14.5 | 323.98 | 0.87 | 0.85 | 0.83 | 0.1 | 213.72 | 0 | 0 | 89.39 | 0.18758 | 0.056448 | 0.012 | 10.53 | System Off | 1 | 0
6784 | 6784 | 2012-10-09 15:59 | 12.01 | 13.3 | 13.3 | 12.01 | 76.18 | 39.58 | 28 | 14.17 | 82.33 | 0.35 | 0.48 | 0.47 | 0.01 | 30.67 | 0 | 0 | 22.06 | 0.18087 | 0.056448 | 0.003 | 10.71 | System Off | 0 | 0
6785 | 6785 | 2012-10-09 16:59 | 10.37 | 10.37 | 10.37 | 10.37 | 0 | 0 | 0 | 0 | 0 | 0 | 0 | 0 | 0 | 0 | 0 | 0 | 0 | 0 | 0 | 0 | 0 | System Off | 0 | 0
6786 | 6786 | 2012-10-09 17:59 | 8.74 | 8.74 | 8.74 | 8.74 | 0 | 0 | 0 | 0 | 0 | 0 | 0 | 0 | 0 | 0 | 0 | 0 | 0 | 0 | 0 | 0 | 0 | System Off | 0 | 0
6787 | 6787 | 2012-10-09 18:59 | 7.97 | 7.97 | 7.97 | 7.97 | 0 | 0 | 0 | 0 | 0 | 0 | 0 | 0 | 0 | 0 | 0 | 0 | 0 | 0 | 0 | 0 | 0 | System Off | 0 | 0
6788 | 6788 | 2012-10-09 19:59 | 7.21 | 7.21 | 7.21 | 7.21 | 0 | 0 | 0 | 0 | 0 | 0 | 0 | 0 | 0 | 0 | 0 | 0 | 0 | 0 | 0 | 0 | 0 | System Off | 0 | 0
6789 | 6789 | 2012-10-09 20:59 | 6.45 | 6.45 | 6.45 | 6.45 | 0 | 0 | 0 | 0 | 0 | 0 | 0 | 0 | 0 | 0 | 0 | 0 | 0 | 0 | 0 | 0 | 0 | System Off | 0 | 0
6790 | 6790 | 2012-10-09 21:59 | 6.15 | 6.15 | 6.15 | 6.15 | 0 | 0 | 0 | 0 | 0 | 0 | 0 | 0 | 0 | 0 | 0 | 0 | 0 | 0 | 0 | 0 | 0 | System Off | 0 | 0
6791 | 6791 | 2012-10-09 22:59 | 5.86 | 5.86 | 5.86 | 5.86 | 0 | 0 | 0 | 0 | 0 | 0 | 0 | 0 | 0 | 0 | 0 | 0 | 0 | 0 | 0 | 0 | 0 | System Off | 0 | 0
6792 | 6792 | 2012-10-09 23:59 | 5.56 | 5.56 | 5.56 | 5.56 | 0 | 0 | 0 | 0 | 0 | 0 | 0 | 0 | 0 | 0 | 0 | 0 | 0 | 0 | 0 | 0 | 0 | System Off | 0 | 0
6793 | 6793 | 2012-10-10 00:59 | 5.05 | 5.05 | 5.05 | 5.05 | 0 | 0 | 0 | 0 | 0 | 0 | 0 | 0 | 0 | 0 | 0 | 0 | 0 | 0 | 0 | 0 | 0 | System Off | 0 | 0
6794 | 6794 | 2012-10-10 01:59 | 4.53 | 4.53 | 4.53 | 4.53 | 0 | 0 | 0 | 0 | 0 | 0 | 0 | 0 | 0 | 0 | 0 | 0 | 0 | 0 | 0 | 0 | 0 | System Off | 0 | 0
6795 | 6795 | 2012-10-10 02:59 | 4.02 | 4.02 | 4.02 | 4.02 | 0 | 0 | 0 | 0 | 0 | 0 | 0 | 0 | 0 | 0 | 0 | 0 | 0 | 0 | 0 | 0 | 0 | System Off | 0 | 0
6796 | 6796 | 2012-10-10 03:59 | 3.74 | 3.74 | 3.74 | 3.74 | 0 | 0 | 0 | 0 | 0 | 0 | 0 | 0 | 0 | 0 | 0 | 0 | 0 | 0 | 0 | 0 | 0 | System Off | 0 | 0
6797 | 6797 | 2012-10-10 04:59 | 3.45 | 3.45 | 3.45 | 3.45 | 0 | 0 | 0 | 0 | 0 | 0 | 0 | 0 | 0 | 0 | 0 | 0 | 0 | 0 | 0 | 0 | 0 | System Off | 0 | 0
6798 | 6798 | 2012-10-10 05:59 | 3.16 | 3.81 | 3.81 | 3.16 | 31.88 | 0 | 11 | 15.09 | 35.44 | 0 | 0 | 0 | 0 | 0 | 0 | 0 | 8.57 | 0.17804 | 0.056448 | 0.001 | 9.09 | System Off | 0 | 0
6799 | 6799 | 2012-10-10 06:59 | 5.71 | 11.06 | 11.06 | 5.71 | 269.47 | 229.4 | 94 | 14.93 | 276.06 | 0.84 | 0.83 | 0.81 | 0.08 | 208.84 | 0 | 0 | 73.28 | 0.18591 | 0.056448 | 0.01 | 10.64 | System Off | 1 | 0
6800 | 6800 | 2012-10-10 07:59 | 8.27 | 18.43 | 18.43 | 8.27 | 500.26 | 455.8 | 177 | 14.72 | 501.88 | 0.9 | 0.91 | 0.89 | 0.16 | 326.28 | 0 | 0 | 138.17 | 0.18319 | 0.056448 | 0.018 | 10.17 | System Off | 1 | 0
6801 | 6801 | 2012-10-10 08:59 | 10.82 | 31.19 | 31.19 | 10.82 | 962.58 | 908.46 | 350 | 14.32 | 945.57 | 0.94 | 0.96 | 0.94 | 0.33 | 577.52 | 0 | 0 | 273.86 | 0.19563 | 0.056448 | 0.035 | 10 | System Off | 1 | 0
6802 | 6802 | 2012-10-10 09:59 | 11.67 | 36.88 | 36.88 | 11.67 | 1259.96 | 1199.01 | 464 | 14.14 | 1227.24 | 0.93 | 0.98 | 0.95 | 0.43 | 731.01 | 0 | 0 | 363.52 | 0.19957 | 0.056448 | 0.046 | 9.91 | System Off | 1 | 0
6803 | 6803 | 2012-10-10 10:59 | 12.52 | 37.22 | 37.22 | 12.52 | 1308.89 | 1246.78 | 482 | 14.14 | 1273.38 | 0.93 | 0.98 | 0.96 | 0.45 | 766.79 | 0 | 0 | 377.73 | 0.20175 | 0.056448 | 0.048 | 9.96 | System Off | 1 | 0
6804 | 6804 | 2012-10-10 11:59 | 13.37 | 31.25 | 31.25 | 13.37 | 1010.58 | 955.38 | 367 | 14.34 | 991.08 | 0.95 | 0.96 | 0.94 | 0.35 | 585.65 | 0 | 0 | 287.4 | 0.19706 | 0.056448 | 0.037 | 10.08 | System Off | 1 | 0
6805 | 6805 | 2012-10-10 12:59 | 13.3 | 27.97 | 27.97 | 13.3 | 829.22 | 778.01 | 299 | 14.44 | 818.43 | 0.94 | 0.95 | 0.93 | 0.28 | 513.2 | 0 | 0 | 234.02 | 0.19661 | 0.056448 | 0.03 | 10.03 | System Off | 1 | 0
6806 | 6806 | 2012-10-10 13:59 | 13.22 | 21.05 | 21.05 | 13.22 | 438.5 | 395.25 | 157 | 14.55 | 442.51 | 0.89 | 0.89 | 0.87 | 0.14 | 290.39 | 0 | 0 | 122.92 | 0.18917 | 0.056448 | 0.016 | 10.19 | System Off | 1 | 0
6807 | 6807 | 2012-10-10 14:59 | 13.15 | 19.77 | 19.77 | 13.15 | 369.39 | 327.46 | 133 | 14.47 | 375.11 | 0.9 | 0.87 | 0.85 | 0.12 | 253.27 | 0 | 0 | 104.27 | 0.18785 | 0.056448 | 0.014 | 10.53 | System Off | 1 | 0
6808 | 6808 | 2012-10-10 15:59 | 11.36 | 12.81 | 12.81 | 11.36 | 75.03 | 38.44 | 28 | 13.96 | 81.1 | 0.36 | 0.47 | 0.46 | 0.01 | 29.79 | 0 | 0 | 22.12 | 0.17997 | 0.056448 | 0.003 | 10.71 | System Off | 0 | 0
6809 | 6809 | 2012-10-10 16:59 | 9.57 | 9.57 | 9.57 | 9.57 | 0 | 0 | 0 | 0 | 0 | 0 | 0 | 0 | 0 | 0 | 0 | 0 | 0 | 0 | 0 | 0 | 0 | System Off | 0 | 0
6810 | 6810 | 2012-10-10 17:59 | 7.78 | 7.78 | 7.78 | 7.78 | 0 | 0 | 0 | 0 | 0 | 0 | 0 | 0 | 0 | 0 | 0 | 0 | 0 | 0 | 0 | 0 | 0 | System Off | 0 | 0
6811 | 6811 | 2012-10-10 18:59 | 7.05 | 7.05 | 7.05 | 7.05 | 0 | 0 | 0 | 0 | 0 | 0 | 0 | 0 | 0 | 0 | 0 | 0 | 0 | 0 | 0 | 0 | 0 | System Off | 0 | 0
6812 | 6812 | 2012-10-10 19:59 | 6.32 | 6.32 | 6.32 | 6.32 | 0 | 0 | 0 | 0 | 0 | 0 | 0 | 0 | 0 | 0 | 0 | 0 | 0 | 0 | 0 | 0 | 0 | System Off | 0 | 0
6813 | 6813 | 2012-10-10 20:59 | 5.59 | 5.59 | 5.59 | 5.59 | 0 | 0 | 0 | 0 | 0 | 0 | 0 | 0 | 0 | 0 | 0 | 0 | 0 | 0 | 0 | 0 | 0 | System Off | 0 | 0
6814 | 6814 | 2012-10-10 21:59 | 5.18 | 5.18 | 5.18 | 5.18 | 0 | 0 | 0 | 0 | 0 | 0 | 0 | 0 | 0 | 0 | 0 | 0 | 0 | 0 | 0 | 0 | 0 | System Off | 0 | 0
6815 | 6815 | 2012-10-10 22:59 | 4.78 | 4.78 | 4.78 | 4.78 | 0 | 0 | 0 | 0 | 0 | 0 | 0 | 0 | 0 | 0 | 0 | 0 | 0 | 0 | 0 | 0 | 0 | System Off | 0 | 0
6816 | 6816 | 2012-10-10 23:59 | 4.37 | 4.37 | 4.37 | 4.37 | 0 | 0 | 0 | 0 | 0 | 0 | 0 | 0 | 0 | 0 | 0 | 0 | 0 | 0 | 0 | 0 | 0 | System Off | 0 | 0
6817 | 6817 | 2012-10-11 00:59 | 4.3 | 4.3 | 4.3 | 4.3 | 0 | 0 | 0 | 0 | 0 | 0 | 0 | 0 | 0 | 0 | 0 | 0 | 0 | 0 | 0 | 0 | 0 | System Off | 0 | 0
6818 | 6818 | 2012-10-11 01:59 | 4.22 | 4.22 | 4.22 | 4.22 | 0 | 0 | 0 | 0 | 0 | 0 | 0 | 0 | 0 | 0 | 0 | 0 | 0 | 0 | 0 | 0 | 0 | System Off | 0 | 0
6819 | 6819 | 2012-10-11 02:59 | 4.15 | 4.15 | 4.15 | 4.15 | 0 | 0 | 0 | 0 | 0 | 0 | 0 | 0 | 0 | 0 | 0 | 0 | 0 | 0 | 0 | 0 | 0 | System Off | 0 | 0
6820 | 6820 | 2012-10-11 03:59 | 4.19 | 4.19 | 4.19 | 4.19 | 0 | 0 | 0 | 0 | 0 | 0 | 0 | 0 | 0 | 0 | 0 | 0 | 0 | 0 | 0 | 0 | 0 | System Off | 0 | 0
6821 | 6821 | 2012-10-11 04:59 | 4.23 | 4.23 | 4.23 | 4.23 | 0 | 0 | 0 | 0 | 0 | 0 | 0 | 0 | 0 | 0 | 0 | 0 | 0 | 0 | 0 | 0 | 0 | System Off | 0 | 0
6822 | 6822 | 2012-10-11 05:59 | 4.27 | 4.77 | 4.77 | 4.27 | 29.39 | 0 | 11 | 13.92 | 32.82 | 0 | 0 | 0 | 0 | 0 | 0 | 0 | 8.7 | 0.1796 | 0.056448 | 0.001 | 9.09 | System Off | 0 | 0
6823 | 6823 | 2012-10-11 06:59 | 6.43 | 10.4 | 10.4 | 6.43 | 262.52 | 222.58 | 92 | 14.86 | 269.16 | 0.87 | 0.83 | 0.81 | 0.08 | 202.63 | 0 | 0 | 71.82 | 0.17639 | 0.056448 | 0.009 | 9.78 | System Off | 1 | 0
6824 | 6824 | 2012-10-11 07:59 | 8.6 | 17.1 | 17.1 | 8.6 | 605.28 | 558.72 | 211 | 14.94 | 602.82 | 0.94 | 0.93 | 0.91 | 0.2 | 399.95 | 0 | 0 | 164.39 | 0.18534 | 0.056448 | 0.021 | 9.95 | System Off | 1 | 0
6825 | 6825 | 2012-10-11 08:59 | 10.76 | 24.02 | 24.02 | 10.76 | 985.71 | 931.07 | 348 | 14.75 | 966.53 | 0.98 | 0.96 | 0.94 | 0.34 | 591.9 | 0 | 0 | 271.54 | 0.1954 | 0.056448 | 0.035 | 10.06 | System Off | 1 | 0
6826 | 6826 | 2012-10-11 09:59 | 11.88 | 29.44 | 29.44 | 11.88 | 1282.28 | 1220.8 | 458 | 14.58 | 1247.55 | 0.96 | 0.98 | 0.96 | 0.44 | 744.29 | 0 | 0 | 357.82 | 0.1995 | 0.056448 | 0.045 | 9.83 | System Off | 1 | 0
6827 | 6827 | 2012-10-11 10:59 | 13 | 32.57 | 32.57 | 13 | 1405.94 | 1341.47 | 508 | 14.41 | 1364.4 | 0.96 | 0.98 | 0.96 | 0.49 | 825.03 | 0 | 0 | 397.57 | 0.20376 | 0.056448 | 0.05 | 9.84 | System Off | 1 | 0
6828 | 6828 | 2012-10-11 11:59 | 14.12 | 32.95 | 32.95 | 14.12 | 1337.02 | 1274.23 | 484 | 14.39 | 1299.51 | 0.95 | 0.98 | 0.96 | 0.46 | 781.1 | 0 | 0 | 378.96 | 0.20419 | 0.056448 | 0.048 | 9.92 | System Off | 1 | 0
6829 | 6829 | 2012-10-11 12:59 | 14.36 | 29.53 | 29.53 | 14.36 | 1080 | 1023.24 | 388 | 14.5 | 1056.54 | 0.95 | 0.97 | 0.95 | 0.37 | 674.97 | 0 | 0 | 303.6 | 0.19957 | 0.056448 | 0.039 | 10.05 | System Off | 1 | 0
6830 | 6830 | 2012-10-11 13:59 | 14.6 | 24.91 | 24.91 | 14.6 | 733.41 | 684.22 | 262 | 14.58 | 726.64 | 0.95 | 0.94 | 0.92 | 0.25 | 502.7 | 0 | 0 | 205 | 0.19658 | 0.056448 | 0.026 | 9.92 | System Off | 1 | 0
6831 | 6831 | 2012-10-11 14:59 | 14.84 | 19.43 | 19.43 | 14.84 | 317.36 | 276.4 | 114 | 14.5 | 324.18 | 0.87 | 0.85 | 0.83 | 0.1 | 213.78 | 0 | 0 | 89.4 | 0.18927 | 0.056448 | 0.012 | 10.53 | System Off | 1 | 0
6832 | 6832 | 2012-10-11 15:59 | 13.88 | 14.98 | 14.98 | 13.88 | 70.66 | 34.15 | 26 | 14.15 | 76.72 | 0.37 | 0.45 | 0.44 | 0.01 | 26.46 | 0 | 0 | 20.49 | 0.18338 | 0.056448 | 0.003 | 11.54 | System Off | 0 | 0
6833 | 6833 | 2012-10-11 16:59 | 12.92 | 12.92 | 12.92 | 12.92 | 0 | 0 | 0 | 0 | 0 | 0 | 0 | 0 | 0 | 0 | 0 | 0 | 0 | 0 | 0 | 0 | 0 | System Off | 0 | 0
6834 | 6834 | 2012-10-11 17:59 | 11.97 | 11.97 | 11.97 | 11.97 | 0 | 0 | 0 | 0 | 0 | 0 | 0 | 0 | 0 | 0 | 0 | 0 | 0 | 0 | 0 | 0 | 0 | System Off | 0 | 0
6835 | 6835 | 2012-10-11 18:59 | 11.74 | 11.74 | 11.74 | 11.74 | 0 | 0 | 0 | 0 | 0 | 0 | 0 | 0 | 0 | 0 | 0 | 0 | 0 | 0 | 0 | 0 | 0 | System Off | 0 | 0
6836 | 6836 | 2012-10-11 19:59 | 11.52 | 11.52 | 11.52 | 11.52 | 0 | 0 | 0 | 0 | 0 | 0 | 0 | 0 | 0 | 0 | 0 | 0 | 0 | 0 | 0 | 0 | 0 | System Off | 0 | 0
6837 | 6837 | 2012-10-11 20:59 | 11.29 | 11.29 | 11.29 | 11.29 | 0 | 0 | 0 | 0 | 0 | 0 | 0 | 0 | 0 | 0 | 0 | 0 | 0 | 0 | 0 | 0 | 0 | System Off | 0 | 0
6838 | 6838 | 2012-10-11 21:59 | 11.3 | 11.3 | 11.3 | 11.3 | 0 | 0 | 0 | 0 | 0 | 0 | 0 | 0 | 0 | 0 | 0 | 0 | 0 | 0 | 0 | 0 | 0 | System Off | 0 | 0
6839 | 6839 | 2012-10-11 22:59 | 11.31 | 11.31 | 11.31 | 11.31 | 0 | 0 | 0 | 0 | 0 | 0 | 0 | 0 | 0 | 0 | 0 | 0 | 0 | 0 | 0 | 0 | 0 | System Off | 0 | 0
6840 | 6840 | 2012-10-11 23:59 | 11.32 | 11.32 | 11.32 | 11.32 | 0 | 0 | 0 | 0 | 0 | 0 | 0 | 0 | 0 | 0 | 0 | 0 | 0 | 0 | 0 | 0 | 0 | System Off | 0 | 0
6841 | 6841 | 2012-10-12 00:59 | 11.61 | 11.61 | 11.61 | 11.61 | 0 | 0 | 0 | 0 | 0 | 0 | 0 | 0 | 0 | 0 | 0 | 0 | 0 | 0 | 0 | 0 | 0 | System Off | 0 | 0
6842 | 6842 | 2012-10-12 01:59 | 11.91 | 11.91 | 11.91 | 11.91 | 0 | 0 | 0 | 0 | 0 | 0 | 0 | 0 | 0 | 0 | 0 | 0 | 0 | 0 | 0 | 0 | 0 | System Off | 0 | 0
6843 | 6843 | 2012-10-12 02:59 | 12.2 | 12.2 | 12.2 | 12.2 | 0 | 0 | 0 | 0 | 0 | 0 | 0 | 0 | 0 | 0 | 0 | 0 | 0 | 0 | 0 | 0 | 0 | System Off | 0 | 0
6844 | 6844 | 2012-10-12 03:59 | 12.52 | 12.52 | 12.52 | 12.52 | 0 | 0 | 0 | 0 | 0 | 0 | 0 | 0 | 0 | 0 | 0 | 0 | 0 | 0 | 0 | 0 | 0 | System Off | 0 | 0
6845 | 6845 | 2012-10-12 04:59 | 12.84 | 12.84 | 12.84 | 12.84 | 0 | 0 | 0 | 0 | 0 | 0 | 0 | 0 | 0 | 0 | 0 | 0 | 0 | 0 | 0 | 0 | 0 | System Off | 0 | 0
6846 | 6846 | 2012-10-12 05:59 | 13.15 | 13.51 | 13.51 | 13.15 | 21.47 | 0 | 8 | 13.98 | 24.57 | 0 | 0 | 0 | 0 | 0 | 0 | 0 | 6.32 | 0.18143 | 0.056448 | 0.001 | 12.5 | System Off | 0 | 0
6847 | 6847 | 2012-10-12 06:59 | 13.48 | 16.13 | 16.13 | 13.48 | 166.53 | 128.33 | 61 | 14.22 | 174.4 | 0.82 | 0.74 | 0.72 | 0.05 | 116.83 | 0 | 0 | 48.03 | 0.18462 | 0.056448 | 0.006 | 9.84 | System Off | 1 | 0
6848 | 6848 | 2012-10-12 07:59 | 13.82 | 18.36 | 18.36 | 13.82 | 281.17 | 240.89 | 101 | 14.5 | 288.49 | 0.88 | 0.83 | 0.82 | 0.09 | 172.44 | 0 | 0 | 79.2 | 0.18715 | 0.056448 | 0.01 | 9.9 | System Off | 1 | 0
6849 | 6849 | 2012-10-12 08:59 | 14.15 | 15.75 | 15.75 | 14.15 | 92.55 | 55.65 | 34 | 14.18 | 99.36 | 0.58 | 0.56 | 0.55 | 0.02 | 35.38 | 0 | 0 | 26.79 | 0.18417 | 0.056448 | 0.003 | 8.82 | System Off | 0 | 0
6850 | 6850 | 2012-10-12 09:59 | 13.72 | 18.04 | 18.04 | 13.72 | 271.34 | 231.24 | 98 | 14.42 | 278.76 | 0.81 | 0.83 | 0.81 | 0.08 | 140.98 | 0 | 0 | 76.93 | 0.18686 | 0.056448 | 0.01 | 10.2 | System Off | 1 | 0
6851 | 6851 | 2012-10-12 10:59 | 13.3 | 24.33 | 24.33 | 13.3 | 736.34 | 687.09 | 263 | 14.58 | 729.4 | 0.95 | 0.94 | 0.92 | 0.25 | 422.57 | 0 | 0 | 205.72 | 0.19474 | 0.056448 | 0.026 | 9.89 | System Off | 1 | 0
6852 | 6852 | 2012-10-12 11:59 | 12.88 | 14.39 | 14.39 | 12.88 | 100.27 | 63.24 | 37 | 14.11 | 107.17 | 0.54 | 0.59 | 0.58 | 0.02 | 38.76 | 0 | 0 | 29.18 | 0.18255 | 0.056448 | 0.004 | 10.81 | System Off | 0 | 0
6853 | 6853 | 2012-10-12 12:59 | 13.27 | 25.81 | 25.81 | 13.27 | 925.24 | 871.94 | 329 | 14.65 | 909.39 | 0.97 | 0.96 | 0.94 | 0.32 | 575.17 | 0 | 0 | 257.1 | 0.19493 | 0.056448 | 0.033 | 10.03 | System Off | 1 | 0
6854 | 6854 | 2012-10-12 13:59 | 13.66 | 16.91 | 16.91 | 13.66 | 243.33 | 203.74 | 88 | 14.4 | 250.97 | 0.79 | 0.81 | 0.79 | 0.07 | 149.69 | 0 | 0 | 69.12 | 0.18626 | 0.056448 | 0.009 | 10.23 | System Off | 1 | 0
6855 | 6855 | 2012-10-12 14:59 | 14.05 | 18.46 | 18.46 | 14.05 | 348.63 | 307.09 | 125 | 14.53 | 354.66 | 0.88 | 0.87 | 0.85 | 0.11 | 237.52 | 0 | 0 | 98.01 | 0.18871 | 0.056448 | 0.013 | 10.4 | System Off | 1 | 0
6856 | 6856 | 2012-10-12 15:59 | 12.99 | 13.55 | 13.55 | 12.99 | 39.52 | 3.54 | 15 | 13.72 | 43.97 | 0 | 0.08 | 0.08 | 0 | 2.75 | 0 | 0 | 11.89 | 0.18157 | 0.056448 | 0.002 | 13.33 | System Off | 0 | 0
6857 | 6857 | 2012-10-12 16:59 | 11.94 | 11.94 | 11.94 | 11.94 | 0 | 0 | 0 | 0 | 0 | 0 | 0 | 0 | 0 | 0 | 0 | 0 | 0 | 0 | 0 | 0 | 0 | System Off | 0 | 0
6858 | 6858 | 2012-10-12 17:59 | 10.89 | 10.89 | 10.89 | 10.89 | 0 | 0 | 0 | 0 | 0 | 0 | 0 | 0 | 0 | 0 | 0 | 0 | 0 | 0 | 0 | 0 | 0 | System Off | 0 | 0
6859 | 6859 | 2012-10-12 18:59 | 10.34 | 10.34 | 10.34 | 10.34 | 0 | 0 | 0 | 0 | 0 | 0 | 0 | 0 | 0 | 0 | 0 | 0 | 0 | 0 | 0 | 0 | 0 | System Off | 0 | 0
6860 | 6860 | 2012-10-12 19:59 | 9.8 | 9.8 | 9.8 | 9.8 | 0 | 0 | 0 | 0 | 0 | 0 | 0 | 0 | 0 | 0 | 0 | 0 | 0 | 0 | 0 | 0 | 0 | System Off | 0 | 0
6861 | 6861 | 2012-10-12 20:59 | 9.26 | 9.26 | 9.26 | 9.26 | 0 | 0 | 0 | 0 | 0 | 0 | 0 | 0 | 0 | 0 | 0 | 0 | 0 | 0 | 0 | 0 | 0 | System Off | 0 | 0
6862 | 6862 | 2012-10-12 21:59 | 9.02 | 9.02 | 9.02 | 9.02 | 0 | 0 | 0 | 0 | 0 | 0 | 0 | 0 | 0 | 0 | 0 | 0 | 0 | 0 | 0 | 0 | 0 | System Off | 0 | 0
6863 | 6863 | 2012-10-12 22:59 | 8.78 | 8.78 | 8.78 | 8.78 | 0 | 0 | 0 | 0 | 0 | 0 | 0 | 0 | 0 | 0 | 0 | 0 | 0 | 0 | 0 | 0 | 0 | System Off | 0 | 0
6864 | 6864 | 2012-10-12 23:59 | 8.54 | 8.54 | 8.54 | 8.54 | 0 | 0 | 0 | 0 | 0 | 0 | 0 | 0 | 0 | 0 | 0 | 0 | 0 | 0 | 0 | 0 | 0 | System Off | 0 | 0
6865 | 6865 | 2012-10-13 00:59 | 8.37 | 8.37 | 8.37 | 8.37 | 0 | 0 | 0 | 0 | 0 | 0 | 0 | 0 | 0 | 0 | 0 | 0 | 0 | 0 | 0 | 0 | 0 | System Off | 0 | 0
6866 | 6866 | 2012-10-13 01:59 | 8.21 | 8.21 | 8.21 | 8.21 | 0 | 0 | 0 | 0 | 0 | 0 | 0 | 0 | 0 | 0 | 0 | 0 | 0 | 0 | 0 | 0 | 0 | System Off | 0 | 0
6867 | 6867 | 2012-10-13 02:59 | 8.04 | 8.04 | 8.04 | 8.04 | 0 | 0 | 0 | 0 | 0 | 0 | 0 | 0 | 0 | 0 | 0 | 0 | 0 | 0 | 0 | 0 | 0 | System Off | 0 | 0
6868 | 6868 | 2012-10-13 03:59 | 8 | 8 | 8 | 8 | 0 | 0 | 0 | 0 | 0 | 0 | 0 | 0 | 0 | 0 | 0 | 0 | 0 | 0 | 0 | 0 | 0 | System Off | 0 | 0
6869 | 6869 | 2012-10-13 04:59 | 7.96 | 7.96 | 7.96 | 7.96 | 0 | 0 | 0 | 0 | 0 | 0 | 0 | 0 | 0 | 0 | 0 | 0 | 0 | 0 | 0 | 0 | 0 | System Off | 0 | 0
6870 | 6870 | 2012-10-13 05:59 | 7.91 | 7.92 | 7.92 | 7.91 | 0.23 | 0 | 0 | 0 | 0 | 0 | 0 | 0 | 0 | 0 | 0 | 0 | -0.01 | 0.18157 | 0.056448 | 0 |  | System Off | 0 | 0
6871 | 6871 | 2012-10-13 06:59 | 9 | 11.74 | 11.74 | 9 | 195.01 | 156.3 | 69 | 14.72 | 202.41 | 0.86 | 0.77 | 0.76 | 0.06 | 142.29 | 0 | 0 | 53.98 | 0.17877 | 0.056448 | 0.007 | 10.14 | System Off | 1 | 0
6872 | 6872 | 2012-10-13 07:59 | 10.1 | 17.36 | 17.36 | 10.1 | 537.08 | 491.89 | 188 | 14.88 | 537.25 | 0.95 | 0.92 | 0.9 | 0.18 | 352.11 | 0 | 0 | 146.64 | 0.18631 | 0.056448 | 0.019 | 10.11 | System Off | 1 | 0
6873 | 6873 | 2012-10-13 08:59 | 11.19 | 21.95 | 21.95 | 11.19 | 808.22 | 757.45 | 285 | 14.77 | 797.59 | 0.95 | 0.95 | 0.93 | 0.27 | 481.52 | 0 | 0 | 222.45 | 0.1928 | 0.056448 | 0.029 | 10.18 | System Off | 1 | 0
6874 | 6874 | 2012-10-13 09:59 | 11.73 | 18.31 | 18.31 | 11.73 | 498.74 | 454.31 | 176 | 14.76 | 500.4 | 0.91 | 0.91 | 0.89 | 0.16 | 276.98 | 0 | 0 | 137.51 | 0.18802 | 0.056448 | 0.018 | 10.23 | System Off | 1 | 0
6875 | 6875 | 2012-10-13 10:59 | 12.27 | 18.5 | 18.5 | 12.27 | 482.82 | 438.7 | 171 | 14.71 | 485.04 | 0.93 | 0.9 | 0.88 | 0.16 | 269.81 | 0 | 0 | 133.71 | 0.18853 | 0.056448 | 0.017 | 9.94 | System Off | 1 | 0
6876 | 6876 | 2012-10-13 11:59 | 12.81 | 19.15 | 19.15 | 12.81 | 502.88 | 458.37 | 178 | 14.71 | 504.52 | 0.95 | 0.91 | 0.89 | 0.17 | 280.98 | 0 | 0 | 139.17 | 0.18966 | 0.056448 | 0.018 | 10.11 | System Off | 1 | 0
6877 | 6877 | 2012-10-13 12:59 | 12.58 | 18.52 | 18.52 | 12.58 | 460.71 | 417.03 | 163 | 14.72 | 463.65 | 0.92 | 0.9 | 0.88 | 0.15 | 275.09 | 0 | 0 | 127.44 | 0.18856 | 0.056448 | 0.016 | 9.82 | System Off | 1 | 0
6878 | 6878 | 2012-10-13 13:59 | 12.34 | 19.74 | 19.74 | 12.34 | 567.66 | 521.87 | 201 | 14.71 | 567.05 | 0.94 | 0.92 | 0.9 | 0.19 | 383.42 | 0 | 0 | 157.12 | 0.19017 | 0.056448 | 0.02 | 9.95 | System Off | 1 | 0
6879 | 6879 | 2012-10-13 14:59 | 12.11 | 14.94 | 14.94 | 12.11 | 206.51 | 167.59 | 74 | 14.53 | 214.22 | 0.8 | 0.78 | 0.77 | 0.06 | 129.62 | 0 | 0 | 58.03 | 0.18336 | 0.056448 | 0.008 | 10.81 | System Off | 1 | 0
6880 | 6880 | 2012-10-13 15:59 | 11.4 | 11.56 | 11.56 | 11.4 | 10.42 | 0 | 4 | 13.57 | 12.3 | 0 | 0 | 0 | 0 | 0 | 0 | 0 | 3.18 | 0.1788 | 0.056448 | 0 | 0 | System Off | 0 | 0
6881 | 6881 | 2012-10-13 16:59 | 10.7 | 10.7 | 10.7 | 10.7 | 0 | 0 | 0 | 0 | 0 | 0 | 0 | 0 | 0 | 0 | 0 | 0 | 0 | 0 | 0 | 0 | 0 | System Off | 0 | 0
6882 | 6882 | 2012-10-13 17:59 | 10 | 10 | 10 | 10 | 0 | 0 | 0 | 0 | 0 | 0 | 0 | 0 | 0 | 0 | 0 | 0 | 0 | 0 | 0 | 0 | 0 | System Off | 0 | 0
6883 | 6883 | 2012-10-13 18:59 | 9.42 | 9.42 | 9.42 | 9.42 | 0 | 0 | 0 | 0 | 0 | 0 | 0 | 0 | 0 | 0 | 0 | 0 | 0 | 0 | 0 | 0 | 0 | System Off | 0 | 0
6884 | 6884 | 2012-10-13 19:59 | 8.85 | 8.85 | 8.85 | 8.85 | 0 | 0 | 0 | 0 | 0 | 0 | 0 | 0 | 0 | 0 | 0 | 0 | 0 | 0 | 0 | 0 | 0 | System Off | 0 | 0
6885 | 6885 | 2012-10-13 20:59 | 8.28 | 8.28 | 8.28 | 8.28 | 0 | 0 | 0 | 0 | 0 | 0 | 0 | 0 | 0 | 0 | 0 | 0 | 0 | 0 | 0 | 0 | 0 | System Off | 0 | 0
6886 | 6886 | 2012-10-13 21:59 | 7.99 | 7.99 | 7.99 | 7.99 | 0 | 0 | 0 | 0 | 0 | 0 | 0 | 0 | 0 | 0 | 0 | 0 | 0 | 0 | 0 | 0 | 0 | System Off | 0 | 0
6887 | 6887 | 2012-10-13 22:59 | 7.71 | 7.71 | 7.71 | 7.71 | 0 | 0 | 0 | 0 | 0 | 0 | 0 | 0 | 0 | 0 | 0 | 0 | 0 | 0 | 0 | 0 | 0 | System Off | 0 | 0
6888 | 6888 | 2012-10-13 23:59 | 7.42 | 7.42 | 7.42 | 7.42 | 0 | 0 | 0 | 0 | 0 | 0 | 0 | 0 | 0 | 0 | 0 | 0 | 0 | 0 | 0 | 0 | 0 | System Off | 0 | 0
6889 | 6889 | 2012-10-14 00:59 | 7.52 | 7.52 | 7.52 | 7.52 | 0 | 0 | 0 | 0 | 0 | 0 | 0 | 0 | 0 | 0 | 0 | 0 | 0 | 0 | 0 | 0 | 0 | System Off | 0 | 0
6890 | 6890 | 2012-10-14 01:59 | 7.62 | 7.62 | 7.62 | 7.62 | 0 | 0 | 0 | 0 | 0 | 0 | 0 | 0 | 0 | 0 | 0 | 0 | 0 | 0 | 0 | 0 | 0 | System Off | 0 | 0
6891 | 6891 | 2012-10-14 02:59 | 7.72 | 7.72 | 7.72 | 7.72 | 0 | 0 | 0 | 0 | 0 | 0 | 0 | 0 | 0 | 0 | 0 | 0 | 0 | 0 | 0 | 0 | 0 | System Off | 0 | 0
6892 | 6892 | 2012-10-14 03:59 | 7.75 | 7.75 | 7.75 | 7.75 | 0 | 0 | 0 | 0 | 0 | 0 | 0 | 0 | 0 | 0 | 0 | 0 | 0 | 0 | 0 | 0 | 0 | System Off | 0 | 0
6893 | 6893 | 2012-10-14 04:59 | 7.78 | 7.78 | 7.78 | 7.78 | 0 | 0 | 0 | 0 | 0 | 0 | 0 | 0 | 0 | 0 | 0 | 0 | 0 | 0 | 0 | 0 | 0 | System Off | 0 | 0
6894 | 6894 | 2012-10-14 05:59 | 7.8 | 7.8 | 7.8 | 7.8 | 0 | 0 | 0 | 0 | 0 | 0 | 0 | 0 | 0 | 0 | 0 | 0 | 0 | 0 | 0 | 0 | 0 | System Off | 0 | 0
6895 | 6895 | 2012-10-14 06:59 | 8.34 | 11.8 | 11.8 | 8.34 | 217.22 | 178.11 | 77 | 14.69 | 224.5 | 0.78 | 0.79 | 0.78 | 0.06 | 162.15 | 0 | 0 | 60.24 | 0.17827 | 0.056448 | 0.008 | 10.39 | System Off | 1 | 0
6896 | 6896 | 2012-10-14 07:59 | 8.87 | 17.1 | 17.1 | 8.87 | 571.35 | 525.48 | 200 | 14.88 | 570.21 | 0.95 | 0.92 | 0.9 | 0.19 | 376.16 | 0 | 0 | 155.95 | 0.18518 | 0.056448 | 0.02 | 10 | System Off | 1 | 0
6897 | 6897 | 2012-10-14 08:59 | 9.41 | 15.62 | 15.62 | 9.41 | 454.11 | 410.55 | 159 | 14.88 | 456.87 | 0.94 | 0.9 | 0.88 | 0.15 | 260.99 | 0 | 0 | 124.05 | 0.18387 | 0.056448 | 0.016 | 10.06 | System Off | 1 | 0
6898 | 6898 | 2012-10-14 09:59 | 9.7 | 16.63 | 16.63 | 9.7 | 481.66 | 437.57 | 169 | 14.84 | 483.66 | 0.94 | 0.9 | 0.89 | 0.16 | 266.77 | 0 | 0 | 131.88 | 0.18478 | 0.056448 | 0.017 | 10.06 | System Off | 1 | 0
6899 | 6899 | 2012-10-14 10:59 | 9.99 | 18.19 | 18.19 | 9.99 | 542.04 | 496.75 | 191 | 14.78 | 542.14 | 0.94 | 0.92 | 0.9 | 0.18 | 305.51 | 0 | 0 | 149.11 | 0.18631 | 0.056448 | 0.019 | 9.95 | System Off | 1 | 0
6900 | 6900 | 2012-10-14 11:59 | 10.28 | 16.81 | 16.81 | 10.28 | 406.55 | 363.91 | 144 | 14.7 | 410.88 | 0.9 | 0.89 | 0.87 | 0.13 | 223.07 | 0 | 0 | 112.57 | 0.18435 | 0.056448 | 0.015 | 10.42 | System Off | 1 | 0
6901 | 6901 | 2012-10-14 12:59 | 9.93 | 14.84 | 14.84 | 9.93 | 299.81 | 259.18 | 106 | 14.73 | 306.37 | 0.84 | 0.85 | 0.83 | 0.09 | 170.97 | 0 | 0 | 82.86 | 0.18193 | 0.056448 | 0.011 | 10.38 | System Off | 1 | 0
6902 | 6902 | 2012-10-14 13:59 | 9.58 | 11.84 | 11.84 | 9.58 | 132.9 | 95.3 | 48 | 14.42 | 140.12 | 0.62 | 0.68 | 0.67 | 0.03 | 70.02 | 0 | 0 | 37.7 | 0.17852 | 0.056448 | 0.005 | 10.42 | System Off | 0 | 0
6903 | 6903 | 2012-10-14 14:59 | 9.24 | 11.49 | 11.49 | 9.24 | 130.67 | 93.11 | 47 | 14.48 | 137.83 | 0.63 | 0.68 | 0.66 | 0.03 | 72.01 | 0 | 0 | 36.88 | 0.178 | 0.056448 | 0.005 | 10.64 | System Off | 1 | 0
6904 | 6904 | 2012-10-14 15:59 | 8.96 | 9.34 | 9.34 | 8.96 | 19.53 | 0 | 7 | 14.53 | 22.32 | 0 | 0 | 0 | 0 | 0 | 0 | 0 | 5.49 | 0.18343 | 0.056448 | 0.001 | 14.29 | System Off | 0 | 0
6905 | 6905 | 2012-10-14 16:59 | 8.69 | 8.69 | 8.69 | 8.69 | 0 | 0 | 0 | 0 | 0 | 0 | 0 | 0 | 0 | 0 | 0 | 0 | 0 | 0 | 0 | 0 | 0 | System Off | 0 | 0
6906 | 6906 | 2012-10-14 17:59 | 8.42 | 8.42 | 8.42 | 8.42 | 0 | 0 | 0 | 0 | 0 | 0 | 0 | 0 | 0 | 0 | 0 | 0 | 0 | 0 | 0 | 0 | 0 | System Off | 0 | 0
6907 | 6907 | 2012-10-14 18:59 | 8.32 | 8.32 | 8.32 | 8.32 | 0 | 0 | 0 | 0 | 0 | 0 | 0 | 0 | 0 | 0 | 0 | 0 | 0 | 0 | 0 | 0 | 0 | System Off | 0 | 0
6908 | 6908 | 2012-10-14 19:59 | 8.23 | 8.23 | 8.23 | 8.23 | 0 | 0 | 0 | 0 | 0 | 0 | 0 | 0 | 0 | 0 | 0 | 0 | 0 | 0 | 0 | 0 | 0 | System Off | 0 | 0
6909 | 6909 | 2012-10-14 20:59 | 8.14 | 8.14 | 8.14 | 8.14 | 0 | 0 | 0 | 0 | 0 | 0 | 0 | 0 | 0 | 0 | 0 | 0 | 0 | 0 | 0 | 0 | 0 | System Off | 0 | 0
6910 | 6910 | 2012-10-14 21:59 | 8.11 | 8.11 | 8.11 | 8.11 | 0 | 0 | 0 | 0 | 0 | 0 | 0 | 0 | 0 | 0 | 0 | 0 | 0 | 0 | 0 | 0 | 0 | System Off | 0 | 0
6911 | 6911 | 2012-10-14 22:59 | 8.08 | 8.08 | 8.08 | 8.08 | 0 | 0 | 0 | 0 | 0 | 0 | 0 | 0 | 0 | 0 | 0 | 0 | 0 | 0 | 0 | 0 | 0 | System Off | 0 | 0
6912 | 6912 | 2012-10-14 23:59 | 8.05 | 8.05 | 8.05 | 8.05 | 0 | 0 | 0 | 0 | 0 | 0 | 0 | 0 | 0 | 0 | 0 | 0 | 0 | 0 | 0 | 0 | 0 | System Off | 0 | 0
6913 | 6913 | 2012-10-15 00:59 | 7.48 | 7.48 | 7.48 | 7.48 | 0 | 0 | 0 | 0 | 0 | 0 | 0 | 0 | 0 | 0 | 0 | 0 | 0 | 0 | 0 | 0 | 0 | System Off | 0 | 0
6914 | 6914 | 2012-10-15 01:59 | 6.91 | 6.91 | 6.91 | 6.91 | 0 | 0 | 0 | 0 | 0 | 0 | 0 | 0 | 0 | 0 | 0 | 0 | 0 | 0 | 0 | 0 | 0 | System Off | 0 | 0
6915 | 6915 | 2012-10-15 02:59 | 6.34 | 6.34 | 6.34 | 6.34 | 0 | 0 | 0 | 0 | 0 | 0 | 0 | 0 | 0 | 0 | 0 | 0 | 0 | 0 | 0 | 0 | 0 | System Off | 0 | 0
6916 | 6916 | 2012-10-15 03:59 | 6.45 | 6.45 | 6.45 | 6.45 | 0 | 0 | 0 | 0 | 0 | 0 | 0 | 0 | 0 | 0 | 0 | 0 | 0 | 0 | 0 | 0 | 0 | System Off | 0 | 0
6917 | 6917 | 2012-10-15 04:59 | 6.56 | 6.56 | 6.56 | 6.56 | 0 | 0 | 0 | 0 | 0 | 0 | 0 | 0 | 0 | 0 | 0 | 0 | 0 | 0 | 0 | 0 | 0 | System Off | 0 | 0
6918 | 6918 | 2012-10-15 05:59 | 6.67 | 6.67 | 6.67 | 6.67 | 0 | 0 | 0 | 0 | 0 | 0 | 0 | 0 | 0 | 0 | 0 | 0 | 0 | 0 | 0 | 0 | 0 | System Off | 0 | 0
6919 | 6919 | 2012-10-15 06:59 | 7.41 | 10.98 | 10.98 | 7.41 | 223.63 | 184.4 | 79 | 14.74 | 230.76 | 0.88 | 0.8 | 0.78 | 0.07 | 167.87 | 0 | 0 | 61.77 | 0.17709 | 0.056448 | 0.008 | 10.13 | System Off | 1 | 0
6920 | 6920 | 2012-10-15 07:59 | 8.15 | 9.59 | 9.59 | 8.15 | 92.77 | 55.87 | 33 | 14.64 | 99.13 | 0.59 | 0.56 | 0.55 | 0.02 | 40 | 0 | 0 | 25.85 | 0.18363 | 0.056448 | 0.003 | 9.09 | System Off | 0 | 0
6921 | 6921 | 2012-10-15 08:59 | 8.89 | 10.09 | 10.09 | 8.89 | 80.52 | 43.84 | 29 | 14.46 | 86.58 | 0.67 | 0.51 | 0.5 | 0.02 | 27.87 | 0 | 0 | 22.77 | 0.17661 | 0.056448 | 0.003 | 10.34 | System Off | 0 | 0
6922 | 6922 | 2012-10-15 09:59 | 9.57 | 20.88 | 20.88 | 9.57 | 796.74 | 746.21 | 280 | 14.82 | 786.48 | 0.96 | 0.95 | 0.93 | 0.27 | 454.94 | 0 | 0 | 218.35 | 0.19022 | 0.056448 | 0.028 | 10 | System Off | 1 | 0
6923 | 6923 | 2012-10-15 10:59 | 10.26 | 23.71 | 23.71 | 10.26 | 939.01 | 885.41 | 331 | 14.78 | 922.2 | 0.96 | 0.96 | 0.94 | 0.32 | 544.55 | 0 | 0 | 258.15 | 0.1938 | 0.056448 | 0.033 | 9.97 | System Off | 1 | 0
6924 | 6924 | 2012-10-15 11:59 | 10.94 | 17.82 | 17.82 | 10.94 | 472.05 | 428.15 | 167 | 14.72 | 474.53 | 0.9 | 0.9 | 0.88 | 0.15 | 262.45 | 0 | 0 | 130.52 | 0.18644 | 0.056448 | 0.017 | 10.18 | System Off | 1 | 0
6925 | 6925 | 2012-10-15 12:59 | 11.05 | 19.81 | 19.81 | 11.05 | 578.81 | 532.79 | 204 | 14.78 | 577.78 | 0.93 | 0.92 | 0.9 | 0.19 | 351.45 | 0 | 0 | 159.25 | 0.18847 | 0.056448 | 0.021 | 10.29 | System Off | 1 | 0
6926 | 6926 | 2012-10-15 13:59 | 11.15 | 20.6 | 20.6 | 11.15 | 601.28 | 554.81 | 213 | 14.7 | 599.5 | 0.94 | 0.93 | 0.91 | 0.2 | 407.62 | 0 | 0 | 166.4 | 0.18908 | 0.056448 | 0.021 | 9.86 | System Off | 1 | 0
6927 | 6927 | 2012-10-15 14:59 | 11.26 | 16.59 | 16.59 | 11.26 | 319.37 | 278.38 | 114 | 14.59 | 325.8 | 0.88 | 0.85 | 0.84 | 0.1 | 215.31 | 0 | 0 | 89.27 | 0.1842 | 0.056448 | 0.012 | 10.53 | System Off | 1 | 0
6928 | 6928 | 2012-10-15 15:59 | 10.45 | 11.28 | 11.28 | 10.45 | 47.22 | 11.11 | 17 | 14.47 | 52.01 | 0 | 0.21 | 0.21 | 0 | 8.61 | 0 | 0 | 13.35 | 0.17815 | 0.056448 | 0.002 | 11.76 | System Off | 0 | 0
6929 | 6929 | 2012-10-15 16:59 | 9.65 | 9.65 | 9.65 | 9.65 | 0 | 0 | 0 | 0 | 0 | 0 | 0 | 0 | 0 | 0 | 0 | 0 | 0 | 0 | 0 | 0 | 0 | System Off | 0 | 0
6930 | 6930 | 2012-10-15 17:59 | 8.85 | 8.85 | 8.85 | 8.85 | 0 | 0 | 0 | 0 | 0 | 0 | 0 | 0 | 0 | 0 | 0 | 0 | 0 | 0 | 0 | 0 | 0 | System Off | 0 | 0
6931 | 6931 | 2012-10-15 18:59 | 8.56 | 8.56 | 8.56 | 8.56 | 0 | 0 | 0 | 0 | 0 | 0 | 0 | 0 | 0 | 0 | 0 | 0 | 0 | 0 | 0 | 0 | 0 | System Off | 0 | 0
6932 | 6932 | 2012-10-15 19:59 | 8.28 | 8.28 | 8.28 | 8.28 | 0 | 0 | 0 | 0 | 0 | 0 | 0 | 0 | 0 | 0 | 0 | 0 | 0 | 0 | 0 | 0 | 0 | System Off | 0 | 0
6933 | 6933 | 2012-10-15 20:59 | 7.99 | 7.99 | 7.99 | 7.99 | 0 | 0 | 0 | 0 | 0 | 0 | 0 | 0 | 0 | 0 | 0 | 0 | 0 | 0 | 0 | 0 | 0 | System Off | 0 | 0
6934 | 6934 | 2012-10-15 21:59 | 7.82 | 7.82 | 7.82 | 7.82 | 0 | 0 | 0 | 0 | 0 | 0 | 0 | 0 | 0 | 0 | 0 | 0 | 0 | 0 | 0 | 0 | 0 | System Off | 0 | 0
6935 | 6935 | 2012-10-15 22:59 | 7.66 | 7.66 | 7.66 | 7.66 | 0 | 0 | 0 | 0 | 0 | 0 | 0 | 0 | 0 | 0 | 0 | 0 | 0 | 0 | 0 | 0 | 0 | System Off | 0 | 0
6936 | 6936 | 2012-10-15 23:59 | 7.49 | 7.49 | 7.49 | 7.49 | 0 | 0 | 0 | 0 | 0 | 0 | 0 | 0 | 0 | 0 | 0 | 0 | 0 | 0 | 0 | 0 | 0 | System Off | 0 | 0
6937 | 6937 | 2012-10-16 00:59 | 7.1 | 7.1 | 7.1 | 7.1 | 0 | 0 | 0 | 0 | 0 | 0 | 0 | 0 | 0 | 0 | 0 | 0 | 0 | 0 | 0 | 0 | 0 | System Off | 0 | 0
6938 | 6938 | 2012-10-16 01:59 | 6.71 | 6.71 | 6.71 | 6.71 | 0 | 0 | 0 | 0 | 0 | 0 | 0 | 0 | 0 | 0 | 0 | 0 | 0 | 0 | 0 | 0 | 0 | System Off | 0 | 0
6939 | 6939 | 2012-10-16 02:59 | 6.32 | 6.32 | 6.32 | 6.32 | 0 | 0 | 0 | 0 | 0 | 0 | 0 | 0 | 0 | 0 | 0 | 0 | 0 | 0 | 0 | 0 | 0 | System Off | 0 | 0
6940 | 6940 | 2012-10-16 03:59 | 6.36 | 6.36 | 6.36 | 6.36 | 0 | 0 | 0 | 0 | 0 | 0 | 0 | 0 | 0 | 0 | 0 | 0 | 0 | 0 | 0 | 0 | 0 | System Off | 0 | 0
6941 | 6941 | 2012-10-16 04:59 | 6.39 | 6.39 | 6.39 | 6.39 | 0 | 0 | 0 | 0 | 0 | 0 | 0 | 0 | 0 | 0 | 0 | 0 | 0 | 0 | 0 | 0 | 0 | System Off | 0 | 0
6942 | 6942 | 2012-10-16 05:59 | 6.42 | 6.42 | 6.42 | 6.42 | 0 | 0 | 0 | 0 | 0 | 0 | 0 | 0 | 0 | 0 | 0 | 0 | 0 | 0 | 0 | 0 | 0 | System Off | 0 | 0
6943 | 6943 | 2012-10-16 06:59 | 7.38 | 9.78 | 9.78 | 7.38 | 172.85 | 134.54 | 61 | 14.76 | 180.09 | 0.81 | 0.75 | 0.73 | 0.05 | 122.48 | 0 | 0 | 47.7 | 0.17615 | 0.056448 | 0.006 | 9.84 | System Off | 1 | 0
6944 | 6944 | 2012-10-16 07:59 | 8.34 | 9.11 | 9.11 | 8.34 | 54.54 | 18.31 | 20 | 14.2 | 59.58 | 0.49 | 0.31 | 0.3 | 0.01 | 13.11 | 0 | 0 | 15.76 | 0.18323 | 0.056448 | 0.002 | 10 | System Off | 0 | 0
6945 | 6945 | 2012-10-16 08:59 | 9.3 | 11.04 | 11.04 | 9.3 | 130.93 | 93.36 | 47 | 14.51 | 138.06 | 0.63 | 0.68 | 0.66 | 0.03 | 59.35 | 0 | 0 | 36.88 | 0.17809 | 0.056448 | 0.005 | 10.64 | System Off | 0 | 0
6946 | 6946 | 2012-10-16 09:59 | 9.41 | 11.18 | 11.18 | 9.41 | 133.29 | 95.68 | 48 | 14.46 | 140.45 | 0.62 | 0.68 | 0.67 | 0.03 | 58.33 | 0 | 0 | 37.68 | 0.17829 | 0.056448 | 0.005 | 10.42 | System Off | 0 | 0
6947 | 6947 | 2012-10-16 10:59 | 9.53 | 12.36 | 12.36 | 9.53 | 215.93 | 176.84 | 77 | 14.61 | 223.28 | 0.78 | 0.79 | 0.78 | 0.06 | 108.76 | 0 | 0 | 60.33 | 0.17992 | 0.056448 | 0.008 | 10.39 | System Off | 1 | 0
6948 | 6948 | 2012-10-16 11:59 | 9.64 | 14.05 | 14.05 | 9.64 | 340.65 | 299.26 | 120 | 14.79 | 346.27 | 0.91 | 0.86 | 0.85 | 0.11 | 183.44 | 0 | 0 | 93.77 | 0.18223 | 0.056448 | 0.012 | 10 | System Off | 1 | 0
6949 | 6949 | 2012-10-16 12:59 | 9.93 | 15.22 | 15.22 | 9.93 | 400.1 | 357.59 | 141 | 14.78 | 404.4 | 0.92 | 0.88 | 0.87 | 0.13 | 235.88 | 0 | 0 | 110.17 | 0.1837 | 0.056448 | 0.014 | 9.93 | System Off | 1 | 0
6950 | 6950 | 2012-10-16 13:59 | 10.22 | 12.66 | 12.66 | 10.22 | 176.29 | 137.91 | 63 | 14.57 | 183.81 | 0.79 | 0.75 | 0.73 | 0.05 | 101.33 | 0 | 0 | 49.38 | 0.18016 | 0.056448 | 0.006 | 9.52 | System Off | 1 | 0
6951 | 6951 | 2012-10-16 14:59 | 10.52 | 13.93 | 13.93 | 10.52 | 242.01 | 202.45 | 86 | 14.66 | 249.31 | 0.81 | 0.81 | 0.79 | 0.07 | 156.58 | 0 | 0 | 67.32 | 0.18174 | 0.056448 | 0.009 | 10.47 | System Off | 1 | 0
6952 | 6952 | 2012-10-16 15:59 | 10.27 | 10.74 | 10.74 | 10.27 | 30.8 | 0 | 11 | 14.58 | 34.55 | 0 | 0 | 0 | 0 | 0 | 0 | 0 | 8.62 | 0.1776 | 0.056448 | 0.001 | 9.09 | System Off | 0 | 0
6953 | 6953 | 2012-10-16 16:59 | 10.02 | 10.02 | 10.02 | 10.02 | 0 | 0 | 0 | 0 | 0 | 0 | 0 | 0 | 0 | 0 | 0 | 0 | 0 | 0 | 0 | 0 | 0 | System Off | 0 | 0
6954 | 6954 | 2012-10-16 17:59 | 9.78 | 9.78 | 9.78 | 9.78 | 0 | 0 | 0 | 0 | 0 | 0 | 0 | 0 | 0 | 0 | 0 | 0 | 0 | 0 | 0 | 0 | 0 | System Off | 0 | 0
6955 | 6955 | 2012-10-16 18:59 | 9.29 | 9.29 | 9.29 | 9.29 | 0 | 0 | 0 | 0 | 0 | 0 | 0 | 0 | 0 | 0 | 0 | 0 | 0 | 0 | 0 | 0 | 0 | System Off | 0 | 0
6956 | 6956 | 2012-10-16 19:59 | 8.81 | 8.81 | 8.81 | 8.81 | 0 | 0 | 0 | 0 | 0 | 0 | 0 | 0 | 0 | 0 | 0 | 0 | 0 | 0 | 0 | 0 | 0 | System Off | 0 | 0
6957 | 6957 | 2012-10-16 20:59 | 8.33 | 8.33 | 8.33 | 8.33 | 0 | 0 | 0 | 0 | 0 | 0 | 0 | 0 | 0 | 0 | 0 | 0 | 0 | 0 | 0 | 0 | 0 | System Off | 0 | 0
6958 | 6958 | 2012-10-16 21:59 | 7.96 | 7.96 | 7.96 | 7.96 | 0 | 0 | 0 | 0 | 0 | 0 | 0 | 0 | 0 | 0 | 0 | 0 | 0 | 0 | 0 | 0 | 0 | System Off | 0 | 0
6959 | 6959 | 2012-10-16 22:59 | 7.59 | 7.59 | 7.59 | 7.59 | 0 | 0 | 0 | 0 | 0 | 0 | 0 | 0 | 0 | 0 | 0 | 0 | 0 | 0 | 0 | 0 | 0 | System Off | 0 | 0
6960 | 6960 | 2012-10-16 23:59 | 7.22 | 7.22 | 7.22 | 7.22 | 0 | 0 | 0 | 0 | 0 | 0 | 0 | 0 | 0 | 0 | 0 | 0 | 0 | 0 | 0 | 0 | 0 | System Off | 0 | 0
6961 | 6961 | 2012-10-17 00:59 | 7.08 | 7.08 | 7.08 | 7.08 | 0 | 0 | 0 | 0 | 0 | 0 | 0 | 0 | 0 | 0 | 0 | 0 | 0 | 0 | 0 | 0 | 0 | System Off | 0 | 0
6962 | 6962 | 2012-10-17 01:59 | 6.94 | 6.94 | 6.94 | 6.94 | 0 | 0 | 0 | 0 | 0 | 0 | 0 | 0 | 0 | 0 | 0 | 0 | 0 | 0 | 0 | 0 | 0 | System Off | 0 | 0
6963 | 6963 | 2012-10-17 02:59 | 6.8 | 6.8 | 6.8 | 6.8 | 0 | 0 | 0 | 0 | 0 | 0 | 0 | 0 | 0 | 0 | 0 | 0 | 0 | 0 | 0 | 0 | 0 | System Off | 0 | 0
6964 | 6964 | 2012-10-17 03:59 | 7.46 | 7.46 | 7.46 | 7.46 | 0 | 0 | 0 | 0 | 0 | 0 | 0 | 0 | 0 | 0 | 0 | 0 | 0 | 0 | 0 | 0 | 0 | System Off | 0 | 0
6965 | 6965 | 2012-10-17 04:59 | 8.12 | 8.12 | 8.12 | 8.12 | 0 | 0 | 0 | 0 | 0 | 0 | 0 | 0 | 0 | 0 | 0 | 0 | 0 | 0 | 0 | 0 | 0 | System Off | 0 | 0
6966 | 6966 | 2012-10-17 05:59 | 8.77 | 8.77 | 8.77 | 8.77 | 0 | 0 | 0 | 0 | 0 | 0 | 0 | 0 | 0 | 0 | 0 | 0 | 0 | 0 | 0 | 0 | 0 | System Off | 0 | 0
6967 | 6967 | 2012-10-17 06:59 | 10.02 | 10.82 | 10.82 | 10.02 | 56.46 | 20.19 | 21 | 14 | 61.68 | 0.47 | 0.33 | 0.32 | 0.01 | 18.38 | 0 | 0 | 16.59 | 0.17777 | 0.056448 | 0.002 | 9.52 | System Off | 0 | 0
6968 | 6968 | 2012-10-17 07:59 | 11.28 | 12.77 | 12.77 | 11.28 | 110.61 | 73.4 | 40 | 14.4 | 117.6 | 0.74 | 0.62 | 0.61 | 0.03 | 52.54 | 0 | 0 | 31.43 | 0.18047 | 0.056448 | 0.004 | 10 | System Off | 0 | 0
6969 | 6969 | 2012-10-17 08:59 | 12.53 | 14.31 | 14.31 | 12.53 | 136.25 | 98.59 | 49 | 14.48 | 143.74 | 0.8 | 0.69 | 0.67 | 0.04 | 62.67 | 0 | 0 | 38.46 | 0.18267 | 0.056448 | 0.005 | 10.2 | System Off | 0 | 0
6970 | 6970 | 2012-10-17 09:59 | 13.72 | 18.19 | 18.19 | 13.72 | 354.75 | 313.1 | 127 | 14.55 | 360.6 | 0.87 | 0.87 | 0.85 | 0.11 | 190.89 | 0 | 0 | 99.54 | 0.18835 | 0.056448 | 0.013 | 10.24 | System Off | 1 | 0
6971 | 6971 | 2012-10-17 10:59 | 14.92 | 20.18 | 20.18 | 14.92 | 421.03 | 378.11 | 151 | 14.52 | 425.42 | 0.93 | 0.89 | 0.87 | 0.14 | 232.55 | 0 | 0 | 118.38 | 0.1913 | 0.056448 | 0.015 | 9.93 | System Off | 1 | 0
6972 | 6972 | 2012-10-17 11:59 | 16.11 | 18.04 | 18.04 | 16.11 | 150.63 | 112.71 | 55 | 14.26 | 158.61 | 0.72 | 0.71 | 0.7 | 0.04 | 69.09 | 0 | 0 | 43.29 | 0.18802 | 0.056448 | 0.006 | 10.91 | System Off | 0 | 0
6973 | 6973 | 2012-10-17 12:59 | 16.16 | 18.1 | 18.1 | 16.16 | 145.82 | 107.99 | 54 | 14.06 | 153.77 | 0.74 | 0.7 | 0.69 | 0.04 | 71.24 | 0 | 0 | 42.61 | 0.18805 | 0.056448 | 0.006 | 11.11 | System Off | 0 | 0
6974 | 6974 | 2012-10-17 13:59 | 16.21 | 17.63 | 17.63 | 16.21 | 101.12 | 64.07 | 38 | 13.86 | 108.3 | 0.52 | 0.59 | 0.58 | 0.02 | 47.08 | 0 | 0 | 30.06 | 0.18728 | 0.056448 | 0.004 | 10.53 | System Off | 0 | 0
6975 | 6975 | 2012-10-17 14:59 | 16.27 | 17.62 | 17.62 | 16.27 | 91.74 | 54.86 | 34 | 14.05 | 98.68 | 0.58 | 0.56 | 0.54 | 0.02 | 42.43 | 0 | 0 | 26.83 | 0.18715 | 0.056448 | 0.004 | 11.76 | System Off | 0 | 0
6976 | 6976 | 2012-10-17 15:59 | 16.11 | 16.18 | 16.18 | 16.11 | 3.87 | 0 | 1 | 20.16 | 4.84 | 0 | 0 | 0 | 0 | 0 | 0 | 0 | 0.73 | 0.1852 | 0.056448 | 0 | 0 | System Off | 0 | 0
6977 | 6977 | 2012-10-17 16:59 | 15.96 | 15.96 | 15.96 | 15.96 | 0 | 0 | 0 | 0 | 0 | 0 | 0 | 0 | 0 | 0 | 0 | 0 | 0 | 0 | 0 | 0 | 0 | System Off | 0 | 0
6978 | 6978 | 2012-10-17 17:59 | 15.81 | 15.81 | 15.81 | 15.81 | 0 | 0 | 0 | 0 | 0 | 0 | 0 | 0 | 0 | 0 | 0 | 0 | 0 | 0 | 0 | 0 | 0 | System Off | 0 | 0
6979 | 6979 | 2012-10-17 18:59 | 16 | 16 | 16 | 16 | 0 | 0 | 0 | 0 | 0 | 0 | 0 | 0 | 0 | 0 | 0 | 0 | 0 | 0 | 0 | 0 | 0 | System Off | 0 | 0
6980 | 6980 | 2012-10-17 19:59 | 16.2 | 16.2 | 16.2 | 16.2 | 0 | 0 | 0 | 0 | 0 | 0 | 0 | 0 | 0 | 0 | 0 | 0 | 0 | 0 | 0 | 0 | 0 | System Off | 0 | 0
6981 | 6981 | 2012-10-17 20:59 | 16.4 | 16.4 | 16.4 | 16.4 | 0 | 0 | 0 | 0 | 0 | 0 | 0 | 0 | 0 | 0 | 0 | 0 | 0 | 0 | 0 | 0 | 0 | System Off | 0 | 0
6982 | 6982 | 2012-10-17 21:59 | 16.44 | 16.44 | 16.44 | 16.44 | 0 | 0 | 0 | 0 | 0 | 0 | 0 | 0 | 0 | 0 | 0 | 0 | 0 | 0 | 0 | 0 | 0 | System Off | 0 | 0
6983 | 6983 | 2012-10-17 22:59 | 16.48 | 16.48 | 16.48 | 16.48 | 0 | 0 | 0 | 0 | 0 | 0 | 0 | 0 | 0 | 0 | 0 | 0 | 0 | 0 | 0 | 0 | 0 | System Off | 0 | 0
6984 | 6984 | 2012-10-17 23:59 | 16.52 | 16.52 | 16.52 | 16.52 | 0 | 0 | 0 | 0 | 0 | 0 | 0 | 0 | 0 | 0 | 0 | 0 | 0 | 0 | 0 | 0 | 0 | System Off | 0 | 0
6985 | 6985 | 2012-10-18 00:59 | 16.03 | 16.03 | 16.03 | 16.03 | 0 | 0 | 0 | 0 | 0 | 0 | 0 | 0 | 0 | 0 | 0 | 0 | 0 | 0 | 0 | 0 | 0 | System Off | 0 | 0
6986 | 6986 | 2012-10-18 01:59 | 15.53 | 15.53 | 15.53 | 15.53 | 0 | 0 | 0 | 0 | 0 | 0 | 0 | 0 | 0 | 0 | 0 | 0 | 0 | 0 | 0 | 0 | 0 | System Off | 0 | 0
6987 | 6987 | 2012-10-18 02:59 | 15.04 | 15.04 | 15.04 | 15.04 | 0 | 0 | 0 | 0 | 0 | 0 | 0 | 0 | 0 | 0 | 0 | 0 | 0 | 0 | 0 | 0 | 0 | System Off | 0 | 0
6988 | 6988 | 2012-10-18 03:59 | 14.93 | 14.93 | 14.93 | 14.93 | 0 | 0 | 0 | 0 | 0 | 0 | 0 | 0 | 0 | 0 | 0 | 0 | 0 | 0 | 0 | 0 | 0 | System Off | 0 | 0
6989 | 6989 | 2012-10-18 04:59 | 14.82 | 14.82 | 14.82 | 14.82 | 0 | 0 | 0 | 0 | 0 | 0 | 0 | 0 | 0 | 0 | 0 | 0 | 0 | 0 | 0 | 0 | 0 | System Off | 0 | 0
6990 | 6990 | 2012-10-18 05:59 | 14.71 | 14.71 | 14.71 | 14.71 | 0 | 0 | 0 | 0 | 0 | 0 | 0 | 0 | 0 | 0 | 0 | 0 | 0 | 0 | 0 | 0 | 0 | System Off | 0 | 0
6991 | 6991 | 2012-10-18 06:59 | 15.65 | 17.84 | 17.84 | 15.65 | 157.27 | 119.23 | 58 | 14.12 | 165.27 | 0.69 | 0.72 | 0.71 | 0.04 | 108.55 | 0 | 0 | 45.73 | 0.18753 | 0.056448 | 0.006 | 10.34 | System Off | 1 | 0
6992 | 6992 | 2012-10-18 07:59 | 16.59 | 23.07 | 23.07 | 16.59 | 485.88 | 441.7 | 175 | 14.46 | 488.67 | 0.91 | 0.9 | 0.88 | 0.16 | 316.19 | 0 | 0 | 137.26 | 0.19495 | 0.056448 | 0.018 | 10.29 | System Off | 1 | 0
6993 | 6993 | 2012-10-18 08:59 | 17.53 | 24.84 | 24.84 | 17.53 | 550.41 | 504.96 | 199 | 14.41 | 551.22 | 0.9 | 0.92 | 0.9 | 0.18 | 321.01 | 0 | 0 | 156.17 | 0.19442 | 0.056448 | 0.02 | 10.05 | System Off | 1 | 0
6994 | 6994 | 2012-10-18 09:59 | 18.43 | 26.21 | 26.21 | 18.43 | 590.31 | 544.06 | 214 | 14.37 | 589.78 | 0.93 | 0.92 | 0.9 | 0.2 | 331.7 | 0 | 0 | 168.01 | 0.19651 | 0.056448 | 0.022 | 10.28 | System Off | 1 | 0
6995 | 6995 | 2012-10-18 10:59 | 19.33 | 24.05 | 24.05 | 19.33 | 357.6 | 315.89 | 131 | 14.22 | 364.21 | 0.84 | 0.87 | 0.85 | 0.11 | 194.28 | 0 | 0 | 103.1 | 0.19348 | 0.056448 | 0.013 | 9.92 | System Off | 1 | 0
6996 | 6996 | 2012-10-18 11:59 | 20.23 | 27.04 | 27.04 | 20.23 | 525.1 | 480.15 | 192 | 14.24 | 527.14 | 0.88 | 0.91 | 0.89 | 0.17 | 294.33 | 0 | 0 | 151.01 | 0.19799 | 0.056448 | 0.019 | 9.9 | System Off | 1 | 0
6997 | 6997 | 2012-10-18 12:59 | 20.37 | 27.91 | 27.91 | 20.37 | 561.04 | 515.38 | 205 | 14.25 | 561.89 | 0.92 | 0.92 | 0.9 | 0.19 | 339.96 | 0 | 0 | 161.18 | 0.19887 | 0.056448 | 0.021 | 10.24 | System Off | 1 | 0
6998 | 6998 | 2012-10-18 13:59 | 20.51 | 27.09 | 27.09 | 20.51 | 469.38 | 425.52 | 172 | 14.21 | 473.31 | 0.87 | 0.9 | 0.88 | 0.15 | 312.63 | 0 | 0 | 135.32 | 0.19734 | 0.056448 | 0.017 | 9.88 | System Off | 1 | 0
6999 | 6999 | 2012-10-18 14:59 | 20.66 | 24.7 | 24.7 | 20.66 | 271.93 | 231.81 | 101 | 14.02 | 280.23 | 0.79 | 0.83 | 0.81 | 0.08 | 179.29 | 0 | 0 | 79.69 | 0.19383 | 0.056448 | 0.01 | 9.9 | System Off | 1 | 0
7000 | 7000 | 2012-10-18 15:59 | 19.73 | 20.15 | 20.15 | 19.73 | 25.63 | 0 | 10 | 13.35 | 29.34 | 0 | 0 | 0 | 0 | 0 | 0 | 0 | 7.96 | 0.19081 | 0.056448 | 0.001 | 10 | System Off | 0 | 0
7001 | 7001 | 2012-10-18 16:59 | 18.8 | 18.8 | 18.8 | 18.8 | 0 | 0 | 0 | 0 | 0 | 0 | 0 | 0 | 0 | 0 | 0 | 0 | 0 | 0 | 0 | 0 | 0 | System Off | 0 | 0
7002 | 7002 | 2012-10-18 17:59 | 17.88 | 17.88 | 17.88 | 17.88 | 0 | 0 | 0 | 0 | 0 | 0 | 0 | 0 | 0 | 0 | 0 | 0 | 0 | 0 | 0 | 0 | 0 | System Off | 0 | 0
7003 | 7003 | 2012-10-18 18:59 | 17.57 | 17.57 | 17.57 | 17.57 | 0 | 0 | 0 | 0 | 0 | 0 | 0 | 0 | 0 | 0 | 0 | 0 | 0 | 0 | 0 | 0 | 0 | System Off | 0 | 0
7004 | 7004 | 2012-10-18 19:59 | 17.26 | 17.26 | 17.26 | 17.26 | 0 | 0 | 0 | 0 | 0 | 0 | 0 | 0 | 0 | 0 | 0 | 0 | 0 | 0 | 0 | 0 | 0 | System Off | 0 | 0
7005 | 7005 | 2012-10-18 20:59 | 16.95 | 16.95 | 16.95 | 16.95 | 0 | 0 | 0 | 0 | 0 | 0 | 0 | 0 | 0 | 0 | 0 | 0 | 0 | 0 | 0 | 0 | 0 | System Off | 0 | 0
7006 | 7006 | 2012-10-18 21:59 | 16.91 | 16.91 | 16.91 | 16.91 | 0 | 0 | 0 | 0 | 0 | 0 | 0 | 0 | 0 | 0 | 0 | 0 | 0 | 0 | 0 | 0 | 0 | System Off | 0 | 0
7007 | 7007 | 2012-10-18 22:59 | 16.86 | 16.86 | 16.86 | 16.86 | 0 | 0 | 0 | 0 | 0 | 0 | 0 | 0 | 0 | 0 | 0 | 0 | 0 | 0 | 0 | 0 | 0 | System Off | 0 | 0
7008 | 7008 | 2012-10-18 23:59 | 16.82 | 16.82 | 16.82 | 16.82 | 0 | 0 | 0 | 0 | 0 | 0 | 0 | 0 | 0 | 0 | 0 | 0 | 0 | 0 | 0 | 0 | 0 | System Off | 0 | 0
7009 | 7009 | 2012-10-19 00:59 | 16.56 | 16.56 | 16.56 | 16.56 | 0 | 0 | 0 | 0 | 0 | 0 | 0 | 0 | 0 | 0 | 0 | 0 | 0 | 0 | 0 | 0 | 0 | System Off | 0 | 0
7010 | 7010 | 2012-10-19 01:59 | 16.31 | 16.31 | 16.31 | 16.31 | 0 | 0 | 0 | 0 | 0 | 0 | 0 | 0 | 0 | 0 | 0 | 0 | 0 | 0 | 0 | 0 | 0 | System Off | 0 | 0
7011 | 7011 | 2012-10-19 02:59 | 16.05 | 16.05 | 16.05 | 16.05 | 0 | 0 | 0 | 0 | 0 | 0 | 0 | 0 | 0 | 0 | 0 | 0 | 0 | 0 | 0 | 0 | 0 | System Off | 0 | 0
7012 | 7012 | 2012-10-19 03:59 | 15.78 | 15.78 | 15.78 | 15.78 | 0 | 0 | 0 | 0 | 0 | 0 | 0 | 0 | 0 | 0 | 0 | 0 | 0 | 0 | 0 | 0 | 0 | System Off | 0 | 0
7013 | 7013 | 2012-10-19 04:59 | 15.5 | 15.5 | 15.5 | 15.5 | 0 | 0 | 0 | 0 | 0 | 0 | 0 | 0 | 0 | 0 | 0 | 0 | 0 | 0 | 0 | 0 | 0 | System Off | 0 | 0
7014 | 7014 | 2012-10-19 05:59 | 15.22 | 15.22 | 15.22 | 15.22 | 0 | 0 | 0 | 0 | 0 | 0 | 0 | 0 | 0 | 0 | 0 | 0 | 0 | 0 | 0 | 0 | 0 | System Off | 0 | 0
7015 | 7015 | 2012-10-19 06:59 | 16.52 | 19.48 | 19.48 | 16.52 | 193.82 | 155.13 | 71 | 14.22 | 202.08 | 0.84 | 0.77 | 0.75 | 0.06 | 141.23 | 0 | 0 | 55.9 | 0.18944 | 0.056448 | 0.007 | 9.86 | System Off | 1 | 0
7016 | 7016 | 2012-10-19 07:59 | 17.81 | 24.95 | 24.95 | 17.81 | 485.18 | 441.02 | 176 | 14.36 | 488.29 | 0.91 | 0.9 | 0.88 | 0.16 | 315.69 | 0 | 0 | 138.19 | 0.19363 | 0.056448 | 0.018 | 10.23 | System Off | 1 | 0
7017 | 7017 | 2012-10-19 08:59 | 19.11 | 30.54 | 30.54 | 19.11 | 781.88 | 731.68 | 285 | 14.29 | 773.71 | 0.91 | 0.95 | 0.92 | 0.26 | 465.14 | 0 | 0 | 223.76 | 0.20123 | 0.056448 | 0.029 | 10.18 | System Off | 1 | 0
7018 | 7018 | 2012-10-19 09:59 | 20.09 | 34.87 | 34.87 | 20.09 | 1001.16 | 946.18 | 369 | 14.13 | 982.58 | 0.92 | 0.96 | 0.94 | 0.34 | 576.86 | 0 | 0 | 290.09 | 0.20713 | 0.056448 | 0.037 | 10.03 | System Off | 1 | 0
7019 | 7019 | 2012-10-19 10:59 | 21.07 | 37.25 | 37.25 | 21.07 | 1084.84 | 1027.97 | 402 | 14.06 | 1062.05 | 0.92 | 0.97 | 0.95 | 0.37 | 632.22 | 0 | 0 | 316.24 | 0.21036 | 0.056448 | 0.04 | 9.95 | System Off | 1 | 0
7020 | 7020 | 2012-10-19 11:59 | 22.05 | 37.44 | 37.44 | 22.05 | 1024.76 | 969.25 | 381 | 14.01 | 1005.27 | 0.92 | 0.96 | 0.94 | 0.35 | 594.15 | 0 | 0 | 299.95 | 0.21073 | 0.056448 | 0.038 | 9.97 | System Off | 1 | 0
7021 | 7021 | 2012-10-19 12:59 | 21.75 | 34.63 | 34.63 | 21.75 | 809.38 | 758.58 | 300 | 14.05 | 800.5 | 0.9 | 0.95 | 0.93 | 0.27 | 500.39 | 0 | 0 | 236.15 | 0.20596 | 0.056448 | 0.03 | 10 | System Off | 1 | 0
7022 | 7022 | 2012-10-19 13:59 | 21.45 | 31.1 | 31.1 | 21.45 | 569.45 | 523.62 | 211 | 14.06 | 570.49 | 0.9 | 0.92 | 0.9 | 0.19 | 384.71 | 0 | 0 | 166.18 | 0.20079 | 0.056448 | 0.021 | 9.95 | System Off | 1 | 0
7023 | 7023 | 2012-10-19 14:59 | 21.15 | 26.01 | 26.01 | 21.15 | 262.7 | 222.76 | 98 | 13.96 | 271.29 | 0.81 | 0.82 | 0.8 | 0.08 | 172.29 | 0 | 0 | 77.36 | 0.19438 | 0.056448 | 0.01 | 10.2 | System Off | 1 | 0
7024 | 7024 | 2012-10-19 15:59 | 19.74 | 19.82 | 19.82 | 19.74 | 3.79 | 0 | 1 | 19.74 | 4.77 | 0 | 0 | 0 | 0 | 0 | 0 | 0 | 0.73 | 0.19034 | 0.056448 | 0 | 0 | System Off | 0 | 0
7025 | 7025 | 2012-10-19 16:59 | 18.34 | 18.34 | 18.34 | 18.34 | 0 | 0 | 0 | 0 | 0 | 0 | 0 | 0 | 0 | 0 | 0 | 0 | 0 | 0 | 0 | 0 | 0 | System Off | 0 | 0
7026 | 7026 | 2012-10-19 17:59 | 16.94 | 16.94 | 16.94 | 16.94 | 0 | 0 | 0 | 0 | 0 | 0 | 0 | 0 | 0 | 0 | 0 | 0 | 0 | 0 | 0 | 0 | 0 | System Off | 0 | 0
7027 | 7027 | 2012-10-19 18:59 | 16.37 | 16.37 | 16.37 | 16.37 | 0 | 0 | 0 | 0 | 0 | 0 | 0 | 0 | 0 | 0 | 0 | 0 | 0 | 0 | 0 | 0 | 0 | System Off | 0 | 0
7028 | 7028 | 2012-10-19 19:59 | 15.81 | 15.81 | 15.81 | 15.81 | 0 | 0 | 0 | 0 | 0 | 0 | 0 | 0 | 0 | 0 | 0 | 0 | 0 | 0 | 0 | 0 | 0 | System Off | 0 | 0
7029 | 7029 | 2012-10-19 20:59 | 15.24 | 15.24 | 15.24 | 15.24 | 0 | 0 | 0 | 0 | 0 | 0 | 0 | 0 | 0 | 0 | 0 | 0 | 0 | 0 | 0 | 0 | 0 | System Off | 0 | 0
7030 | 7030 | 2012-10-19 21:59 | 15.19 | 15.19 | 15.19 | 15.19 | 0 | 0 | 0 | 0 | 0 | 0 | 0 | 0 | 0 | 0 | 0 | 0 | 0 | 0 | 0 | 0 | 0 | System Off | 0 | 0
7031 | 7031 | 2012-10-19 22:59 | 15.13 | 15.13 | 15.13 | 15.13 | 0 | 0 | 0 | 0 | 0 | 0 | 0 | 0 | 0 | 0 | 0 | 0 | 0 | 0 | 0 | 0 | 0 | System Off | 0 | 0
7032 | 7032 | 2012-10-19 23:59 | 15.08 | 15.08 | 15.08 | 15.08 | 0 | 0 | 0 | 0 | 0 | 0 | 0 | 0 | 0 | 0 | 0 | 0 | 0 | 0 | 0 | 0 | 0 | System Off | 0 | 0
7033 | 7033 | 2012-10-20 00:59 | 15.6 | 15.6 | 15.6 | 15.6 | 0 | 0 | 0 | 0 | 0 | 0 | 0 | 0 | 0 | 0 | 0 | 0 | 0 | 0 | 0 | 0 | 0 | System Off | 0 | 0
7034 | 7034 | 2012-10-20 01:59 | 16.12 | 16.12 | 16.12 | 16.12 | 0 | 0 | 0 | 0 | 0 | 0 | 0 | 0 | 0 | 0 | 0 | 0 | 0 | 0 | 0 | 0 | 0 | System Off | 0 | 0
7035 | 7035 | 2012-10-20 02:59 | 16.64 | 16.64 | 16.64 | 16.64 | 0 | 0 | 0 | 0 | 0 | 0 | 0 | 0 | 0 | 0 | 0 | 0 | 0 | 0 | 0 | 0 | 0 | System Off | 0 | 0
7036 | 7036 | 2012-10-20 03:59 | 16.52 | 16.52 | 16.52 | 16.52 | 0 | 0 | 0 | 0 | 0 | 0 | 0 | 0 | 0 | 0 | 0 | 0 | 0 | 0 | 0 | 0 | 0 | System Off | 0 | 0
7037 | 7037 | 2012-10-20 04:59 | 16.4 | 16.4 | 16.4 | 16.4 | 0 | 0 | 0 | 0 | 0 | 0 | 0 | 0 | 0 | 0 | 0 | 0 | 0 | 0 | 0 | 0 | 0 | System Off | 0 | 0
7038 | 7038 | 2012-10-20 05:59 | 16.28 | 16.28 | 16.28 | 16.28 | 0 | 0 | 0 | 0 | 0 | 0 | 0 | 0 | 0 | 0 | 0 | 0 | 0 | 0 | 0 | 0 | 0 | System Off | 0 | 0
7039 | 7039 | 2012-10-20 06:59 | 17.24 | 19.45 | 19.45 | 17.24 | 120.24 | 82.86 | 45 | 13.92 | 127.98 | 0.66 | 0.65 | 0.63 | 0.03 | 75.44 | 0 | 0 | 35.57 | 0.18911 | 0.056448 | 0.005 | 11.11 | System Off | 1 | 0
7040 | 7040 | 2012-10-20 07:59 | 18.19 | 23.9 | 23.9 | 18.19 | 314.3 | 273.41 | 115 | 14.23 | 321.81 | 0.86 | 0.85 | 0.83 | 0.1 | 195.71 | 0 | 0 | 90.45 | 0.19414 | 0.056448 | 0.012 | 10.43 | System Off | 1 | 0
7041 | 7041 | 2012-10-20 08:59 | 19.15 | 32.78 | 32.78 | 19.15 | 749.75 | 700.22 | 277 | 14.1 | 743.44 | 0.9 | 0.94 | 0.92 | 0.25 | 445.14 | 0 | 0 | 217.82 | 0.20089 | 0.056448 | 0.028 | 10.11 | System Off | 1 | 0
7042 | 7042 | 2012-10-20 09:59 | 20 | 38.94 | 38.94 | 20 | 992.96 | 938.16 | 372 | 13.9 | 975.37 | 0.91 | 0.96 | 0.94 | 0.34 | 571.97 | 0 | 0 | 292.84 | 0.20718 | 0.056448 | 0.037 | 9.95 | System Off | 1 | 0
7043 | 7043 | 2012-10-20 10:59 | 20.86 | 42.61 | 42.61 | 20.86 | 1085.14 | 1028.26 | 412 | 13.72 | 1063.03 | 0.9 | 0.97 | 0.94 | 0.37 | 632.4 | 0 | 0 | 324.84 | 0.21063 | 0.056448 | 0.041 | 9.95 | System Off | 1 | 0
7044 | 7044 | 2012-10-20 11:59 | 21.72 | 42.79 | 42.79 | 21.72 | 1003.81 | 948.77 | 382 | 13.69 | 986.18 | 0.89 | 0.96 | 0.94 | 0.34 | 581.59 | 0 | 0 | 301.32 | 0.21033 | 0.056448 | 0.038 | 9.95 | System Off | 1 | 0
7045 | 7045 | 2012-10-20 12:59 | 21.46 | 36.85 | 36.85 | 21.46 | 778.2 | 728.07 | 292 | 13.88 | 771.16 | 0.89 | 0.94 | 0.92 | 0.26 | 480.26 | 0 | 0 | 230.12 | 0.20512 | 0.056448 | 0.03 | 10.27 | System Off | 1 | 0
7046 | 7046 | 2012-10-20 13:59 | 21.19 | 30.76 | 30.76 | 21.19 | 508.9 | 464.27 | 189 | 14.02 | 512.09 | 0.9 | 0.91 | 0.89 | 0.17 | 341.1 | 0 | 0 | 148.9 | 0.19925 | 0.056448 | 0.019 | 10.05 | System Off | 1 | 0
7047 | 7047 | 2012-10-20 14:59 | 20.93 | 24.61 | 24.61 | 20.93 | 199.55 | 160.76 | 75 | 13.86 | 208.41 | 0.8 | 0.77 | 0.75 | 0.06 | 124.34 | 0 | 0 | 59.3 | 0.19285 | 0.056448 | 0.008 | 10.67 | System Off | 1 | 0
7048 | 7048 | 2012-10-20 15:59 | 19.43 | 19.43 | 19.43 | 19.43 | 0 | 0 | 0 | 0 | 0 | 0 | 0 | 0 | 0 | 0 | 0 | 0 | 0 | 0 | 0 | 0 | 0 | System Off | 0 | 0
7049 | 7049 | 2012-10-20 16:59 | 17.94 | 17.94 | 17.94 | 17.94 | 0 | 0 | 0 | 0 | 0 | 0 | 0 | 0 | 0 | 0 | 0 | 0 | 0 | 0 | 0 | 0 | 0 | System Off | 0 | 0
7050 | 7050 | 2012-10-20 17:59 | 16.45 | 16.45 | 16.45 | 16.45 | 0 | 0 | 0 | 0 | 0 | 0 | 0 | 0 | 0 | 0 | 0 | 0 | 0 | 0 | 0 | 0 | 0 | System Off | 0 | 0
7051 | 7051 | 2012-10-20 18:59 | 15.79 | 15.79 | 15.79 | 15.79 | 0 | 0 | 0 | 0 | 0 | 0 | 0 | 0 | 0 | 0 | 0 | 0 | 0 | 0 | 0 | 0 | 0 | System Off | 0 | 0
7052 | 7052 | 2012-10-20 19:59 | 15.13 | 15.13 | 15.13 | 15.13 | 0 | 0 | 0 | 0 | 0 | 0 | 0 | 0 | 0 | 0 | 0 | 0 | 0 | 0 | 0 | 0 | 0 | System Off | 0 | 0
7053 | 7053 | 2012-10-20 20:59 | 14.47 | 14.47 | 14.47 | 14.47 | 0 | 0 | 0 | 0 | 0 | 0 | 0 | 0 | 0 | 0 | 0 | 0 | 0 | 0 | 0 | 0 | 0 | System Off | 0 | 0
7054 | 7054 | 2012-10-20 21:59 | 14.08 | 14.08 | 14.08 | 14.08 | 0 | 0 | 0 | 0 | 0 | 0 | 0 | 0 | 0 | 0 | 0 | 0 | 0 | 0 | 0 | 0 | 0 | System Off | 0 | 0
7055 | 7055 | 2012-10-20 22:59 | 13.7 | 13.7 | 13.7 | 13.7 | 0 | 0 | 0 | 0 | 0 | 0 | 0 | 0 | 0 | 0 | 0 | 0 | 0 | 0 | 0 | 0 | 0 | System Off | 0 | 0
7056 | 7056 | 2012-10-20 23:59 | 13.31 | 13.31 | 13.31 | 13.31 | 0 | 0 | 0 | 0 | 0 | 0 | 0 | 0 | 0 | 0 | 0 | 0 | 0 | 0 | 0 | 0 | 0 | System Off | 0 | 0
7057 | 7057 | 2012-10-21 00:59 | 13.35 | 13.35 | 13.35 | 13.35 | 0 | 0 | 0 | 0 | 0 | 0 | 0 | 0 | 0 | 0 | 0 | 0 | 0 | 0 | 0 | 0 | 0 | System Off | 0 | 0
7058 | 7058 | 2012-10-21 01:59 | 13.4 | 13.4 | 13.4 | 13.4 | 0 | 0 | 0 | 0 | 0 | 0 | 0 | 0 | 0 | 0 | 0 | 0 | 0 | 0 | 0 | 0 | 0 | System Off | 0 | 0
7059 | 7059 | 2012-10-21 02:59 | 13.44 | 13.44 | 13.44 | 13.44 | 0 | 0 | 0 | 0 | 0 | 0 | 0 | 0 | 0 | 0 | 0 | 0 | 0 | 0 | 0 | 0 | 0 | System Off | 0 | 0
7060 | 7060 | 2012-10-21 03:59 | 12.82 | 12.82 | 12.82 | 12.82 | 0 | 0 | 0 | 0 | 0 | 0 | 0 | 0 | 0 | 0 | 0 | 0 | 0 | 0 | 0 | 0 | 0 | System Off | 0 | 0
7061 | 7061 | 2012-10-21 04:59 | 12.2 | 12.2 | 12.2 | 12.2 | 0 | 0 | 0 | 0 | 0 | 0 | 0 | 0 | 0 | 0 | 0 | 0 | 0 | 0 | 0 | 0 | 0 | System Off | 0 | 0
7062 | 7062 | 2012-10-21 05:59 | 11.57 | 11.57 | 11.57 | 11.57 | 0 | 0 | 0 | 0 | 0 | 0 | 0 | 0 | 0 | 0 | 0 | 0 | 0 | 0 | 0 | 0 | 0 | System Off | 0 | 0
7063 | 7063 | 2012-10-21 06:59 | 13.2 | 15.89 | 15.89 | 13.2 | 157.91 | 119.87 | 57 | 14.43 | 165.72 | 0.69 | 0.72 | 0.71 | 0.04 | 109.12 | 0 | 0 | 44.75 | 0.18401 | 0.056448 | 0.006 | 10.53 | System Off | 1 | 0
7064 | 7064 | 2012-10-21 07:59 | 14.83 | 22.57 | 22.57 | 14.83 | 481.13 | 437.05 | 173 | 14.48 | 484 | 0.92 | 0.9 | 0.88 | 0.16 | 312.85 | 0 | 0 | 135.58 | 0.19231 | 0.056448 | 0.018 | 10.4 | System Off | 1 | 0
7065 | 7065 | 2012-10-21 08:59 | 16.46 | 29.06 | 29.06 | 16.46 | 807.68 | 756.92 | 293 | 14.36 | 798.06 | 0.92 | 0.95 | 0.93 | 0.27 | 481.19 | 0 | 0 | 229.75 | 0.19775 | 0.056448 | 0.029 | 9.9 | System Off | 1 | 0
7066 | 7066 | 2012-10-21 09:59 | 17.85 | 34.6 | 34.6 | 17.85 | 1061.05 | 1004.72 | 390 | 14.17 | 1039.23 | 0.92 | 0.97 | 0.94 | 0.36 | 612.55 | 0 | 0 | 306.26 | 0.20488 | 0.056448 | 0.039 | 10 | System Off | 1 | 0
7067 | 7067 | 2012-10-21 10:59 | 19.24 | 30.78 | 30.78 | 19.24 | 720.09 | 671.18 | 264 | 14.21 | 714.79 | 0.91 | 0.94 | 0.92 | 0.24 | 412.79 | 0 | 0 | 207.46 | 0.20032 | 0.056448 | 0.027 | 10.23 | System Off | 1 | 0
7068 | 7068 | 2012-10-21 11:59 | 20.63 | 27.15 | 27.15 | 20.63 | 399.91 | 357.4 | 148 | 14.07 | 405.91 | 0.88 | 0.88 | 0.86 | 0.13 | 219.08 | 0 | 0 | 116.63 | 0.19626 | 0.056448 | 0.015 | 10.14 | System Off | 1 | 0
7069 | 7069 | 2012-10-21 12:59 | 20.73 | 25.53 | 25.53 | 20.73 | 284 | 243.66 | 105 | 14.09 | 292.25 | 0.85 | 0.83 | 0.82 | 0.09 | 160.73 | 0 | 0 | 82.76 | 0.19413 | 0.056448 | 0.011 | 10.48 | System Off | 1 | 0
7070 | 7070 | 2012-10-21 13:59 | 20.83 | 30.23 | 30.23 | 20.83 | 551.94 | 506.45 | 204 | 14.09 | 553.51 | 0.88 | 0.91 | 0.89 | 0.18 | 372.09 | 0 | 0 | 160.61 | 0.19951 | 0.056448 | 0.021 | 10.29 | System Off | 1 | 0
7071 | 7071 | 2012-10-21 14:59 | 20.93 | 25.29 | 25.29 | 20.93 | 241.86 | 202.29 | 90 | 14 | 250.58 | 0.77 | 0.81 | 0.79 | 0.07 | 156.46 | 0 | 0 | 71.02 | 0.19364 | 0.056448 | 0.009 | 10 | System Off | 1 | 0
7072 | 7072 | 2012-10-21 15:59 | 19.04 | 19.04 | 19.04 | 19.04 | 0 | 0 | 0 | 0 | 0 | 0 | 0 | 0 | 0 | 0 | 0 | 0 | 0 | 0 | 0 | 0 | 0 | System Off | 0 | 0
7073 | 7073 | 2012-10-21 16:59 | 17.16 | 17.16 | 17.16 | 17.16 | 0 | 0 | 0 | 0 | 0 | 0 | 0 | 0 | 0 | 0 | 0 | 0 | 0 | 0 | 0 | 0 | 0 | System Off | 0 | 0
7074 | 7074 | 2012-10-21 17:59 | 15.28 | 15.28 | 15.28 | 15.28 | 0 | 0 | 0 | 0 | 0 | 0 | 0 | 0 | 0 | 0 | 0 | 0 | 0 | 0 | 0 | 0 | 0 | System Off | 0 | 0
7075 | 7075 | 2012-10-21 18:59 | 14.54 | 14.54 | 14.54 | 14.54 | 0 | 0 | 0 | 0 | 0 | 0 | 0 | 0 | 0 | 0 | 0 | 0 | 0 | 0 | 0 | 0 | 0 | System Off | 0 | 0
7076 | 7076 | 2012-10-21 19:59 | 13.8 | 13.8 | 13.8 | 13.8 | 0 | 0 | 0 | 0 | 0 | 0 | 0 | 0 | 0 | 0 | 0 | 0 | 0 | 0 | 0 | 0 | 0 | System Off | 0 | 0
7077 | 7077 | 2012-10-21 20:59 | 13.06 | 13.06 | 13.06 | 13.06 | 0 | 0 | 0 | 0 | 0 | 0 | 0 | 0 | 0 | 0 | 0 | 0 | 0 | 0 | 0 | 0 | 0 | System Off | 0 | 0
7078 | 7078 | 2012-10-21 21:59 | 12.61 | 12.61 | 12.61 | 12.61 | 0 | 0 | 0 | 0 | 0 | 0 | 0 | 0 | 0 | 0 | 0 | 0 | 0 | 0 | 0 | 0 | 0 | System Off | 0 | 0
7079 | 7079 | 2012-10-21 22:59 | 12.15 | 12.15 | 12.15 | 12.15 | 0 | 0 | 0 | 0 | 0 | 0 | 0 | 0 | 0 | 0 | 0 | 0 | 0 | 0 | 0 | 0 | 0 | System Off | 0 | 0
7080 | 7080 | 2012-10-21 23:59 | 11.7 | 11.7 | 11.7 | 11.7 | 0 | 0 | 0 | 0 | 0 | 0 | 0 | 0 | 0 | 0 | 0 | 0 | 0 | 0 | 0 | 0 | 0 | System Off | 0 | 0
7081 | 7081 | 2012-10-22 00:59 | 11.71 | 11.71 | 11.71 | 11.71 | 0 | 0 | 0 | 0 | 0 | 0 | 0 | 0 | 0 | 0 | 0 | 0 | 0 | 0 | 0 | 0 | 0 | System Off | 0 | 0
7082 | 7082 | 2012-10-22 01:59 | 11.73 | 11.73 | 11.73 | 11.73 | 0 | 0 | 0 | 0 | 0 | 0 | 0 | 0 | 0 | 0 | 0 | 0 | 0 | 0 | 0 | 0 | 0 | System Off | 0 | 0
7083 | 7083 | 2012-10-22 02:59 | 11.74 | 11.74 | 11.74 | 11.74 | 0 | 0 | 0 | 0 | 0 | 0 | 0 | 0 | 0 | 0 | 0 | 0 | 0 | 0 | 0 | 0 | 0 | System Off | 0 | 0
7084 | 7084 | 2012-10-22 03:59 | 11.42 | 11.42 | 11.42 | 11.42 | 0 | 0 | 0 | 0 | 0 | 0 | 0 | 0 | 0 | 0 | 0 | 0 | 0 | 0 | 0 | 0 | 0 | System Off | 0 | 0
7085 | 7085 | 2012-10-22 04:59 | 11.09 | 11.09 | 11.09 | 11.09 | 0 | 0 | 0 | 0 | 0 | 0 | 0 | 0 | 0 | 0 | 0 | 0 | 0 | 0 | 0 | 0 | 0 | System Off | 0 | 0
7086 | 7086 | 2012-10-22 05:59 | 10.76 | 10.76 | 10.76 | 10.76 | 0 | 0 | 0 | 0 | 0 | 0 | 0 | 0 | 0 | 0 | 0 | 0 | 0 | 0 | 0 | 0 | 0 | System Off | 0 | 0
7087 | 7087 | 2012-10-22 06:59 | 12.47 | 15.42 | 15.42 | 12.47 | 176.36 | 137.98 | 64 | 14.35 | 184.19 | 0.78 | 0.75 | 0.73 | 0.05 | 125.62 | 0 | 0 | 50.3 | 0.18336 | 0.056448 | 0.007 | 10.94 | System Off | 1 | 0
7088 | 7088 | 2012-10-22 07:59 | 14.17 | 21.73 | 21.73 | 14.17 | 472.67 | 428.75 | 169 | 14.57 | 475.69 | 0.94 | 0.9 | 0.88 | 0.16 | 306.91 | 0 | 0 | 132.31 | 0.19115 | 0.056448 | 0.017 | 10.06 | System Off | 1 | 0
7089 | 7089 | 2012-10-22 08:59 | 15.88 | 28.4 | 28.4 | 15.88 | 794.48 | 744 | 287 | 14.42 | 785.41 | 0.94 | 0.95 | 0.93 | 0.27 | 472.97 | 0 | 0 | 224.87 | 0.19658 | 0.056448 | 0.029 | 10.1 | System Off | 1 | 0
7090 | 7090 | 2012-10-22 09:59 | 17.28 | 34.12 | 34.12 | 17.28 | 1049.42 | 993.35 | 385 | 14.2 | 1028.15 | 0.93 | 0.97 | 0.94 | 0.36 | 605.62 | 0 | 0 | 302.21 | 0.20377 | 0.056448 | 0.039 | 10.13 | System Off | 1 | 0
7091 | 7091 | 2012-10-22 10:59 | 18.68 | 37.52 | 37.52 | 18.68 | 1153.36 | 1094.91 | 427 | 14.07 | 1126.77 | 0.93 | 0.97 | 0.95 | 0.4 | 673.39 | 0 | 0 | 335.57 | 0.20808 | 0.056448 | 0.043 | 10.07 | System Off | 1 | 0
7092 | 7092 | 2012-10-22 11:59 | 20.08 | 38.02 | 38.02 | 20.08 | 1083.95 | 1027.1 | 403 | 14.01 | 1061.3 | 0.92 | 0.97 | 0.95 | 0.37 | 629.61 | 0 | 0 | 317 | 0.20893 | 0.056448 | 0.04 | 9.93 | System Off | 1 | 0
7093 | 7093 | 2012-10-22 12:59 | 19.97 | 34.75 | 34.75 | 19.97 | 864.01 | 812.05 | 320 | 14.06 | 852.48 | 0.91 | 0.95 | 0.93 | 0.29 | 535.66 | 0 | 0 | 251.71 | 0.20437 | 0.056448 | 0.032 | 10 | System Off | 1 | 0
7094 | 7094 | 2012-10-22 13:59 | 19.85 | 29.58 | 29.58 | 19.85 | 546.28 | 500.91 | 201 | 14.16 | 547.95 | 0.89 | 0.91 | 0.89 | 0.18 | 368.02 | 0 | 0 | 158.09 | 0.19791 | 0.056448 | 0.02 | 9.95 | System Off | 1 | 0
7095 | 7095 | 2012-10-22 14:59 | 19.74 | 24.13 | 24.13 | 19.74 | 231.13 | 191.76 | 86 | 14 | 239.78 | 0.81 | 0.8 | 0.78 | 0.07 | 148.32 | 0 | 0 | 67.86 | 0.19486 | 0.056448 | 0.009 | 10.47 | System Off | 1 | 0
7096 | 7096 | 2012-10-22 15:59 | 17.81 | 17.81 | 17.81 | 17.81 | 0 | 0 | 0 | 0 | 0 | 0 | 0 | 0 | 0 | 0 | 0 | 0 | 0 | 0 | 0 | 0 | 0 | System Off | 0 | 0
7097 | 7097 | 2012-10-22 16:59 | 15.88 | 15.88 | 15.88 | 15.88 | 0 | 0 | 0 | 0 | 0 | 0 | 0 | 0 | 0 | 0 | 0 | 0 | 0 | 0 | 0 | 0 | 0 | System Off | 0 | 0
7098 | 7098 | 2012-10-22 17:59 | 13.96 | 13.96 | 13.96 | 13.96 | 0 | 0 | 0 | 0 | 0 | 0 | 0 | 0 | 0 | 0 | 0 | 0 | 0 | 0 | 0 | 0 | 0 | System Off | 0 | 0
7099 | 7099 | 2012-10-22 18:59 | 13.12 | 13.12 | 13.12 | 13.12 | 0 | 0 | 0 | 0 | 0 | 0 | 0 | 0 | 0 | 0 | 0 | 0 | 0 | 0 | 0 | 0 | 0 | System Off | 0 | 0
7100 | 7100 | 2012-10-22 19:59 | 12.29 | 12.29 | 12.29 | 12.29 | 0 | 0 | 0 | 0 | 0 | 0 | 0 | 0 | 0 | 0 | 0 | 0 | 0 | 0 | 0 | 0 | 0 | System Off | 0 | 0
7101 | 7101 | 2012-10-22 20:59 | 11.45 | 11.45 | 11.45 | 11.45 | 0 | 0 | 0 | 0 | 0 | 0 | 0 | 0 | 0 | 0 | 0 | 0 | 0 | 0 | 0 | 0 | 0 | System Off | 0 | 0
7102 | 7102 | 2012-10-22 21:59 | 10.99 | 10.99 | 10.99 | 10.99 | 0 | 0 | 0 | 0 | 0 | 0 | 0 | 0 | 0 | 0 | 0 | 0 | 0 | 0 | 0 | 0 | 0 | System Off | 0 | 0
7103 | 7103 | 2012-10-22 22:59 | 10.52 | 10.52 | 10.52 | 10.52 | 0 | 0 | 0 | 0 | 0 | 0 | 0 | 0 | 0 | 0 | 0 | 0 | 0 | 0 | 0 | 0 | 0 | System Off | 0 | 0
7104 | 7104 | 2012-10-22 23:59 | 10.06 | 10.06 | 10.06 | 10.06 | 0 | 0 | 0 | 0 | 0 | 0 | 0 | 0 | 0 | 0 | 0 | 0 | 0 | 0 | 0 | 0 | 0 | System Off | 0 | 0
7105 | 7105 | 2012-10-23 00:59 | 10.13 | 10.13 | 10.13 | 10.13 | 0 | 0 | 0 | 0 | 0 | 0 | 0 | 0 | 0 | 0 | 0 | 0 | 0 | 0 | 0 | 0 | 0 | System Off | 0 | 0
7106 | 7106 | 2012-10-23 01:59 | 10.19 | 10.19 | 10.19 | 10.19 | 0 | 0 | 0 | 0 | 0 | 0 | 0 | 0 | 0 | 0 | 0 | 0 | 0 | 0 | 0 | 0 | 0 | System Off | 0 | 0
7107 | 7107 | 2012-10-23 02:59 | 10.26 | 10.26 | 10.26 | 10.26 | 0 | 0 | 0 | 0 | 0 | 0 | 0 | 0 | 0 | 0 | 0 | 0 | 0 | 0 | 0 | 0 | 0 | System Off | 0 | 0
7108 | 7108 | 2012-10-23 03:59 | 9.77 | 9.77 | 9.77 | 9.77 | 0 | 0 | 0 | 0 | 0 | 0 | 0 | 0 | 0 | 0 | 0 | 0 | 0 | 0 | 0 | 0 | 0 | System Off | 0 | 0
7109 | 7109 | 2012-10-23 04:59 | 9.28 | 9.28 | 9.28 | 9.28 | 0 | 0 | 0 | 0 | 0 | 0 | 0 | 0 | 0 | 0 | 0 | 0 | 0 | 0 | 0 | 0 | 0 | System Off | 0 | 0
7110 | 7110 | 2012-10-23 05:59 | 8.78 | 8.78 | 8.78 | 8.78 | 0 | 0 | 0 | 0 | 0 | 0 | 0 | 0 | 0 | 0 | 0 | 0 | 0 | 0 | 0 | 0 | 0 | System Off | 0 | 0
7111 | 7111 | 2012-10-23 06:59 | 10.32 | 13.12 | 13.12 | 10.32 | 165.66 | 127.47 | 59 | 14.62 | 173.21 | 0.83 | 0.74 | 0.72 | 0.05 | 116.05 | 0 | 0 | 46.21 | 0.1801 | 0.056448 | 0.006 | 10.17 | System Off | 1 | 0
7112 | 7112 | 2012-10-23 07:59 | 11.86 | 19.38 | 19.38 | 11.86 | 463.2 | 419.46 | 165 | 14.62 | 466.18 | 0.91 | 0.9 | 0.88 | 0.15 | 300.26 | 0 | 0 | 129.09 | 0.18765 | 0.056448 | 0.017 | 10.3 | System Off | 1 | 0
7113 | 7113 | 2012-10-23 08:59 | 13.4 | 25.88 | 25.88 | 13.4 | 776.48 | 726.38 | 278 | 14.55 | 767.87 | 0.93 | 0.95 | 0.92 | 0.26 | 461.77 | 0 | 0 | 217.45 | 0.19566 | 0.056448 | 0.028 | 10.07 | System Off | 1 | 0
7114 | 7114 | 2012-10-23 09:59 | 14.47 | 31.73 | 31.73 | 14.47 | 1050.51 | 994.42 | 381 | 14.36 | 1028.89 | 0.94 | 0.97 | 0.94 | 0.36 | 606.27 | 0 | 0 | 298.39 | 0.19939 | 0.056448 | 0.038 | 9.97 | System Off | 1 | 0
7115 | 7115 | 2012-10-23 10:59 | 15.54 | 34.86 | 34.86 | 15.54 | 1148.71 | 1090.37 | 421 | 14.21 | 1122.11 | 0.93 | 0.97 | 0.95 | 0.39 | 670.6 | 0 | 0 | 330.18 | 0.20306 | 0.056448 | 0.042 | 9.98 | System Off | 1 | 0
7116 | 7116 | 2012-10-23 11:59 | 16.61 | 35.28 | 35.28 | 16.61 | 1090.47 | 1033.47 | 401 | 14.16 | 1067.14 | 0.92 | 0.97 | 0.95 | 0.37 | 633.51 | 0 | 0 | 314.72 | 0.20361 | 0.056448 | 0.04 | 9.98 | System Off | 1 | 0
7117 | 7117 | 2012-10-23 12:59 | 16.67 | 31.51 | 31.51 | 16.67 | 859.52 | 807.65 | 314 | 14.26 | 847.76 | 0.92 | 0.95 | 0.93 | 0.29 | 532.76 | 0 | 0 | 246.36 | 0.19916 | 0.056448 | 0.032 | 10.19 | System Off | 1 | 0
7118 | 7118 | 2012-10-23 13:59 | 16.73 | 26.49 | 26.49 | 16.73 | 559.32 | 513.69 | 203 | 14.35 | 560.02 | 0.93 | 0.92 | 0.9 | 0.19 | 377.41 | 0 | 0 | 159.27 | 0.19663 | 0.056448 | 0.021 | 10.34 | System Off | 1 | 0
7119 | 7119 | 2012-10-23 14:59 | 16.79 | 20.8 | 20.8 | 16.79 | 220.2 | 181.03 | 81 | 14.16 | 228.51 | 0.86 | 0.79 | 0.77 | 0.07 | 140.02 | 0 | 0 | 63.79 | 0.19035 | 0.056448 | 0.008 | 9.88 | System Off | 1 | 0
7120 | 7120 | 2012-10-23 15:59 | 15.25 | 15.25 | 15.25 | 15.25 | 0 | 0 | 0 | 0 | 0 | 0 | 0 | 0 | 0 | 0 | 0 | 0 | 0 | 0 | 0 | 0 | 0 | System Off | 0 | 0
7121 | 7121 | 2012-10-23 16:59 | 13.71 | 13.71 | 13.71 | 13.71 | 0 | 0 | 0 | 0 | 0 | 0 | 0 | 0 | 0 | 0 | 0 | 0 | 0 | 0 | 0 | 0 | 0 | System Off | 0 | 0
7122 | 7122 | 2012-10-23 17:59 | 12.17 | 12.17 | 12.17 | 12.17 | 0 | 0 | 0 | 0 | 0 | 0 | 0 | 0 | 0 | 0 | 0 | 0 | 0 | 0 | 0 | 0 | 0 | System Off | 0 | 0
7123 | 7123 | 2012-10-23 18:59 | 11.56 | 11.56 | 11.56 | 11.56 | 0 | 0 | 0 | 0 | 0 | 0 | 0 | 0 | 0 | 0 | 0 | 0 | 0 | 0 | 0 | 0 | 0 | System Off | 0 | 0
7124 | 7124 | 2012-10-23 19:59 | 10.96 | 10.96 | 10.96 | 10.96 | 0 | 0 | 0 | 0 | 0 | 0 | 0 | 0 | 0 | 0 | 0 | 0 | 0 | 0 | 0 | 0 | 0 | System Off | 0 | 0
7125 | 7125 | 2012-10-23 20:59 | 10.36 | 10.36 | 10.36 | 10.36 | 0 | 0 | 0 | 0 | 0 | 0 | 0 | 0 | 0 | 0 | 0 | 0 | 0 | 0 | 0 | 0 | 0 | System Off | 0 | 0
7126 | 7126 | 2012-10-23 21:59 | 10.02 | 10.02 | 10.02 | 10.02 | 0 | 0 | 0 | 0 | 0 | 0 | 0 | 0 | 0 | 0 | 0 | 0 | 0 | 0 | 0 | 0 | 0 | System Off | 0 | 0
7127 | 7127 | 2012-10-23 22:59 | 9.69 | 9.69 | 9.69 | 9.69 | 0 | 0 | 0 | 0 | 0 | 0 | 0 | 0 | 0 | 0 | 0 | 0 | 0 | 0 | 0 | 0 | 0 | System Off | 0 | 0
7128 | 7128 | 2012-10-23 23:59 | 9.35 | 9.35 | 9.35 | 9.35 | 0 | 0 | 0 | 0 | 0 | 0 | 0 | 0 | 0 | 0 | 0 | 0 | 0 | 0 | 0 | 0 | 0 | System Off | 0 | 0
7129 | 7129 | 2012-10-24 00:59 | 8.88 | 8.88 | 8.88 | 8.88 | 0 | 0 | 0 | 0 | 0 | 0 | 0 | 0 | 0 | 0 | 0 | 0 | 0 | 0 | 0 | 0 | 0 | System Off | 0 | 0
7130 | 7130 | 2012-10-24 01:59 | 8.41 | 8.41 | 8.41 | 8.41 | 0 | 0 | 0 | 0 | 0 | 0 | 0 | 0 | 0 | 0 | 0 | 0 | 0 | 0 | 0 | 0 | 0 | System Off | 0 | 0
7131 | 7131 | 2012-10-24 02:59 | 7.94 | 7.94 | 7.94 | 7.94 | 0 | 0 | 0 | 0 | 0 | 0 | 0 | 0 | 0 | 0 | 0 | 0 | 0 | 0 | 0 | 0 | 0 | System Off | 0 | 0
7132 | 7132 | 2012-10-24 03:59 | 7.82 | 7.82 | 7.82 | 7.82 | 0 | 0 | 0 | 0 | 0 | 0 | 0 | 0 | 0 | 0 | 0 | 0 | 0 | 0 | 0 | 0 | 0 | System Off | 0 | 0
7133 | 7133 | 2012-10-24 04:59 | 7.7 | 7.7 | 7.7 | 7.7 | 0 | 0 | 0 | 0 | 0 | 0 | 0 | 0 | 0 | 0 | 0 | 0 | 0 | 0 | 0 | 0 | 0 | System Off | 0 | 0
7134 | 7134 | 2012-10-24 05:59 | 7.57 | 7.57 | 7.57 | 7.57 | 0 | 0 | 0 | 0 | 0 | 0 | 0 | 0 | 0 | 0 | 0 | 0 | 0 | 0 | 0 | 0 | 0 | System Off | 0 | 0
7135 | 7135 | 2012-10-24 06:59 | 9.17 | 11.99 | 11.99 | 9.17 | 149.95 | 112.05 | 54 | 14.46 | 157.33 | 0.74 | 0.71 | 0.7 | 0.04 | 102.01 | 0 | 0 | 42.38 | 0.17826 | 0.056448 | 0.006 | 11.11 | System Off | 1 | 0
7136 | 7136 | 2012-10-24 07:59 | 10.78 | 18.4 | 18.4 | 10.78 | 416.8 | 373.97 | 148 | 14.67 | 421.06 | 0.94 | 0.89 | 0.87 | 0.14 | 267.7 | 0 | 0 | 115.7 | 0.18525 | 0.056448 | 0.015 | 10.14 | System Off | 1 | 0
7137 | 7137 | 2012-10-24 08:59 | 12.38 | 22.11 | 22.11 | 12.38 | 532 | 486.92 | 190 | 14.58 | 533.05 | 0.94 | 0.91 | 0.89 | 0.18 | 309.54 | 0 | 0 | 148.62 | 0.18967 | 0.056448 | 0.019 | 10 | System Off | 1 | 0
7138 | 7138 | 2012-10-24 09:59 | 13.37 | 31.67 | 31.67 | 13.37 | 976.53 | 922.1 | 355 | 14.33 | 958.88 | 0.93 | 0.96 | 0.94 | 0.33 | 562.18 | 0 | 0 | 277.99 | 0.19644 | 0.056448 | 0.036 | 10.14 | System Off | 1 | 0
7139 | 7139 | 2012-10-24 10:59 | 14.37 | 36.18 | 36.18 | 14.37 | 1128.79 | 1070.92 | 416 | 14.13 | 1103.51 | 0.94 | 0.97 | 0.95 | 0.39 | 658.64 | 0 | 0 | 326.26 | 0.20108 | 0.056448 | 0.042 | 10.1 | System Off | 1 | 0
7140 | 7140 | 2012-10-24 11:59 | 15.37 | 36.6 | 36.6 | 15.37 | 1071.08 | 1014.52 | 396 | 14.09 | 1049.03 | 0.93 | 0.97 | 0.94 | 0.37 | 621.9 | 0 | 0 | 310.78 | 0.20152 | 0.056448 | 0.04 | 10.1 | System Off | 1 | 0
7141 | 7141 | 2012-10-24 12:59 | 15.61 | 32.09 | 32.09 | 15.61 | 841.13 | 789.66 | 308 | 14.22 | 830.37 | 0.94 | 0.95 | 0.93 | 0.29 | 520.89 | 0 | 0 | 241.59 | 0.1973 | 0.056448 | 0.031 | 10.06 | System Off | 1 | 0
7142 | 7142 | 2012-10-24 13:59 | 15.85 | 26.07 | 26.07 | 15.85 | 525.21 | 480.25 | 191 | 14.32 | 527.1 | 0.89 | 0.91 | 0.89 | 0.17 | 352.84 | 0 | 0 | 149.87 | 0.19473 | 0.056448 | 0.019 | 9.95 | System Off | 1 | 0
7143 | 7143 | 2012-10-24 14:59 | 16.09 | 20.42 | 20.42 | 16.09 | 218.26 | 179.13 | 80 | 14.21 | 226.54 | 0.75 | 0.79 | 0.77 | 0.06 | 138.54 | 0 | 0 | 62.96 | 0.1893 | 0.056448 | 0.008 | 10 | System Off | 1 | 0
7144 | 7144 | 2012-10-24 15:59 | 14.46 | 14.46 | 14.46 | 14.46 | 0 | 0 | 0 | 0 | 0 | 0 | 0 | 0 | 0 | 0 | 0 | 0 | 0 | 0 | 0 | 0 | 0 | System Off | 0 | 0
7145 | 7145 | 2012-10-24 16:59 | 12.83 | 12.83 | 12.83 | 12.83 | 0 | 0 | 0 | 0 | 0 | 0 | 0 | 0 | 0 | 0 | 0 | 0 | 0 | 0 | 0 | 0 | 0 | System Off | 0 | 0
7146 | 7146 | 2012-10-24 17:59 | 11.21 | 11.21 | 11.21 | 11.21 | 0 | 0 | 0 | 0 | 0 | 0 | 0 | 0 | 0 | 0 | 0 | 0 | 0 | 0 | 0 | 0 | 0 | System Off | 0 | 0
7147 | 7147 | 2012-10-24 18:59 | 10.62 | 10.62 | 10.62 | 10.62 | 0 | 0 | 0 | 0 | 0 | 0 | 0 | 0 | 0 | 0 | 0 | 0 | 0 | 0 | 0 | 0 | 0 | System Off | 0 | 0
7148 | 7148 | 2012-10-24 19:59 | 10.03 | 10.03 | 10.03 | 10.03 | 0 | 0 | 0 | 0 | 0 | 0 | 0 | 0 | 0 | 0 | 0 | 0 | 0 | 0 | 0 | 0 | 0 | System Off | 0 | 0
7149 | 7149 | 2012-10-24 20:59 | 9.44 | 9.44 | 9.44 | 9.44 | 0 | 0 | 0 | 0 | 0 | 0 | 0 | 0 | 0 | 0 | 0 | 0 | 0 | 0 | 0 | 0 | 0 | System Off | 0 | 0
7150 | 7150 | 2012-10-24 21:59 | 9.18 | 9.18 | 9.18 | 9.18 | 0 | 0 | 0 | 0 | 0 | 0 | 0 | 0 | 0 | 0 | 0 | 0 | 0 | 0 | 0 | 0 | 0 | System Off | 0 | 0
7151 | 7151 | 2012-10-24 22:59 | 8.92 | 8.92 | 8.92 | 8.92 | 0 | 0 | 0 | 0 | 0 | 0 | 0 | 0 | 0 | 0 | 0 | 0 | 0 | 0 | 0 | 0 | 0 | System Off | 0 | 0
7152 | 7152 | 2012-10-24 23:59 | 8.66 | 8.66 | 8.66 | 8.66 | 0 | 0 | 0 | 0 | 0 | 0 | 0 | 0 | 0 | 0 | 0 | 0 | 0 | 0 | 0 | 0 | 0 | System Off | 0 | 0
7153 | 7153 | 2012-10-25 00:59 | 8.33 | 8.33 | 8.33 | 8.33 | 0 | 0 | 0 | 0 | 0 | 0 | 0 | 0 | 0 | 0 | 0 | 0 | 0 | 0 | 0 | 0 | 0 | System Off | 0 | 0
7154 | 7154 | 2012-10-25 01:59 | 8.01 | 8.01 | 8.01 | 8.01 | 0 | 0 | 0 | 0 | 0 | 0 | 0 | 0 | 0 | 0 | 0 | 0 | 0 | 0 | 0 | 0 | 0 | System Off | 0 | 0
7155 | 7155 | 2012-10-25 02:59 | 7.68 | 7.68 | 7.68 | 7.68 | 0 | 0 | 0 | 0 | 0 | 0 | 0 | 0 | 0 | 0 | 0 | 0 | 0 | 0 | 0 | 0 | 0 | System Off | 0 | 0
7156 | 7156 | 2012-10-25 03:59 | 7.61 | 7.61 | 7.61 | 7.61 | 0 | 0 | 0 | 0 | 0 | 0 | 0 | 0 | 0 | 0 | 0 | 0 | 0 | 0 | 0 | 0 | 0 | System Off | 0 | 0
7157 | 7157 | 2012-10-25 04:59 | 7.53 | 7.53 | 7.53 | 7.53 | 0 | 0 | 0 | 0 | 0 | 0 | 0 | 0 | 0 | 0 | 0 | 0 | 0 | 0 | 0 | 0 | 0 | System Off | 0 | 0
7158 | 7158 | 2012-10-25 05:59 | 7.45 | 7.45 | 7.45 | 7.45 | 0 | 0 | 0 | 0 | 0 | 0 | 0 | 0 | 0 | 0 | 0 | 0 | 0 | 0 | 0 | 0 | 0 | System Off | 0 | 0
7159 | 7159 | 2012-10-25 06:59 | 8.84 | 10.29 | 10.29 | 8.84 | 70.87 | 34.35 | 26 | 14.2 | 76.63 | 0.38 | 0.45 | 0.44 | 0.01 | 31.28 | 0 | 0 | 20.48 | 0.1764 | 0.056448 | 0.003 | 11.54 | System Off | 0 | 0
7160 | 7160 | 2012-10-25 07:59 | 10.24 | 14.03 | 14.03 | 10.24 | 186.87 | 148.31 | 67 | 14.53 | 194.54 | 0.74 | 0.76 | 0.75 | 0.05 | 106.16 | 0 | 0 | 52.52 | 0.1804 | 0.056448 | 0.007 | 10.45 | System Off | 1 | 0
7161 | 7161 | 2012-10-25 08:59 | 11.63 | 13.76 | 13.76 | 11.63 | 100.54 | 63.51 | 37 | 14.15 | 107.41 | 0.54 | 0.59 | 0.58 | 0.02 | 40.37 | 0 | 0 | 29.16 | 0.18081 | 0.056448 | 0.004 | 10.81 | System Off | 0 | 0
7162 | 7162 | 2012-10-25 09:59 | 12.66 | 14.65 | 14.65 | 12.66 | 97.77 | 60.78 | 36 | 14.14 | 104.63 | 0.55 | 0.58 | 0.57 | 0.02 | 37.06 | 0 | 0 | 28.37 | 0.18219 | 0.056448 | 0.004 | 11.11 | System Off | 0 | 0
7163 | 7163 | 2012-10-25 10:59 | 13.7 | 15.43 | 15.43 | 13.7 | 87.96 | 51.15 | 33 | 13.88 | 94.63 | 0.61 | 0.54 | 0.53 | 0.02 | 31.46 | 0 | 0 | 26.1 | 0.18349 | 0.056448 | 0.003 | 9.09 | System Off | 0 | 0
7164 | 7164 | 2012-10-25 11:59 | 14.73 | 16.3 | 16.3 | 14.73 | 82.91 | 46.18 | 31 | 13.93 | 89.49 | 0.64 | 0.52 | 0.5 | 0.02 | 28.31 | 0 | 0 | 24.5 | 0.18483 | 0.056448 | 0.003 | 9.68 | System Off | 0 | 0
7165 | 7165 | 2012-10-25 12:59 | 14.79 | 17.34 | 17.34 | 14.79 | 141.55 | 103.8 | 52 | 14.18 | 149.38 | 0.76 | 0.69 | 0.68 | 0.04 | 68.47 | 0 | 0 | 40.96 | 0.186 | 0.056448 | 0.005 | 9.62 | System Off | 0 | 0
7166 | 7166 | 2012-10-25 13:59 | 14.85 | 17.64 | 17.64 | 14.85 | 160.47 | 122.38 | 59 | 14.17 | 168.47 | 0.67 | 0.73 | 0.71 | 0.04 | 89.91 | 0 | 0 | 46.48 | 0.18645 | 0.056448 | 0.006 | 10.17 | System Off | 1 | 0
7167 | 7167 | 2012-10-25 14:59 | 14.92 | 16.68 | 16.68 | 14.92 | 103.07 | 65.99 | 38 | 14.13 | 110.22 | 0.52 | 0.6 | 0.59 | 0.02 | 51.04 | 0 | 0 | 29.96 | 0.18546 | 0.056448 | 0.004 | 10.53 | System Off | 0 | 0
7168 | 7168 | 2012-10-25 15:59 | 13.98 | 13.98 | 13.98 | 13.98 | 0 | 0 | 0 | 0 | 0 | 0 | 0 | 0 | 0 | 0 | 0 | 0 | 0 | 0 | 0 | 0 | 0 | System Off | 0 | 0
7169 | 7169 | 2012-10-25 16:59 | 13.05 | 13.05 | 13.05 | 13.05 | 0 | 0 | 0 | 0 | 0 | 0 | 0 | 0 | 0 | 0 | 0 | 0 | 0 | 0 | 0 | 0 | 0 | System Off | 0 | 0
7170 | 7170 | 2012-10-25 17:59 | 12.12 | 12.12 | 12.12 | 12.12 | 0 | 0 | 0 | 0 | 0 | 0 | 0 | 0 | 0 | 0 | 0 | 0 | 0 | 0 | 0 | 0 | 0 | System Off | 0 | 0
7171 | 7171 | 2012-10-25 18:59 | 11.68 | 11.68 | 11.68 | 11.68 | 0 | 0 | 0 | 0 | 0 | 0 | 0 | 0 | 0 | 0 | 0 | 0 | 0 | 0 | 0 | 0 | 0 | System Off | 0 | 0
7172 | 7172 | 2012-10-25 19:59 | 11.24 | 11.24 | 11.24 | 11.24 | 0 | 0 | 0 | 0 | 0 | 0 | 0 | 0 | 0 | 0 | 0 | 0 | 0 | 0 | 0 | 0 | 0 | System Off | 0 | 0
7173 | 7173 | 2012-10-25 20:59 | 10.8 | 10.8 | 10.8 | 10.8 | 0 | 0 | 0 | 0 | 0 | 0 | 0 | 0 | 0 | 0 | 0 | 0 | 0 | 0 | 0 | 0 | 0 | System Off | 0 | 0
7174 | 7174 | 2012-10-25 21:59 | 10.27 | 10.27 | 10.27 | 10.27 | 0 | 0 | 0 | 0 | 0 | 0 | 0 | 0 | 0 | 0 | 0 | 0 | 0 | 0 | 0 | 0 | 0 | System Off | 0 | 0
7175 | 7175 | 2012-10-25 22:59 | 9.75 | 9.75 | 9.75 | 9.75 | 0 | 0 | 0 | 0 | 0 | 0 | 0 | 0 | 0 | 0 | 0 | 0 | 0 | 0 | 0 | 0 | 0 | System Off | 0 | 0
7176 | 7176 | 2012-10-25 23:59 | 9.22 | 9.22 | 9.22 | 9.22 | 0 | 0 | 0 | 0 | 0 | 0 | 0 | 0 | 0 | 0 | 0 | 0 | 0 | 0 | 0 | 0 | 0 | System Off | 0 | 0
7177 | 7177 | 2012-10-26 00:59 | 8.91 | 8.91 | 8.91 | 8.91 | 0 | 0 | 0 | 0 | 0 | 0 | 0 | 0 | 0 | 0 | 0 | 0 | 0 | 0 | 0 | 0 | 0 | System Off | 0 | 0
7178 | 7178 | 2012-10-26 01:59 | 8.59 | 8.59 | 8.59 | 8.59 | 0 | 0 | 0 | 0 | 0 | 0 | 0 | 0 | 0 | 0 | 0 | 0 | 0 | 0 | 0 | 0 | 0 | System Off | 0 | 0
7179 | 7179 | 2012-10-26 02:59 | 8.28 | 8.28 | 8.28 | 8.28 | 0 | 0 | 0 | 0 | 0 | 0 | 0 | 0 | 0 | 0 | 0 | 0 | 0 | 0 | 0 | 0 | 0 | System Off | 0 | 0
7180 | 7180 | 2012-10-26 03:59 | 8 | 8 | 8 | 8 | 0 | 0 | 0 | 0 | 0 | 0 | 0 | 0 | 0 | 0 | 0 | 0 | 0 | 0 | 0 | 0 | 0 | System Off | 0 | 0
7181 | 7181 | 2012-10-26 04:59 | 7.72 | 7.72 | 7.72 | 7.72 | 0 | 0 | 0 | 0 | 0 | 0 | 0 | 0 | 0 | 0 | 0 | 0 | 0 | 0 | 0 | 0 | 0 | System Off | 0 | 0
7182 | 7182 | 2012-10-26 05:59 | 7.43 | 7.43 | 7.43 | 7.43 | 0 | 0 | 0 | 0 | 0 | 0 | 0 | 0 | 0 | 0 | 0 | 0 | 0 | 0 | 0 | 0 | 0 | System Off | 0 | 0
7183 | 7183 | 2012-10-26 06:59 | 7.49 | 7.8 | 7.8 | 7.49 | 17.4 | 0 | 6 | 15.1 | 19.95 | 0 | 0 | 0 | 0 | 0 | 0 | 0 | 4.67 | 0.18129 | 0.056448 | 0.001 | 16.67 | System Off | 0 | 0
7184 | 7184 | 2012-10-26 07:59 | 7.54 | 8.75 | 8.75 | 7.54 | 73.78 | 37.21 | 27 | 14.23 | 79.54 | 0.37 | 0.47 | 0.46 | 0.01 | 26.64 | 0 | 0 | 21.26 | 0.18246 | 0.056448 | 0.003 | 11.11 | System Off | 0 | 0
7185 | 7185 | 2012-10-26 08:59 | 7.6 | 9.66 | 9.66 | 7.6 | 131.73 | 94.15 | 47 | 14.6 | 138.74 | 0.63 | 0.68 | 0.66 | 0.03 | 59.85 | 0 | 0 | 36.83 | 0.18358 | 0.056448 | 0.005 | 10.64 | System Off | 0 | 0
7186 | 7186 | 2012-10-26 09:59 | 7.55 | 8.89 | 8.89 | 7.55 | 83.38 | 46.65 | 30 | 14.48 | 89.44 | 0.66 | 0.52 | 0.51 | 0.02 | 28.44 | 0 | 0 | 23.55 | 0.18263 | 0.056448 | 0.003 | 10 | System Off | 0 | 0
7187 | 7187 | 2012-10-26 10:59 | 7.51 | 9.27 | 9.27 | 7.51 | 109.93 | 72.73 | 39 | 14.68 | 116.61 | 0.75 | 0.62 | 0.61 | 0.03 | 44.73 | 0 | 0 | 30.53 | 0.18304 | 0.056448 | 0.004 | 10.26 | System Off | 0 | 0
7188 | 7188 | 2012-10-26 11:59 | 7.47 | 9.4 | 9.4 | 7.47 | 119.63 | 82.26 | 43 | 14.49 | 126.47 | 0.69 | 0.65 | 0.64 | 0.03 | 50.43 | 0 | 0 | 33.74 | 0.18319 | 0.056448 | 0.004 | 9.3 | System Off | 0 | 0
7189 | 7189 | 2012-10-26 12:59 | 7.44 | 9.63 | 9.63 | 7.44 | 134.2 | 96.58 | 48 | 14.56 | 141.24 | 0.62 | 0.68 | 0.67 | 0.03 | 63.71 | 0 | 0 | 37.63 | 0.18341 | 0.056448 | 0.005 | 10.42 | System Off | 0 | 0
7190 | 7190 | 2012-10-26 13:59 | 7.41 | 8.54 | 8.54 | 7.41 | 66.64 | 30.2 | 24 | 14.46 | 72.14 | 0.41 | 0.42 | 0.41 | 0.01 | 22.19 | 0 | 0 | 18.84 | 0.18212 | 0.056448 | 0.002 | 8.33 | System Off | 0 | 0
7191 | 7191 | 2012-10-26 14:59 | 7.38 | 7.77 | 7.77 | 7.38 | 21.98 | 0 | 8 | 14.31 | 24.94 | 0 | 0 | 0 | 0 | 0 | 0 | 0 | 6.29 | 0.18125 | 0.056448 | 0.001 | 12.5 | System Off | 0 | 0
7192 | 7192 | 2012-10-26 15:59 | 6.98 | 6.98 | 6.98 | 6.98 | 0 | 0 | 0 | 0 | 0 | 0 | 0 | 0 | 0 | 0 | 0 | 0 | 0 | 0 | 0 | 0 | 0 | System Off | 0 | 0
7193 | 7193 | 2012-10-26 16:59 | 6.58 | 6.58 | 6.58 | 6.58 | 0 | 0 | 0 | 0 | 0 | 0 | 0 | 0 | 0 | 0 | 0 | 0 | 0 | 0 | 0 | 0 | 0 | System Off | 0 | 0
7194 | 7194 | 2012-10-26 17:59 | 6.18 | 6.18 | 6.18 | 6.18 | 0 | 0 | 0 | 0 | 0 | 0 | 0 | 0 | 0 | 0 | 0 | 0 | 0 | 0 | 0 | 0 | 0 | System Off | 0 | 0
7195 | 7195 | 2012-10-26 18:59 | 5.82 | 5.82 | 5.82 | 5.82 | 0 | 0 | 0 | 0 | 0 | 0 | 0 | 0 | 0 | 0 | 0 | 0 | 0 | 0 | 0 | 0 | 0 | System Off | 0 | 0
7196 | 7196 | 2012-10-26 19:59 | 5.47 | 5.47 | 5.47 | 5.47 | 0 | 0 | 0 | 0 | 0 | 0 | 0 | 0 | 0 | 0 | 0 | 0 | 0 | 0 | 0 | 0 | 0 | System Off | 0 | 0
7197 | 7197 | 2012-10-26 20:59 | 5.12 | 5.12 | 5.12 | 5.12 | 0 | 0 | 0 | 0 | 0 | 0 | 0 | 0 | 0 | 0 | 0 | 0 | 0 | 0 | 0 | 0 | 0 | System Off | 0 | 0
7198 | 7198 | 2012-10-26 21:59 | 4.66 | 4.66 | 4.66 | 4.66 | 0 | 0 | 0 | 0 | 0 | 0 | 0 | 0 | 0 | 0 | 0 | 0 | 0 | 0 | 0 | 0 | 0 | System Off | 0 | 0
7199 | 7199 | 2012-10-26 22:59 | 4.2 | 4.2 | 4.2 | 4.2 | 0 | 0 | 0 | 0 | 0 | 0 | 0 | 0 | 0 | 0 | 0 | 0 | 0 | 0 | 0 | 0 | 0 | System Off | 0 | 0
7200 | 7200 | 2012-10-26 23:59 | 3.74 | 3.74 | 3.74 | 3.74 | 0 | 0 | 0 | 0 | 0 | 0 | 0 | 0 | 0 | 0 | 0 | 0 | 0 | 0 | 0 | 0 | 0 | System Off | 0 | 0
7201 | 7201 | 2012-10-27 00:59 | 3.21 | 3.21 | 3.21 | 3.21 | 0 | 0 | 0 | 0 | 0 | 0 | 0 | 0 | 0 | 0 | 0 | 0 | 0 | 0 | 0 | 0 | 0 | System Off | 0 | 0
7202 | 7202 | 2012-10-27 01:59 | 2.69 | 2.69 | 2.69 | 2.69 | 0 | 0 | 0 | 0 | 0 | 0 | 0 | 0 | 0 | 0 | 0 | 0 | 0 | 0 | 0 | 0 | 0 | System Off | 0 | 0
7203 | 7203 | 2012-10-27 02:59 | 2.16 | 2.16 | 2.16 | 2.16 | 0 | 0 | 0 | 0 | 0 | 0 | 0 | 0 | 0 | 0 | 0 | 0 | 0 | 0 | 0 | 0 | 0 | System Off | 0 | 0
7204 | 7204 | 2012-10-27 03:59 | 1.79 | 1.79 | 1.79 | 1.79 | 0 | 0 | 0 | 0 | 0 | 0 | 0 | 0 | 0 | 0 | 0 | 0 | 0 | 0 | 0 | 0 | 0 | System Off | 0 | 0
7205 | 7205 | 2012-10-27 04:59 | 1.41 | 1.41 | 1.41 | 1.41 | 0 | 0 | 0 | 0 | 0 | 0 | 0 | 0 | 0 | 0 | 0 | 0 | 0 | 0 | 0 | 0 | 0 | System Off | 0 | 0
7206 | 7206 | 2012-10-27 05:59 | 1.03 | 1.03 | 1.03 | 1.03 | 0 | 0 | 0 | 0 | 0 | 0 | 0 | 0 | 0 | 0 | 0 | 0 | 0 | 0 | 0 | 0 | 0 | System Off | 0 | 0
7207 | 7207 | 2012-10-27 06:59 | 1.51 | 3.65 | 3.65 | 1.51 | 150.27 | 112.36 | 52 | 15.05 | 156.87 | 0.76 | 0.72 | 0.7 | 0.04 | 102.29 | 0 | 0 | 40.51 | 0.17782 | 0.056448 | 0.005 | 9.62 | System Off | 1 | 0
7208 | 7208 | 2012-10-27 07:59 | 2 | 7.97 | 7.97 | 2 | 451.14 | 407.64 | 153 | 15.36 | 452.95 | 0.97 | 0.9 | 0.88 | 0.15 | 291.8 | 0 | 0 | 118.64 | 0.18362 | 0.056448 | 0.015 | 9.8 | System Off | 1 | 0
7209 | 7209 | 2012-10-27 08:59 | 2.48 | 12.52 | 12.52 | 2.48 | 786.4 | 736.1 | 267 | 15.34 | 775.55 | 1.01 | 0.95 | 0.93 | 0.27 | 467.95 | 0 | 0 | 206.91 | 0.18214 | 0.056448 | 0.027 | 10.11 | System Off | 1 | 0
7210 | 7210 | 2012-10-27 09:59 | 3.27 | 16.66 | 16.66 | 3.27 | 1047.87 | 991.84 | 359 | 15.2 | 1024.66 | 1 | 0.97 | 0.95 | 0.36 | 604.7 | 0 | 0 | 278.51 | 0.18516 | 0.056448 | 0.036 | 10.03 | System Off | 1 | 0
7211 | 7211 | 2012-10-27 10:59 | 4.06 | 18.72 | 18.72 | 4.06 | 1145.83 | 1087.56 | 394 | 15.15 | 1117.62 | 0.99 | 0.97 | 0.95 | 0.39 | 668.87 | 0 | 0 | 305.8 | 0.18802 | 0.056448 | 0.039 | 9.9 | System Off | 1 | 0
7212 | 7212 | 2012-10-27 11:59 | 4.85 | 18.48 | 18.48 | 4.85 | 1066.12 | 1009.68 | 367 | 15.13 | 1042.12 | 1.01 | 0.97 | 0.95 | 0.37 | 618.93 | 0 | 0 | 284.97 | 0.18781 | 0.056448 | 0.036 | 9.81 | System Off | 1 | 0
7213 | 7213 | 2012-10-27 12:59 | 4.9 | 15.95 | 15.95 | 4.9 | 845.12 | 793.56 | 290 | 15.18 | 831.93 | 1 | 0.95 | 0.93 | 0.29 | 523.46 | 0 | 0 | 225.15 | 0.18405 | 0.056448 | 0.029 | 10 | System Off | 1 | 0
7214 | 7214 | 2012-10-27 13:59 | 4.95 | 11.94 | 11.94 | 4.95 | 517.83 | 473.03 | 178 | 15.15 | 517.94 | 0.95 | 0.91 | 0.89 | 0.17 | 347.54 | 0 | 0 | 138.36 | 0.17859 | 0.056448 | 0.018 | 10.11 | System Off | 1 | 0
7215 | 7215 | 2012-10-27 14:59 | 5 | 7.87 | 7.87 | 5 | 201.07 | 162.25 | 70 | 14.96 | 208.03 | 0.85 | 0.78 | 0.76 | 0.06 | 125.49 | 0 | 0 | 54.59 | 0.18366 | 0.056448 | 0.007 | 10 | System Off | 1 | 0
7216 | 7216 | 2012-10-27 15:59 | 4.31 | 4.31 | 4.31 | 4.31 | 0 | 0 | 0 | 0 | 0 | 0 | 0 | 0 | 0 | 0 | 0 | 0 | 0 | 0 | 0 | 0 | 0 | System Off | 0 | 0
7217 | 7217 | 2012-10-27 16:59 | 3.62 | 3.62 | 3.62 | 3.62 | 0 | 0 | 0 | 0 | 0 | 0 | 0 | 0 | 0 | 0 | 0 | 0 | 0 | 0 | 0 | 0 | 0 | System Off | 0 | 0
7218 | 7218 | 2012-10-27 17:59 | 2.93 | 2.93 | 2.93 | 2.93 | 0 | 0 | 0 | 0 | 0 | 0 | 0 | 0 | 0 | 0 | 0 | 0 | 0 | 0 | 0 | 0 | 0 | System Off | 0 | 0
7219 | 7219 | 2012-10-27 18:59 | 2.44 | 2.44 | 2.44 | 2.44 | 0 | 0 | 0 | 0 | 0 | 0 | 0 | 0 | 0 | 0 | 0 | 0 | 0 | 0 | 0 | 0 | 0 | System Off | 0 | 0
7220 | 7220 | 2012-10-27 19:59 | 1.96 | 1.96 | 1.96 | 1.96 | 0 | 0 | 0 | 0 | 0 | 0 | 0 | 0 | 0 | 0 | 0 | 0 | 0 | 0 | 0 | 0 | 0 | System Off | 0 | 0
7221 | 7221 | 2012-10-27 20:59 | 1.48 | 1.48 | 1.48 | 1.48 | 0 | 0 | 0 | 0 | 0 | 0 | 0 | 0 | 0 | 0 | 0 | 0 | 0 | 0 | 0 | 0 | 0 | System Off | 0 | 0
7222 | 7222 | 2012-10-27 21:59 | 1.15 | 1.15 | 1.15 | 1.15 | 0 | 0 | 0 | 0 | 0 | 0 | 0 | 0 | 0 | 0 | 0 | 0 | 0 | 0 | 0 | 0 | 0 | System Off | 0 | 0
7223 | 7223 | 2012-10-27 22:59 | 0.81 | 0.81 | 0.81 | 0.81 | 0 | 0 | 0 | 0 | 0 | 0 | 0 | 0 | 0 | 0 | 0 | 0 | 0 | 0 | 0 | 0 | 0 | System Off | 0 | 0
7224 | 7224 | 2012-10-27 23:59 | 0.48 | 0.48 | 0.48 | 0.48 | 0 | 0 | 0 | 0 | 0 | 0 | 0 | 0 | 0 | 0 | 0 | 0 | 0 | 0 | 0 | 0 | 0 | System Off | 0 | 0
7225 | 7225 | 2012-10-28 00:59 | 0.15 | 0.15 | 0.15 | 0.15 | 0 | 0 | 0 | 0 | 0 | 0 | 0 | 0 | 0 | 0 | 0 | 0 | 0 | 0 | 0 | 0 | 0 | System Off | 0 | 0
7226 | 7226 | 2012-10-28 01:59 | -0.19 | -0.19 | -0.19 | -0.19 | 0 | 0 | 0 | 0 | 0 | 0 | 0 | 0 | 0 | 0 | 0 | 0 | 0 | 0 | 0 | 0 | 0 | System Off | 0 | 0
7227 | 7227 | 2012-10-28 02:59 | -0.52 | -0.52 | -0.52 | -0.52 | 0 | 0 | 0 | 0 | 0 | 0 | 0 | 0 | 0 | 0 | 0 | 0 | 0 | 0 | 0 | 0 | 0 | System Off | 0 | 0
7228 | 7228 | 2012-10-28 03:59 | -0.72 | -0.72 | -0.72 | -0.72 | 0 | 0 | 0 | 0 | 0 | 0 | 0 | 0 | 0 | 0 | 0 | 0 | 0 | 0 | 0 | 0 | 0 | System Off | 0 | 0
7229 | 7229 | 2012-10-28 04:59 | -0.93 | -0.93 | -0.93 | -0.93 | 0 | 0 | 0 | 0 | 0 | 0 | 0 | 0 | 0 | 0 | 0 | 0 | 0 | 0 | 0 | 0 | 0 | System Off | 0 | 0
7230 | 7230 | 2012-10-28 05:59 | -1.14 | -1.14 | -1.14 | -1.14 | 0 | 0 | 0 | 0 | 0 | 0 | 0 | 0 | 0 | 0 | 0 | 0 | 0 | 0 | 0 | 0 | 0 | System Off | 0 | 0
7231 | 7231 | 2012-10-28 06:59 | 0.41 | 1.97 | 1.97 | 0.41 | 88.49 | 51.67 | 31 | 14.87 | 94.21 | 0.64 | 0.55 | 0.54 | 0.02 | 47.04 | 0 | 0 | 24.21 | 0.17523 | 0.056448 | 0.003 | 9.68 | System Off | 0 | 0
7232 | 7232 | 2012-10-28 07:59 | 1.96 | 5.4 | 5.4 | 1.96 | 193.92 | 155.23 | 67 | 15.07 | 200.66 | 0.89 | 0.77 | 0.76 | 0.06 | 111.12 | 0 | 0 | 52.16 | 0.17921 | 0.056448 | 0.007 | 10.45 | System Off | 1 | 0
7233 | 7233 | 2012-10-28 08:59 | 3.51 | 8.65 | 8.65 | 3.51 | 284.83 | 244.48 | 99 | 14.98 | 290.89 | 0.91 | 0.84 | 0.82 | 0.09 | 155.42 | 0 | 0 | 77.13 | 0.18304 | 0.056448 | 0.01 | 10.1 | System Off | 1 | 0
7234 | 7234 | 2012-10-28 09:59 | 4.5 | 11.11 | 11.11 | 4.5 | 360.67 | 318.9 | 125 | 15.03 | 365.44 | 0.96 | 0.87 | 0.85 | 0.12 | 194.43 | 0 | 0 | 97.29 | 0.18578 | 0.056448 | 0.013 | 10.4 | System Off | 1 | 0
7235 | 7235 | 2012-10-28 10:59 | 5.5 | 11.19 | 11.19 | 5.5 | 304.44 | 263.73 | 106 | 14.96 | 310.45 | 0.94 | 0.85 | 0.83 | 0.1 | 162.2 | 0 | 0 | 82.6 | 0.18623 | 0.056448 | 0.011 | 10.38 | System Off | 1 | 0
7236 | 7236 | 2012-10-28 11:59 | 6.5 | 17.02 | 17.02 | 6.5 | 556.73 | 511.15 | 195 | 14.87 | 556.13 | 0.92 | 0.92 | 0.9 | 0.18 | 313.33 | 0 | 0 | 151.93 | 0.1816 | 0.056448 | 0.02 | 10.26 | System Off | 1 | 0
7237 | 7237 | 2012-10-28 12:59 | 6.45 | 21.61 | 21.61 | 6.45 | 808.31 | 757.54 | 284 | 14.82 | 797.62 | 0.95 | 0.95 | 0.93 | 0.27 | 499.7 | 0 | 0 | 221.14 | 0.18597 | 0.056448 | 0.028 | 9.86 | System Off | 1 | 0
7238 | 7238 | 2012-10-28 13:59 | 6.4 | 15.78 | 15.78 | 6.4 | 497.83 | 453.41 | 174 | 14.9 | 499.19 | 0.92 | 0.91 | 0.89 | 0.16 | 333.12 | 0 | 0 | 135.55 | 0.18042 | 0.056448 | 0.018 | 10.34 | System Off | 1 | 0
7239 | 7239 | 2012-10-28 14:59 | 6.35 | 9.97 | 9.97 | 6.35 | 186.53 | 147.98 | 66 | 14.72 | 193.77 | 0.75 | 0.76 | 0.75 | 0.05 | 114.45 | 0 | 0 | 51.61 | 0.18279 | 0.056448 | 0.007 | 10.61 | System Off | 1 | 0
7240 | 7240 | 2012-10-28 15:59 | 5.43 | 5.43 | 5.43 | 5.43 | 0 | 0 | 0 | 0 | 0 | 0 | 0 | 0 | 0 | 0 | 0 | 0 | 0 | 0 | 0 | 0 | 0 | System Off | 0 | 0
7241 | 7241 | 2012-10-28 16:59 | 4.51 | 4.51 | 4.51 | 4.51 | 0 | 0 | 0 | 0 | 0 | 0 | 0 | 0 | 0 | 0 | 0 | 0 | 0 | 0 | 0 | 0 | 0 | System Off | 0 | 0
7242 | 7242 | 2012-10-28 17:59 | 3.6 | 3.6 | 3.6 | 3.6 | 0 | 0 | 0 | 0 | 0 | 0 | 0 | 0 | 0 | 0 | 0 | 0 | 0 | 0 | 0 | 0 | 0 | System Off | 0 | 0
7243 | 7243 | 2012-10-28 18:59 | 1.94 | 1.94 | 1.94 | 1.94 | 0 | 0 | 0 | 0 | 0 | 0 | 0 | 0 | 0 | 0 | 0 | 0 | 0 | 0 | 0 | 0 | 0 | System Off | 0 | 0
7244 | 7244 | 2012-10-28 19:59 | 0.28 | 0.28 | 0.28 | 0.28 | 0 | 0 | 0 | 0 | 0 | 0 | 0 | 0 | 0 | 0 | 0 | 0 | 0 | 0 | 0 | 0 | 0 | System Off | 0 | 0
7245 | 7245 | 2012-10-28 20:59 | -1.38 | -1.38 | -1.38 | -1.38 | 0 | 0 | 0 | 0 | 0 | 0 | 0 | 0 | 0 | 0 | 0 | 0 | 0 | 0 | 0 | 0 | 0 | System Off | 0 | 0
7246 | 7246 | 2012-10-28 21:59 | -1.32 | -1.32 | -1.32 | -1.32 | 0 | 0 | 0 | 0 | 0 | 0 | 0 | 0 | 0 | 0 | 0 | 0 | 0 | 0 | 0 | 0 | 0 | System Off | 0 | 0
7247 | 7247 | 2012-10-28 22:59 | -1.27 | -1.27 | -1.27 | -1.27 | 0 | 0 | 0 | 0 | 0 | 0 | 0 | 0 | 0 | 0 | 0 | 0 | 0 | 0 | 0 | 0 | 0 | System Off | 0 | 0
7248 | 7248 | 2012-10-28 23:59 | -1.21 | -1.21 | -1.21 | -1.21 | 0 | 0 | 0 | 0 | 0 | 0 | 0 | 0 | 0 | 0 | 0 | 0 | 0 | 0 | 0 | 0 | 0 | System Off | 0 | 0
7249 | 7249 | 2012-10-29 00:59 | -1 | -1 | -1 | -1 | 0 | 0 | 0 | 0 | 0 | 0 | 0 | 0 | 0 | 0 | 0 | 0 | 0 | 0 | 0 | 0 | 0 | System Off | 0 | 0
7250 | 7250 | 2012-10-29 01:59 | -0.79 | -0.79 | -0.79 | -0.79 | 0 | 0 | 0 | 0 | 0 | 0 | 0 | 0 | 0 | 0 | 0 | 0 | 0 | 0 | 0 | 0 | 0 | System Off | 0 | 0
7251 | 7251 | 2012-10-29 02:59 | -0.58 | -0.58 | -0.58 | -0.58 | 0 | 0 | 0 | 0 | 0 | 0 | 0 | 0 | 0 | 0 | 0 | 0 | 0 | 0 | 0 | 0 | 0 | System Off | 0 | 0
7252 | 7252 | 2012-10-29 03:59 | -0.2 | -0.2 | -0.2 | -0.2 | 0 | 0 | 0 | 0 | 0 | 0 | 0 | 0 | 0 | 0 | 0 | 0 | 0 | 0 | 0 | 0 | 0 | System Off | 0 | 0
7253 | 7253 | 2012-10-29 04:59 | 0.18 | 0.18 | 0.18 | 0.18 | 0 | 0 | 0 | 0 | 0 | 0 | 0 | 0 | 0 | 0 | 0 | 0 | 0 | 0 | 0 | 0 | 0 | System Off | 0 | 0
7254 | 7254 | 2012-10-29 05:59 | 0.55 | 0.55 | 0.55 | 0.55 | 0 | 0 | 0 | 0 | 0 | 0 | 0 | 0 | 0 | 0 | 0 | 0 | 0 | 0 | 0 | 0 | 0 | System Off | 0 | 0
7255 | 7255 | 2012-10-29 06:59 | 1.56 | 2.32 | 2.32 | 1.56 | 48.97 | 12.83 | 17 | 15 | 53.4 | 0 | 0.24 | 0.24 | 0 | 11.68 | 0 | 0 | 13.26 | 0.17611 | 0.056448 | 0.002 | 11.76 | System Off | 0 | 0
7256 | 7256 | 2012-10-29 07:59 | 2.57 | 5.95 | 5.95 | 2.57 | 231.89 | 192.51 | 80 | 15.1 | 238.38 | 0.87 | 0.81 | 0.79 | 0.07 | 137.8 | 0 | 0 | 62.27 | 0.18073 | 0.056448 | 0.008 | 10 | System Off | 1 | 0
7257 | 7257 | 2012-10-29 08:59 | 3.58 | 5.48 | 5.48 | 3.58 | 129.17 | 91.63 | 45 | 14.95 | 135.79 | 0.66 | 0.67 | 0.66 | 0.03 | 58.25 | 0 | 0 | 35.11 | 0.18037 | 0.056448 | 0.005 | 11.11 | System Off | 0 | 0
7258 | 7258 | 2012-10-29 09:59 | 4.09 | 6.41 | 6.41 | 4.09 | 156.04 | 118.03 | 55 | 14.78 | 162.92 | 0.73 | 0.72 | 0.71 | 0.04 | 71.96 | 0 | 0 | 43 | 0.18161 | 0.056448 | 0.006 | 10.91 | System Off | 0 | 0
7259 | 7259 | 2012-10-29 10:59 | 4.61 | 6.7 | 6.7 | 4.61 | 138.41 | 100.71 | 49 | 14.71 | 145.22 | 0.81 | 0.69 | 0.68 | 0.04 | 61.94 | 0 | 0 | 38.34 | 0.18203 | 0.056448 | 0.005 | 10.2 | System Off | 0 | 0
7260 | 7260 | 2012-10-29 11:59 | 5.13 | 9.75 | 9.75 | 5.13 | 308.78 | 267.98 | 107 | 15.03 | 314.54 | 0.93 | 0.85 | 0.83 | 0.1 | 164.27 | 0 | 0 | 83.33 | 0.18575 | 0.056448 | 0.011 | 10.28 | System Off | 1 | 0
7261 | 7261 | 2012-10-29 12:59 | 5.18 | 9.3 | 9.3 | 5.18 | 274.14 | 233.98 | 95 | 15.03 | 280.46 | 0.84 | 0.83 | 0.82 | 0.08 | 154.35 | 0 | 0 | 74 | 0.1852 | 0.056448 | 0.01 | 10.53 | System Off | 1 | 0
7262 | 7262 | 2012-10-29 13:59 | 5.23 | 7.42 | 7.42 | 5.23 | 142.93 | 105.15 | 50 | 14.89 | 149.84 | 0.79 | 0.7 | 0.69 | 0.04 | 77.26 | 0 | 0 | 39.03 | 0.18296 | 0.056448 | 0.005 | 10 | System Off | 1 | 0
7263 | 7263 | 2012-10-29 14:59 | 5.29 | 6.39 | 6.39 | 5.29 | 69.72 | 33.22 | 25 | 14.52 | 75.2 | 0.39 | 0.44 | 0.43 | 0.01 | 25.69 | 0 | 0 | 19.61 | 0.18175 | 0.056448 | 0.003 | 12 | System Off | 0 | 0
7264 | 7264 | 2012-10-29 15:59 | 5.16 | 5.16 | 5.16 | 5.16 | 0 | 0 | 0 | 0 | 0 | 0 | 0 | 0 | 0 | 0 | 0 | 0 | 0 | 0 | 0 | 0 | 0 | System Off | 0 | 0
7265 | 7265 | 2012-10-29 16:59 | 5.03 | 5.03 | 5.03 | 5.03 | 0 | 0 | 0 | 0 | 0 | 0 | 0 | 0 | 0 | 0 | 0 | 0 | 0 | 0 | 0 | 0 | 0 | System Off | 0 | 0
7266 | 7266 | 2012-10-29 17:59 | 4.9 | 4.9 | 4.9 | 4.9 | 0 | 0 | 0 | 0 | 0 | 0 | 0 | 0 | 0 | 0 | 0 | 0 | 0 | 0 | 0 | 0 | 0 | System Off | 0 | 0
7267 | 7267 | 2012-10-29 18:59 | 4.96 | 4.96 | 4.96 | 4.96 | 0 | 0 | 0 | 0 | 0 | 0 | 0 | 0 | 0 | 0 | 0 | 0 | 0 | 0 | 0 | 0 | 0 | System Off | 0 | 0
7268 | 7268 | 2012-10-29 19:59 | 5.03 | 5.03 | 5.03 | 5.03 | 0 | 0 | 0 | 0 | 0 | 0 | 0 | 0 | 0 | 0 | 0 | 0 | 0 | 0 | 0 | 0 | 0 | System Off | 0 | 0
7269 | 7269 | 2012-10-29 20:59 | 5.09 | 5.09 | 5.09 | 5.09 | 0 | 0 | 0 | 0 | 0 | 0 | 0 | 0 | 0 | 0 | 0 | 0 | 0 | 0 | 0 | 0 | 0 | System Off | 0 | 0
7270 | 7270 | 2012-10-29 21:59 | 5.27 | 5.27 | 5.27 | 5.27 | 0 | 0 | 0 | 0 | 0 | 0 | 0 | 0 | 0 | 0 | 0 | 0 | 0 | 0 | 0 | 0 | 0 | System Off | 0 | 0
7271 | 7271 | 2012-10-29 22:59 | 5.45 | 5.45 | 5.45 | 5.45 | 0 | 0 | 0 | 0 | 0 | 0 | 0 | 0 | 0 | 0 | 0 | 0 | 0 | 0 | 0 | 0 | 0 | System Off | 0 | 0
7272 | 7272 | 2012-10-29 23:59 | 5.63 | 5.63 | 5.63 | 5.63 | 0 | 0 | 0 | 0 | 0 | 0 | 0 | 0 | 0 | 0 | 0 | 0 | 0 | 0 | 0 | 0 | 0 | System Off | 0 | 0
7273 | 7273 | 2012-10-30 00:59 | 5.39 | 5.39 | 5.39 | 5.39 | 0 | 0 | 0 | 0 | 0 | 0 | 0 | 0 | 0 | 0 | 0 | 0 | 0 | 0 | 0 | 0 | 0 | System Off | 0 | 0
7274 | 7274 | 2012-10-30 01:59 | 5.15 | 5.15 | 5.15 | 5.15 | 0 | 0 | 0 | 0 | 0 | 0 | 0 | 0 | 0 | 0 | 0 | 0 | 0 | 0 | 0 | 0 | 0 | System Off | 0 | 0
7275 | 7275 | 2012-10-30 02:59 | 4.91 | 4.91 | 4.91 | 4.91 | 0 | 0 | 0 | 0 | 0 | 0 | 0 | 0 | 0 | 0 | 0 | 0 | 0 | 0 | 0 | 0 | 0 | System Off | 0 | 0
7276 | 7276 | 2012-10-30 03:59 | 5.07 | 5.07 | 5.07 | 5.07 | 0 | 0 | 0 | 0 | 0 | 0 | 0 | 0 | 0 | 0 | 0 | 0 | 0 | 0 | 0 | 0 | 0 | System Off | 0 | 0
7277 | 7277 | 2012-10-30 04:59 | 5.22 | 5.22 | 5.22 | 5.22 | 0 | 0 | 0 | 0 | 0 | 0 | 0 | 0 | 0 | 0 | 0 | 0 | 0 | 0 | 0 | 0 | 0 | System Off | 0 | 0
7278 | 7278 | 2012-10-30 05:59 | 5.37 | 5.37 | 5.37 | 5.37 | 0 | 0 | 0 | 0 | 0 | 0 | 0 | 0 | 0 | 0 | 0 | 0 | 0 | 0 | 0 | 0 | 0 | System Off | 0 | 0
7279 | 7279 | 2012-10-30 06:59 | 5.8 | 7.5 | 7.5 | 5.8 | 121.85 | 84.44 | 43 | 14.76 | 128.57 | 0.69 | 0.66 | 0.64 | 0.03 | 76.88 | 0 | 0 | 33.63 | 0.18341 | 0.056448 | 0.004 | 9.3 | System Off | 1 | 0
7280 | 7280 | 2012-10-30 07:59 | 6.23 | 8.95 | 8.95 | 6.23 | 195.46 | 156.74 | 69 | 14.75 | 202.57 | 0.87 | 0.77 | 0.76 | 0.06 | 112.2 | 0 | 0 | 53.96 | 0.18278 | 0.056448 | 0.007 | 10.14 | System Off | 1 | 0
7281 | 7281 | 2012-10-30 08:59 | 6.66 | 7.67 | 7.67 | 6.66 | 69.31 | 32.82 | 25 | 14.44 | 74.85 | 0.39 | 0.44 | 0.43 | 0.01 | 20.87 | 0 | 0 | 19.63 | 0.1837 | 0.056448 | 0.003 | 12 | System Off | 0 | 0
7282 | 7282 | 2012-10-30 09:59 | 6.96 | 13.09 | 13.09 | 6.96 | 425.92 | 382.91 | 148 | 14.99 | 429.17 | 0.94 | 0.89 | 0.87 | 0.14 | 233.45 | 0 | 0 | 115.29 | 0.1799 | 0.056448 | 0.015 | 10.14 | System Off | 1 | 0
7283 | 7283 | 2012-10-30 10:59 | 7.26 | 9.36 | 9.36 | 7.26 | 136.82 | 99.15 | 49 | 14.54 | 143.85 | 0.81 | 0.69 | 0.67 | 0.04 | 60.98 | 0 | 0 | 38.43 | 0.18321 | 0.056448 | 0.005 | 10.2 | System Off | 0 | 0
7284 | 7284 | 2012-10-30 11:59 | 7.56 | 16.41 | 16.41 | 7.56 | 574.36 | 528.43 | 200 | 14.96 | 573.01 | 0.95 | 0.92 | 0.9 | 0.19 | 323.92 | 0 | 0 | 155.76 | 0.18333 | 0.056448 | 0.02 | 10 | System Off | 1 | 0
7285 | 7285 | 2012-10-30 12:59 | 7.57 | 15.08 | 15.08 | 7.57 | 483.31 | 439.18 | 169 | 14.89 | 485.05 | 0.95 | 0.91 | 0.89 | 0.16 | 289.7 | 0 | 0 | 131.76 | 0.1818 | 0.056448 | 0.017 | 10.06 | System Off | 1 | 0
7286 | 7286 | 2012-10-30 13:59 | 7.57 | 9.17 | 9.17 | 7.57 | 97.8 | 60.82 | 35 | 14.55 | 104.24 | 0.56 | 0.58 | 0.57 | 0.02 | 44.68 | 0 | 0 | 27.44 | 0.18292 | 0.056448 | 0.004 | 11.43 | System Off | 0 | 0
7287 | 7287 | 2012-10-30 14:59 | 7.58 | 8.69 | 8.69 | 7.58 | 66.59 | 30.15 | 24 | 14.45 | 72.1 | 0.41 | 0.42 | 0.41 | 0.01 | 23.32 | 0 | 0 | 18.85 | 0.18236 | 0.056448 | 0.002 | 8.33 | System Off | 0 | 0
7288 | 7288 | 2012-10-30 15:59 | 7.37 | 7.37 | 7.37 | 7.37 | 0 | 0 | 0 | 0 | 0 | 0 | 0 | 0 | 0 | 0 | 0 | 0 | 0 | 0 | 0 | 0 | 0 | System Off | 0 | 0
7289 | 7289 | 2012-10-30 16:59 | 7.16 | 7.16 | 7.16 | 7.16 | 0 | 0 | 0 | 0 | 0 | 0 | 0 | 0 | 0 | 0 | 0 | 0 | 0 | 0 | 0 | 0 | 0 | System Off | 0 | 0
7290 | 7290 | 2012-10-30 17:59 | 6.95 | 6.95 | 6.95 | 6.95 | 0 | 0 | 0 | 0 | 0 | 0 | 0 | 0 | 0 | 0 | 0 | 0 | 0 | 0 | 0 | 0 | 0 | System Off | 0 | 0
7291 | 7291 | 2012-10-30 18:59 | 6.81 | 6.81 | 6.81 | 6.81 | 0 | 0 | 0 | 0 | 0 | 0 | 0 | 0 | 0 | 0 | 0 | 0 | 0 | 0 | 0 | 0 | 0 | System Off | 0 | 0
7292 | 7292 | 2012-10-30 19:59 | 6.68 | 6.68 | 6.68 | 6.68 | 0 | 0 | 0 | 0 | 0 | 0 | 0 | 0 | 0 | 0 | 0 | 0 | 0 | 0 | 0 | 0 | 0 | System Off | 0 | 0
7293 | 7293 | 2012-10-30 20:59 | 6.55 | 6.55 | 6.55 | 6.55 | 0 | 0 | 0 | 0 | 0 | 0 | 0 | 0 | 0 | 0 | 0 | 0 | 0 | 0 | 0 | 0 | 0 | System Off | 0 | 0
7294 | 7294 | 2012-10-30 21:59 | 6.47 | 6.47 | 6.47 | 6.47 | 0 | 0 | 0 | 0 | 0 | 0 | 0 | 0 | 0 | 0 | 0 | 0 | 0 | 0 | 0 | 0 | 0 | System Off | 0 | 0
7295 | 7295 | 2012-10-30 22:59 | 6.38 | 6.38 | 6.38 | 6.38 | 0 | 0 | 0 | 0 | 0 | 0 | 0 | 0 | 0 | 0 | 0 | 0 | 0 | 0 | 0 | 0 | 0 | System Off | 0 | 0
7296 | 7296 | 2012-10-30 23:59 | 6.3 | 6.3 | 6.3 | 6.3 | 0 | 0 | 0 | 0 | 0 | 0 | 0 | 0 | 0 | 0 | 0 | 0 | 0 | 0 | 0 | 0 | 0 | System Off | 0 | 0
7297 | 7297 | 2012-10-31 00:59 | 5.96 | 5.96 | 5.96 | 5.96 | 0 | 0 | 0 | 0 | 0 | 0 | 0 | 0 | 0 | 0 | 0 | 0 | 0 | 0 | 0 | 0 | 0 | System Off | 0 | 0
7298 | 7298 | 2012-10-31 01:59 | 5.62 | 5.62 | 5.62 | 5.62 | 0 | 0 | 0 | 0 | 0 | 0 | 0 | 0 | 0 | 0 | 0 | 0 | 0 | 0 | 0 | 0 | 0 | System Off | 0 | 0
7299 | 7299 | 2012-10-31 02:59 | 5.28 | 5.28 | 5.28 | 5.28 | 0 | 0 | 0 | 0 | 0 | 0 | 0 | 0 | 0 | 0 | 0 | 0 | 0 | 0 | 0 | 0 | 0 | System Off | 0 | 0
7300 | 7300 | 2012-10-31 03:59 | 4.83 | 4.83 | 4.83 | 4.83 | 0 | 0 | 0 | 0 | 0 | 0 | 0 | 0 | 0 | 0 | 0 | 0 | 0 | 0 | 0 | 0 | 0 | System Off | 0 | 0
7301 | 7301 | 2012-10-31 04:59 | 4.37 | 4.37 | 4.37 | 4.37 | 0 | 0 | 0 | 0 | 0 | 0 | 0 | 0 | 0 | 0 | 0 | 0 | 0 | 0 | 0 | 0 | 0 | System Off | 0 | 0
7302 | 7302 | 2012-10-31 05:59 | 3.91 | 3.91 | 3.91 | 3.91 | 0 | 0 | 0 | 0 | 0 | 0 | 0 | 0 | 0 | 0 | 0 | 0 | 0 | 0 | 0 | 0 | 0 | System Off | 0 | 0
7303 | 7303 | 2012-10-31 06:59 | 4.9 | 6.14 | 6.14 | 4.9 | 77.11 | 40.48 | 27 | 14.87 | 82.81 | 0.36 | 0.49 | 0.48 | 0.01 | 46.47 | 0 | 0 | 21.09 | 0.1813 | 0.056448 | 0.003 | 11.11 | System Off | 0 | 0
7304 | 7304 | 2012-10-31 07:59 | 5.88 | 11.71 | 11.71 | 5.88 | 395.48 | 353.05 | 137 | 15.03 | 399.42 | 0.95 | 0.88 | 0.87 | 0.13 | 309.94 | 0 | 0 | 106.67 | 0.17785 | 0.056448 | 0.014 | 10.22 | System Off | 1 | 0
7305 | 7305 | 2012-10-31 08:59 | 6.87 | 17.02 | 17.02 | 6.87 | 722.84 | 673.87 | 251 | 15 | 715.42 | 0.96 | 0.94 | 0.92 | 0.24 | 501.14 | 0 | 0 | 195.34 | 0.18491 | 0.056448 | 0.025 | 9.96 | System Off | 1 | 0
7306 | 7306 | 2012-10-31 09:59 | 8.15 | 20.99 | 20.99 | 8.15 | 931.19 | 877.76 | 325 | 14.92 | 914.44 | 0.98 | 0.96 | 0.94 | 0.32 | 600.87 | 0 | 0 | 253.04 | 0.19044 | 0.056448 | 0.032 | 9.85 | System Off | 1 | 0
7307 | 7307 | 2012-10-31 10:59 | 9.44 | 23.41 | 23.41 | 9.44 | 1034.61 | 978.88 | 364 | 14.8 | 1012.82 | 0.96 | 0.97 | 0.95 | 0.35 | 616.81 | 0 | 0 | 283.79 | 0.19429 | 0.056448 | 0.036 | 9.89 | System Off | 1 | 0
7308 | 7308 | 2012-10-31 11:59 | 10.72 | 23.75 | 23.75 | 10.72 | 987.33 | 932.66 | 348 | 14.78 | 968.04 | 0.98 | 0.96 | 0.94 | 0.34 | 555.15 | 0 | 0 | 271.48 | 0.19533 | 0.056448 | 0.035 | 10.06 | System Off | 1 | 0
7309 | 7309 | 2012-10-31 12:59 | 10.87 | 21.29 | 21.29 | 10.87 | 766.57 | 716.68 | 270 | 14.79 | 757.77 | 0.96 | 0.95 | 0.92 | 0.26 | 459.09 | 0 | 0 | 210.7 | 0.19158 | 0.056448 | 0.027 | 10 | System Off | 1 | 0
7310 | 7310 | 2012-10-31 13:59 | 11.02 | 17.51 | 17.51 | 11.02 | 458.97 | 415.32 | 162 | 14.76 | 461.82 | 0.92 | 0.9 | 0.88 | 0.15 | 307.7 | 0 | 0 | 126.57 | 0.1863 | 0.056448 | 0.016 | 9.88 | System Off | 1 | 0
7311 | 7311 | 2012-10-31 14:59 | 11.18 | 13.58 | 13.58 | 11.18 | 158.28 | 120.22 | 57 | 14.46 | 165.85 | 0.7 | 0.72 | 0.71 | 0.04 | 98.76 | 0 | 0 | 44.74 | 0.1812 | 0.056448 | 0.006 | 10.53 | System Off | 1 | 0
7312 | 7312 | 2012-10-31 15:59 | 9.84 | 9.84 | 9.84 | 9.84 | 0 | 0 | 0 | 0 | 0 | 0 | 0 | 0 | 0 | 0 | 0 | 0 | 0 | 0 | 0 | 0 | 0 | System Off | 0 | 0
7313 | 7313 | 2012-10-31 16:59 | 8.5 | 8.5 | 8.5 | 8.5 | 0 | 0 | 0 | 0 | 0 | 0 | 0 | 0 | 0 | 0 | 0 | 0 | 0 | 0 | 0 | 0 | 0 | System Off | 0 | 0
7314 | 7314 | 2012-10-31 17:59 | 7.16 | 7.16 | 7.16 | 7.16 | 0 | 0 | 0 | 0 | 0 | 0 | 0 | 0 | 0 | 0 | 0 | 0 | 0 | 0 | 0 | 0 | 0 | System Off | 0 | 0
7315 | 7315 | 2012-10-31 18:59 | 6.39 | 6.39 | 6.39 | 6.39 | 0 | 0 | 0 | 0 | 0 | 0 | 0 | 0 | 0 | 0 | 0 | 0 | 0 | 0 | 0 | 0 | 0 | System Off | 0 | 0
7316 | 7316 | 2012-10-31 19:59 | 5.62 | 5.62 | 5.62 | 5.62 | 0 | 0 | 0 | 0 | 0 | 0 | 0 | 0 | 0 | 0 | 0 | 0 | 0 | 0 | 0 | 0 | 0 | System Off | 0 | 0
7317 | 7317 | 2012-10-31 20:59 | 4.85 | 4.85 | 4.85 | 4.85 | 0 | 0 | 0 | 0 | 0 | 0 | 0 | 0 | 0 | 0 | 0 | 0 | 0 | 0 | 0 | 0 | 0 | System Off | 0 | 0
7318 | 7318 | 2012-10-31 21:59 | 4.67 | 4.67 | 4.67 | 4.67 | 0 | 0 | 0 | 0 | 0 | 0 | 0 | 0 | 0 | 0 | 0 | 0 | 0 | 0 | 0 | 0 | 0 | System Off | 0 | 0
7319 | 7319 | 2012-10-31 22:59 | 4.5 | 4.5 | 4.5 | 4.5 | 0 | 0 | 0 | 0 | 0 | 0 | 0 | 0 | 0 | 0 | 0 | 0 | 0 | 0 | 0 | 0 | 0 | System Off | 0 | 0
7320 | 7320 | 2012-10-31 23:59 | 4.32 | 4.32 | 4.32 | 4.32 | 0 | 0 | 0 | 0 | 0 | 0 | 0 | 0 | 0 | 0 | 0 | 0 | 0 | 0 | 0 | 0 | 0 | System Off | 0 | 0
7321 | 7321 | 2012-11-01 00:59 | 4.75 | 4.75 | 4.75 | 4.75 | 0 | 0 | 0 | 0 | 0 | 0 | 0 | 0 | 0 | 0 | 0 | 0 | 0 | 0 | 0 | 0 | 0 | System Off | 0 | 0
7322 | 7322 | 2012-11-01 01:59 | 5.19 | 5.19 | 5.19 | 5.19 | 0 | 0 | 0 | 0 | 0 | 0 | 0 | 0 | 0 | 0 | 0 | 0 | 0 | 0 | 0 | 0 | 0 | System Off | 0 | 0
7323 | 7323 | 2012-11-01 02:59 | 5.62 | 5.62 | 5.62 | 5.62 | 0 | 0 | 0 | 0 | 0 | 0 | 0 | 0 | 0 | 0 | 0 | 0 | 0 | 0 | 0 | 0 | 0 | System Off | 0 | 0
7324 | 7324 | 2012-11-01 03:59 | 5.75 | 5.75 | 5.75 | 5.75 | 0 | 0 | 0 | 0 | 0 | 0 | 0 | 0 | 0 | 0 | 0 | 0 | 0 | 0 | 0 | 0 | 0 | System Off | 0 | 0
7325 | 7325 | 2012-11-01 04:59 | 5.87 | 5.87 | 5.87 | 5.87 | 0 | 0 | 0 | 0 | 0 | 0 | 0 | 0 | 0 | 0 | 0 | 0 | 0 | 0 | 0 | 0 | 0 | System Off | 0 | 0
7326 | 7326 | 2012-11-01 05:59 | 6 | 6 | 6 | 6 | 0 | 0 | 0 | 0 | 0 | 0 | 0 | 0 | 0 | 0 | 0 | 0 | 0 | 0 | 0 | 0 | 0 | System Off | 0 | 0
7327 | 7327 | 2012-11-01 06:59 | 7.19 | 8.37 | 8.37 | 7.19 | 82.47 | 45.75 | 30 | 14.32 | 88.47 | 0.66 | 0.52 | 0.51 | 0.02 | 52.52 | 0 | 0 | 23.6 | 0.18212 | 0.056448 | 0.003 | 10 | System Off | 0 | 0
7328 | 7328 | 2012-11-01 07:59 | 8.37 | 12.43 | 12.43 | 8.37 | 307.19 | 266.43 | 108 | 14.81 | 313.3 | 0.92 | 0.85 | 0.83 | 0.1 | 233.9 | 0 | 0 | 84.37 | 0.17986 | 0.056448 | 0.011 | 10.19 | System Off | 1 | 0
7329 | 7329 | 2012-11-01 08:59 | 9.56 | 12.27 | 12.27 | 9.56 | 208.6 | 169.64 | 74 | 14.68 | 215.98 | 0.81 | 0.79 | 0.77 | 0.06 | 126.16 | 0 | 0 | 57.92 | 0.1798 | 0.056448 | 0.008 | 10.81 | System Off | 1 | 0
7330 | 7330 | 2012-11-01 09:59 | 10.02 | 13.11 | 13.11 | 10.02 | 244.87 | 205.26 | 87 | 14.66 | 252.03 | 0.8 | 0.81 | 0.8 | 0.07 | 140.51 | 0 | 0 | 68.11 | 0.1811 | 0.056448 | 0.009 | 10.34 | System Off | 1 | 0
7331 | 7331 | 2012-11-01 10:59 | 10.48 | 12.29 | 12.29 | 10.48 | 144.79 | 106.98 | 52 | 14.5 | 152.16 | 0.76 | 0.7 | 0.69 | 0.04 | 67.41 | 0 | 0 | 40.8 | 0.17997 | 0.056448 | 0.005 | 9.62 | System Off | 0 | 0
7332 | 7332 | 2012-11-01 11:59 | 10.93 | 11.9 | 11.9 | 10.93 | 77.47 | 40.84 | 28 | 14.41 | 83.56 | 0.35 | 0.49 | 0.48 | 0.01 | 24.31 | 0 | 0 | 22 | 0.17937 | 0.056448 | 0.003 | 10.71 | System Off | 0 | 0
7333 | 7333 | 2012-11-01 12:59 | 10.44 | 14.06 | 14.06 | 10.44 | 296.16 | 255.6 | 105 | 14.69 | 302.69 | 0.86 | 0.84 | 0.83 | 0.09 | 163.74 | 0 | 0 | 82.17 | 0.1826 | 0.056448 | 0.011 | 10.48 | System Off | 1 | 0
7334 | 7334 | 2012-11-01 13:59 | 9.94 | 12.36 | 12.36 | 9.94 | 190.96 | 152.32 | 68 | 14.63 | 198.43 | 0.88 | 0.77 | 0.75 | 0.06 | 112.85 | 0 | 0 | 53.27 | 0.18003 | 0.056448 | 0.007 | 10.29 | System Off | 1 | 0
7335 | 7335 | 2012-11-01 14:59 | 9.45 | 9.7 | 9.7 | 9.45 | 17.23 | 0 | 6 | 14.96 | 19.82 | 0 | 0 | 0 | 0 | 0 | 0 | 0 | 4.68 | 0.17622 | 0.056448 | 0.001 | 16.67 | System Off | 0 | 0
7336 | 7336 | 2012-11-01 15:59 | 8.93 | 8.93 | 8.93 | 8.93 | 0 | 0 | 0 | 0 | 0 | 0 | 0 | 0 | 0 | 0 | 0 | 0 | 0 | 0 | 0 | 0 | 0 | System Off | 0 | 0
7337 | 7337 | 2012-11-01 16:59 | 8.41 | 8.41 | 8.41 | 8.41 | 0 | 0 | 0 | 0 | 0 | 0 | 0 | 0 | 0 | 0 | 0 | 0 | 0 | 0 | 0 | 0 | 0 | System Off | 0 | 0
7338 | 7338 | 2012-11-01 17:59 | 7.89 | 7.89 | 7.89 | 7.89 | 0 | 0 | 0 | 0 | 0 | 0 | 0 | 0 | 0 | 0 | 0 | 0 | 0 | 0 | 0 | 0 | 0 | System Off | 0 | 0
7339 | 7339 | 2012-11-01 18:59 | 7.6 | 7.6 | 7.6 | 7.6 | 0 | 0 | 0 | 0 | 0 | 0 | 0 | 0 | 0 | 0 | 0 | 0 | 0 | 0 | 0 | 0 | 0 | System Off | 0 | 0
7340 | 7340 | 2012-11-01 19:59 | 7.31 | 7.31 | 7.31 | 7.31 | 0 | 0 | 0 | 0 | 0 | 0 | 0 | 0 | 0 | 0 | 0 | 0 | 0 | 0 | 0 | 0 | 0 | System Off | 0 | 0
7341 | 7341 | 2012-11-01 20:59 | 7.01 | 7.01 | 7.01 | 7.01 | 0 | 0 | 0 | 0 | 0 | 0 | 0 | 0 | 0 | 0 | 0 | 0 | 0 | 0 | 0 | 0 | 0 | System Off | 0 | 0
7342 | 7342 | 2012-11-01 21:59 | 6.98 | 6.98 | 6.98 | 6.98 | 0 | 0 | 0 | 0 | 0 | 0 | 0 | 0 | 0 | 0 | 0 | 0 | 0 | 0 | 0 | 0 | 0 | System Off | 0 | 0
7343 | 7343 | 2012-11-01 22:59 | 6.95 | 6.95 | 6.95 | 6.95 | 0 | 0 | 0 | 0 | 0 | 0 | 0 | 0 | 0 | 0 | 0 | 0 | 0 | 0 | 0 | 0 | 0 | System Off | 0 | 0
7344 | 7344 | 2012-11-01 23:59 | 6.92 | 6.92 | 6.92 | 6.92 | 0 | 0 | 0 | 0 | 0 | 0 | 0 | 0 | 0 | 0 | 0 | 0 | 0 | 0 | 0 | 0 | 0 | System Off | 0 | 0
7345 | 7345 | 2012-11-02 00:59 | 6.5 | 6.5 | 6.5 | 6.5 | 0 | 0 | 0 | 0 | 0 | 0 | 0 | 0 | 0 | 0 | 0 | 0 | 0 | 0 | 0 | 0 | 0 | System Off | 0 | 0
7346 | 7346 | 2012-11-02 01:59 | 6.08 | 6.08 | 6.08 | 6.08 | 0 | 0 | 0 | 0 | 0 | 0 | 0 | 0 | 0 | 0 | 0 | 0 | 0 | 0 | 0 | 0 | 0 | System Off | 0 | 0
7347 | 7347 | 2012-11-02 02:59 | 5.66 | 5.66 | 5.66 | 5.66 | 0 | 0 | 0 | 0 | 0 | 0 | 0 | 0 | 0 | 0 | 0 | 0 | 0 | 0 | 0 | 0 | 0 | System Off | 0 | 0
7348 | 7348 | 2012-11-02 03:59 | 5.51 | 5.51 | 5.51 | 5.51 | 0 | 0 | 0 | 0 | 0 | 0 | 0 | 0 | 0 | 0 | 0 | 0 | 0 | 0 | 0 | 0 | 0 | System Off | 0 | 0
7349 | 7349 | 2012-11-02 04:59 | 5.35 | 5.35 | 5.35 | 5.35 | 0 | 0 | 0 | 0 | 0 | 0 | 0 | 0 | 0 | 0 | 0 | 0 | 0 | 0 | 0 | 0 | 0 | System Off | 0 | 0
7350 | 7350 | 2012-11-02 05:59 | 5.2 | 5.2 | 5.2 | 5.2 | 0 | 0 | 0 | 0 | 0 | 0 | 0 | 0 | 0 | 0 | 0 | 0 | 0 | 0 | 0 | 0 | 0 | System Off | 0 | 0
7351 | 7351 | 2012-11-02 06:59 | 5.96 | 7.2 | 7.2 | 5.96 | 85.64 | 48.87 | 31 | 14.39 | 91.65 | 0.64 | 0.53 | 0.52 | 0.02 | 56.1 | 0 | 0 | 24.36 | 0.18302 | 0.056448 | 0.003 | 9.68 | System Off | 0 | 0
7352 | 7352 | 2012-11-02 07:59 | 6.71 | 11.73 | 11.73 | 6.71 | 386.45 | 344.19 | 134 | 15.02 | 390.64 | 0.89 | 0.88 | 0.86 | 0.12 | 302.17 | 0 | 0 | 104.38 | 0.17885 | 0.056448 | 0.014 | 10.45 | System Off | 1 | 0
7353 | 7353 | 2012-11-02 08:59 | 7.47 | 16.2 | 16.2 | 7.47 | 707.1 | 658.46 | 245 | 15.03 | 700.27 | 0.98 | 0.94 | 0.92 | 0.24 | 489.68 | 0 | 0 | 190.69 | 0.18545 | 0.056448 | 0.025 | 10.2 | System Off | 1 | 0
7354 | 7354 | 2012-11-02 09:59 | 8.41 | 19.83 | 19.83 | 8.41 | 955.36 | 901.4 | 332 | 14.99 | 937.23 | 0.99 | 0.96 | 0.94 | 0.33 | 617.04 | 0 | 0 | 258.43 | 0.19116 | 0.056448 | 0.033 | 9.94 | System Off | 1 | 0
7355 | 7355 | 2012-11-02 10:59 | 9.34 | 21.59 | 21.59 | 9.34 | 1054.75 | 998.56 | 368 | 14.93 | 1031.76 | 0.98 | 0.97 | 0.95 | 0.36 | 629.21 | 0 | 0 | 286.64 | 0.19433 | 0.056448 | 0.037 | 10.05 | System Off | 1 | 0
7356 | 7356 | 2012-11-02 11:59 | 10.27 | 19.72 | 19.72 | 10.27 | 832.07 | 780.79 | 290 | 14.94 | 819.99 | 0.96 | 0.95 | 0.93 | 0.28 | 464.75 | 0 | 0 | 225.97 | 0.19171 | 0.056448 | 0.029 | 10 | System Off | 1 | 0
7357 | 7357 | 2012-11-02 12:59 | 9.78 | 12.07 | 12.07 | 9.78 | 186.58 | 148.02 | 66 | 14.72 | 194.03 | 0.75 | 0.76 | 0.75 | 0.05 | 94.82 | 0 | 0 | 51.64 | 0.1797 | 0.056448 | 0.007 | 10.61 | System Off | 1 | 0
7358 | 7358 | 2012-11-02 13:59 | 9.3 | 10.12 | 10.12 | 9.3 | 61.39 | 25.04 | 22 | 14.53 | 66.78 | 0.44 | 0.37 | 0.37 | 0.01 | 18.55 | 0 | 0 | 17.26 | 0.17682 | 0.056448 | 0.002 | 9.09 | System Off | 0 | 0
7359 | 7359 | 2012-11-02 14:59 | 8.81 | 10.43 | 10.43 | 8.81 | 120 | 82.62 | 43 | 14.53 | 126.93 | 0.69 | 0.65 | 0.64 | 0.03 | 67.87 | 0 | 0 | 33.73 | 0.17721 | 0.056448 | 0.004 | 9.3 | System Off | 0 | 0
7360 | 7360 | 2012-11-02 15:59 | 8.47 | 8.47 | 8.47 | 8.47 | 0 | 0 | 0 | 0 | 0 | 0 | 0 | 0 | 0 | 0 | 0 | 0 | 0 | 0 | 0 | 0 | 0 | System Off | 0 | 0
7361 | 7361 | 2012-11-02 16:59 | 8.13 | 8.13 | 8.13 | 8.13 | 0 | 0 | 0 | 0 | 0 | 0 | 0 | 0 | 0 | 0 | 0 | 0 | 0 | 0 | 0 | 0 | 0 | System Off | 0 | 0
7362 | 7362 | 2012-11-02 17:59 | 7.79 | 7.79 | 7.79 | 7.79 | 0 | 0 | 0 | 0 | 0 | 0 | 0 | 0 | 0 | 0 | 0 | 0 | 0 | 0 | 0 | 0 | 0 | System Off | 0 | 0
7363 | 7363 | 2012-11-02 18:59 | 7.72 | 7.72 | 7.72 | 7.72 | 0 | 0 | 0 | 0 | 0 | 0 | 0 | 0 | 0 | 0 | 0 | 0 | 0 | 0 | 0 | 0 | 0 | System Off | 0 | 0
7364 | 7364 | 2012-11-02 19:59 | 7.65 | 7.65 | 7.65 | 7.65 | 0 | 0 | 0 | 0 | 0 | 0 | 0 | 0 | 0 | 0 | 0 | 0 | 0 | 0 | 0 | 0 | 0 | System Off | 0 | 0
7365 | 7365 | 2012-11-02 20:59 | 7.57 | 7.57 | 7.57 | 7.57 | 0 | 0 | 0 | 0 | 0 | 0 | 0 | 0 | 0 | 0 | 0 | 0 | 0 | 0 | 0 | 0 | 0 | System Off | 0 | 0
7366 | 7366 | 2012-11-02 21:59 | 7.26 | 7.26 | 7.26 | 7.26 | 0 | 0 | 0 | 0 | 0 | 0 | 0 | 0 | 0 | 0 | 0 | 0 | 0 | 0 | 0 | 0 | 0 | System Off | 0 | 0
7367 | 7367 | 2012-11-02 22:59 | 6.94 | 6.94 | 6.94 | 6.94 | 0 | 0 | 0 | 0 | 0 | 0 | 0 | 0 | 0 | 0 | 0 | 0 | 0 | 0 | 0 | 0 | 0 | System Off | 0 | 0
7368 | 7368 | 2012-11-02 23:59 | 6.62 | 6.62 | 6.62 | 6.62 | 0 | 0 | 0 | 0 | 0 | 0 | 0 | 0 | 0 | 0 | 0 | 0 | 0 | 0 | 0 | 0 | 0 | System Off | 0 | 0
7369 | 7369 | 2012-11-03 00:59 | 6.49 | 6.49 | 6.49 | 6.49 | 0 | 0 | 0 | 0 | 0 | 0 | 0 | 0 | 0 | 0 | 0 | 0 | 0 | 0 | 0 | 0 | 0 | System Off | 0 | 0
7370 | 7370 | 2012-11-03 01:59 | 6.36 | 6.36 | 6.36 | 6.36 | 0 | 0 | 0 | 0 | 0 | 0 | 0 | 0 | 0 | 0 | 0 | 0 | 0 | 0 | 0 | 0 | 0 | System Off | 0 | 0
7371 | 7371 | 2012-11-03 02:59 | 6.23 | 6.23 | 6.23 | 6.23 | 0 | 0 | 0 | 0 | 0 | 0 | 0 | 0 | 0 | 0 | 0 | 0 | 0 | 0 | 0 | 0 | 0 | System Off | 0 | 0
7372 | 7372 | 2012-11-03 03:59 | 6.37 | 6.37 | 6.37 | 6.37 | 0 | 0 | 0 | 0 | 0 | 0 | 0 | 0 | 0 | 0 | 0 | 0 | 0 | 0 | 0 | 0 | 0 | System Off | 0 | 0
7373 | 7373 | 2012-11-03 04:59 | 6.5 | 6.5 | 6.5 | 6.5 | 0 | 0 | 0 | 0 | 0 | 0 | 0 | 0 | 0 | 0 | 0 | 0 | 0 | 0 | 0 | 0 | 0 | System Off | 0 | 0
7374 | 7374 | 2012-11-03 05:59 | 6.63 | 6.63 | 6.63 | 6.63 | 0 | 0 | 0 | 0 | 0 | 0 | 0 | 0 | 0 | 0 | 0 | 0 | 0 | 0 | 0 | 0 | 0 | System Off | 0 | 0
7375 | 7375 | 2012-11-03 06:59 | 7.32 | 7.51 | 7.51 | 7.32 | 10.65 | 0 | 4 | 13.87 | 12.48 | 0 | 0 | 0 | 0 | 0 | 0 | 0 | 3.17 | 0.18095 | 0.056448 | 0 | 0 | System Off | 0 | 0
7376 | 7376 | 2012-11-03 07:59 | 8.01 | 9.81 | 9.81 | 8.01 | 114.53 | 77.25 | 41 | 14.55 | 121.33 | 0.72 | 0.64 | 0.62 | 0.03 | 67.82 | 0 | 0 | 32.15 | 0.18385 | 0.056448 | 0.004 | 9.76 | System Off | 1 | 0
7377 | 7377 | 2012-11-03 08:59 | 8.7 | 10.81 | 10.81 | 8.7 | 135.95 | 98.29 | 49 | 14.45 | 143.1 | 0.81 | 0.69 | 0.67 | 0.04 | 73.1 | 0 | 0 | 38.47 | 0.17736 | 0.056448 | 0.005 | 10.2 | System Off | 1 | 0
7378 | 7378 | 2012-11-03 09:59 | 9.69 | 10.94 | 10.94 | 9.69 | 75.42 | 38.83 | 27 | 14.55 | 81.38 | 0.36 | 0.48 | 0.47 | 0.01 | 26.58 | 0 | 0 | 21.17 | 0.17761 | 0.056448 | 0.003 | 11.11 | System Off | 0 | 0
7379 | 7379 | 2012-11-03 10:59 | 10.67 | 12.69 | 12.69 | 10.67 | 117.88 | 80.55 | 43 | 14.28 | 124.98 | 0.69 | 0.64 | 0.63 | 0.03 | 50.75 | 0 | 0 | 33.83 | 0.17978 | 0.056448 | 0.004 | 9.3 | System Off | 0 | 0
7380 | 7380 | 2012-11-03 11:59 | 11.65 | 13.01 | 13.01 | 11.65 | 74.7 | 38.12 | 27 | 14.41 | 80.78 | 0.36 | 0.47 | 0.46 | 0.01 | 22.69 | 0 | 0 | 21.21 | 0.18032 | 0.056448 | 0.003 | 11.11 | System Off | 0 | 0
7381 | 7381 | 2012-11-03 12:59 | 11.04 | 17.3 | 17.3 | 11.04 | 402.17 | 359.61 | 142 | 14.75 | 406.68 | 0.91 | 0.88 | 0.87 | 0.13 | 230.36 | 0 | 0 | 110.95 | 0.18531 | 0.056448 | 0.014 | 9.86 | System Off | 1 | 0
7382 | 7382 | 2012-11-03 13:59 | 10.43 | 16.68 | 16.68 | 10.43 | 450.59 | 407.1 | 159 | 14.76 | 453.6 | 0.94 | 0.9 | 0.88 | 0.15 | 301.61 | 0 | 0 | 124.23 | 0.18531 | 0.056448 | 0.016 | 10.06 | System Off | 1 | 0
7383 | 7383 | 2012-11-03 14:59 | 9.82 | 11.48 | 11.48 | 9.82 | 124.72 | 87.26 | 45 | 14.44 | 131.81 | 0.66 | 0.66 | 0.65 | 0.03 | 71.68 | 0 | 0 | 35.34 | 0.1787 | 0.056448 | 0.005 | 11.11 | System Off | 1 | 0
7384 | 7384 | 2012-11-03 15:59 | 9.2 | 9.2 | 9.2 | 9.2 | 0 | 0 | 0 | 0 | 0 | 0 | 0 | 0 | 0 | 0 | 0 | 0 | 0 | 0 | 0 | 0 | 0 | System Off | 0 | 0
7385 | 7385 | 2012-11-03 16:59 | 8.59 | 8.59 | 8.59 | 8.59 | 0 | 0 | 0 | 0 | 0 | 0 | 0 | 0 | 0 | 0 | 0 | 0 | 0 | 0 | 0 | 0 | 0 | System Off | 0 | 0
7386 | 7386 | 2012-11-03 17:59 | 7.98 | 7.98 | 7.98 | 7.98 | 0 | 0 | 0 | 0 | 0 | 0 | 0 | 0 | 0 | 0 | 0 | 0 | 0 | 0 | 0 | 0 | 0 | System Off | 0 | 0
7387 | 7387 | 2012-11-03 18:59 | 7.63 | 7.63 | 7.63 | 7.63 | 0 | 0 | 0 | 0 | 0 | 0 | 0 | 0 | 0 | 0 | 0 | 0 | 0 | 0 | 0 | 0 | 0 | System Off | 0 | 0
7388 | 7388 | 2012-11-03 19:59 | 7.28 | 7.28 | 7.28 | 7.28 | 0 | 0 | 0 | 0 | 0 | 0 | 0 | 0 | 0 | 0 | 0 | 0 | 0 | 0 | 0 | 0 | 0 | System Off | 0 | 0
7389 | 7389 | 2012-11-03 20:59 | 6.92 | 6.92 | 6.92 | 6.92 | 0 | 0 | 0 | 0 | 0 | 0 | 0 | 0 | 0 | 0 | 0 | 0 | 0 | 0 | 0 | 0 | 0 | System Off | 0 | 0
7390 | 7390 | 2012-11-03 21:59 | 6.75 | 6.75 | 6.75 | 6.75 | 0 | 0 | 0 | 0 | 0 | 0 | 0 | 0 | 0 | 0 | 0 | 0 | 0 | 0 | 0 | 0 | 0 | System Off | 0 | 0
7391 | 7391 | 2012-11-03 22:59 | 6.57 | 6.57 | 6.57 | 6.57 | 0 | 0 | 0 | 0 | 0 | 0 | 0 | 0 | 0 | 0 | 0 | 0 | 0 | 0 | 0 | 0 | 0 | System Off | 0 | 0
7392 | 7392 | 2012-11-03 23:59 | 6.39 | 6.39 | 6.39 | 6.39 | 0 | 0 | 0 | 0 | 0 | 0 | 0 | 0 | 0 | 0 | 0 | 0 | 0 | 0 | 0 | 0 | 0 | System Off | 0 | 0
7393 | 7393 | 2012-11-04 00:59 | 5.93 | 5.93 | 5.93 | 5.93 | 0 | 0 | 0 | 0 | 0 | 0 | 0 | 0 | 0 | 0 | 0 | 0 | 0 | 0 | 0 | 0 | 0 | System Off | 0 | 0
7394 | 7394 | 2012-11-04 01:59 | 5.47 | 5.47 | 5.47 | 5.47 | 0 | 0 | 0 | 0 | 0 | 0 | 0 | 0 | 0 | 0 | 0 | 0 | 0 | 0 | 0 | 0 | 0 | System Off | 0 | 0
7395 | 7395 | 2012-11-04 02:59 | 5 | 5 | 5 | 5 | 0 | 0 | 0 | 0 | 0 | 0 | 0 | 0 | 0 | 0 | 0 | 0 | 0 | 0 | 0 | 0 | 0 | System Off | 0 | 0
7396 | 7396 | 2012-11-04 03:59 | 4.71 | 4.71 | 4.71 | 4.71 | 0 | 0 | 0 | 0 | 0 | 0 | 0 | 0 | 0 | 0 | 0 | 0 | 0 | 0 | 0 | 0 | 0 | System Off | 0 | 0
7397 | 7397 | 2012-11-04 04:59 | 4.41 | 4.41 | 4.41 | 4.41 | 0 | 0 | 0 | 0 | 0 | 0 | 0 | 0 | 0 | 0 | 0 | 0 | 0 | 0 | 0 | 0 | 0 | System Off | 0 | 0
7398 | 7398 | 2012-11-04 05:59 | 4.12 | 4.12 | 4.12 | 4.12 | 0 | 0 | 0 | 0 | 0 | 0 | 0 | 0 | 0 | 0 | 0 | 0 | 0 | 0 | 0 | 0 | 0 | System Off | 0 | 0
7399 | 7399 | 2012-11-04 06:59 | 5.29 | 6.33 | 6.33 | 5.29 | 63.86 | 27.46 | 23 | 14.46 | 69.12 | 0.43 | 0.4 | 0.39 | 0.01 | 31.52 | 0 | 0 | 18.06 | 0.18165 | 0.056448 | 0.002 | 8.7 | System Off | 0 | 0
7400 | 7400 | 2012-11-04 07:59 | 6.46 | 8.14 | 8.14 | 6.46 | 110.47 | 73.26 | 39 | 14.75 | 117.08 | 0.75 | 0.63 | 0.61 | 0.03 | 64.32 | 0 | 0 | 30.5 | 0.18414 | 0.056448 | 0.004 | 10.26 | System Off | 0 | 0
7401 | 7401 | 2012-11-04 08:59 | 7.63 | 11.58 | 11.58 | 7.63 | 278.79 | 238.55 | 98 | 14.82 | 285.3 | 0.92 | 0.84 | 0.82 | 0.09 | 177.4 | 0 | 0 | 76.55 | 0.17834 | 0.056448 | 0.01 | 10.2 | System Off | 1 | 0
7402 | 7402 | 2012-11-04 09:59 | 8.72 | 13.51 | 13.51 | 8.72 | 344.87 | 303.4 | 121 | 14.84 | 350.32 | 0.91 | 0.87 | 0.85 | 0.11 | 207.69 | 0 | 0 | 94.47 | 0.181 | 0.056448 | 0.012 | 9.92 | System Off | 1 | 0
7403 | 7403 | 2012-11-04 10:59 | 9.8 | 15.14 | 15.14 | 9.8 | 391.33 | 348.97 | 138 | 14.77 | 395.85 | 0.94 | 0.88 | 0.86 | 0.13 | 219.9 | 0 | 0 | 107.83 | 0.18337 | 0.056448 | 0.014 | 10.14 | System Off | 1 | 0
7404 | 7404 | 2012-11-04 11:59 | 10.88 | 13.94 | 13.94 | 10.88 | 224.29 | 185.05 | 80 | 14.6 | 231.76 | 0.87 | 0.8 | 0.78 | 0.07 | 110.15 | 0 | 0 | 62.68 | 0.18194 | 0.056448 | 0.008 | 10 | System Off | 1 | 0
7405 | 7405 | 2012-11-04 12:59 | 10.89 | 16.09 | 16.09 | 10.89 | 401.84 | 359.29 | 142 | 14.74 | 406.22 | 0.91 | 0.88 | 0.87 | 0.13 | 230.15 | 0 | 0 | 111.01 | 0.1851 | 0.056448 | 0.014 | 9.86 | System Off | 1 | 0
7406 | 7406 | 2012-11-04 13:59 | 10.9 | 14.87 | 14.87 | 10.9 | 316.91 | 275.96 | 112 | 14.74 | 323.15 | 0.89 | 0.85 | 0.84 | 0.1 | 204.45 | 0 | 0 | 87.58 | 0.18359 | 0.056448 | 0.011 | 9.82 | System Off | 1 | 0
7407 | 7407 | 2012-11-04 14:59 | 10.91 | 11.2 | 11.2 | 10.91 | 21.6 | 0 | 8 | 14.06 | 24.64 | 0 | 0 | 0 | 0 | 0 | 0 | 0 | 6.31 | 0.17833 | 0.056448 | 0.001 | 12.5 | System Off | 0 | 0
7408 | 7408 | 2012-11-04 15:59 | 10.03 | 10.03 | 10.03 | 10.03 | 0 | 0 | 0 | 0 | 0 | 0 | 0 | 0 | 0 | 0 | 0 | 0 | 0 | 0 | 0 | 0 | 0 | System Off | 0 | 0
7409 | 7409 | 2012-11-04 16:59 | 9.16 | 9.16 | 9.16 | 9.16 | 0 | 0 | 0 | 0 | 0 | 0 | 0 | 0 | 0 | 0 | 0 | 0 | 0 | 0 | 0 | 0 | 0 | System Off | 0 | 0
7410 | 7410 | 2012-11-04 17:59 | 8.28 | 8.28 | 8.28 | 8.28 | 0 | 0 | 0 | 0 | 0 | 0 | 0 | 0 | 0 | 0 | 0 | 0 | 0 | 0 | 0 | 0 | 0 | System Off | 0 | 0
7411 | 7411 | 2012-11-04 18:59 | 7.76 | 7.76 | 7.76 | 7.76 | 0 | 0 | 0 | 0 | 0 | 0 | 0 | 0 | 0 | 0 | 0 | 0 | 0 | 0 | 0 | 0 | 0 | System Off | 0 | 0
7412 | 7412 | 2012-11-04 19:59 | 7.24 | 7.24 | 7.24 | 7.24 | 0 | 0 | 0 | 0 | 0 | 0 | 0 | 0 | 0 | 0 | 0 | 0 | 0 | 0 | 0 | 0 | 0 | System Off | 0 | 0
7413 | 7413 | 2012-11-04 20:59 | 6.72 | 6.72 | 6.72 | 6.72 | 0 | 0 | 0 | 0 | 0 | 0 | 0 | 0 | 0 | 0 | 0 | 0 | 0 | 0 | 0 | 0 | 0 | System Off | 0 | 0
7414 | 7414 | 2012-11-04 21:59 | 6.68 | 6.68 | 6.68 | 6.68 | 0 | 0 | 0 | 0 | 0 | 0 | 0 | 0 | 0 | 0 | 0 | 0 | 0 | 0 | 0 | 0 | 0 | System Off | 0 | 0
7415 | 7415 | 2012-11-04 22:59 | 6.64 | 6.64 | 6.64 | 6.64 | 0 | 0 | 0 | 0 | 0 | 0 | 0 | 0 | 0 | 0 | 0 | 0 | 0 | 0 | 0 | 0 | 0 | System Off | 0 | 0
7416 | 7416 | 2012-11-04 23:59 | 6.6 | 6.6 | 6.6 | 6.6 | 0 | 0 | 0 | 0 | 0 | 0 | 0 | 0 | 0 | 0 | 0 | 0 | 0 | 0 | 0 | 0 | 0 | System Off | 0 | 0
7417 | 7417 | 2012-11-05 00:59 | 6.67 | 6.67 | 6.67 | 6.67 | 0 | 0 | 0 | 0 | 0 | 0 | 0 | 0 | 0 | 0 | 0 | 0 | 0 | 0 | 0 | 0 | 0 | System Off | 0 | 0
7418 | 7418 | 2012-11-05 01:59 | 6.75 | 6.75 | 6.75 | 6.75 | 0 | 0 | 0 | 0 | 0 | 0 | 0 | 0 | 0 | 0 | 0 | 0 | 0 | 0 | 0 | 0 | 0 | System Off | 0 | 0
7419 | 7419 | 2012-11-05 02:59 | 6.82 | 6.82 | 6.82 | 6.82 | 0 | 0 | 0 | 0 | 0 | 0 | 0 | 0 | 0 | 0 | 0 | 0 | 0 | 0 | 0 | 0 | 0 | System Off | 0 | 0
7420 | 7420 | 2012-11-05 03:59 | 6.86 | 6.86 | 6.86 | 6.86 | 0 | 0 | 0 | 0 | 0 | 0 | 0 | 0 | 0 | 0 | 0 | 0 | 0 | 0 | 0 | 0 | 0 | System Off | 0 | 0
7421 | 7421 | 2012-11-05 04:59 | 6.89 | 6.89 | 6.89 | 6.89 | 0 | 0 | 0 | 0 | 0 | 0 | 0 | 0 | 0 | 0 | 0 | 0 | 0 | 0 | 0 | 0 | 0 | System Off | 0 | 0
7422 | 7422 | 2012-11-05 05:59 | 6.93 | 6.93 | 6.93 | 6.93 | 0 | 0 | 0 | 0 | 0 | 0 | 0 | 0 | 0 | 0 | 0 | 0 | 0 | 0 | 0 | 0 | 0 | System Off | 0 | 0
7423 | 7423 | 2012-11-05 06:59 | 7.24 | 8.17 | 8.17 | 7.24 | 59.22 | 22.9 | 21 | 14.69 | 64.4 | 0.46 | 0.36 | 0.35 | 0.01 | 26.29 | 0 | 0 | 16.44 | 0.18172 | 0.056448 | 0.002 | 9.52 | System Off | 0 | 0
7424 | 7424 | 2012-11-05 07:59 | 7.55 | 9.99 | 9.99 | 7.55 | 169.77 | 131.51 | 60 | 14.74 | 177.02 | 0.83 | 0.74 | 0.73 | 0.05 | 115.45 | 0 | 0 | 46.93 | 0.17633 | 0.056448 | 0.006 | 10 | System Off | 1 | 0
7425 | 7425 | 2012-11-05 08:59 | 7.86 | 14.65 | 14.65 | 7.86 | 511.14 | 466.47 | 178 | 14.96 | 511.87 | 0.95 | 0.91 | 0.89 | 0.17 | 346.9 | 0 | 0 | 138.71 | 0.18265 | 0.056448 | 0.018 | 10.11 | System Off | 1 | 0
7426 | 7426 | 2012-11-05 09:59 | 8.22 | 11.42 | 11.42 | 8.22 | 241.65 | 202.09 | 85 | 14.81 | 248.65 | 0.82 | 0.81 | 0.8 | 0.07 | 138.34 | 0 | 0 | 66.42 | 0.1785 | 0.056448 | 0.009 | 10.59 | System Off | 1 | 0
7427 | 7427 | 2012-11-05 10:59 | 8.57 | 10.95 | 10.95 | 8.57 | 182.54 | 144.06 | 65 | 14.63 | 189.89 | 0.77 | 0.76 | 0.74 | 0.05 | 90.77 | 0 | 0 | 50.92 | 0.17799 | 0.056448 | 0.007 | 10.77 | System Off | 1 | 0
7428 | 7428 | 2012-11-05 11:59 | 8.92 | 12.42 | 12.42 | 8.92 | 277.93 | 237.7 | 98 | 14.77 | 284.55 | 0.92 | 0.84 | 0.82 | 0.09 | 141.49 | 0 | 0 | 76.61 | 0.18012 | 0.056448 | 0.01 | 10.2 | System Off | 1 | 0
7429 | 7429 | 2012-11-05 12:59 | 8.44 | 10.23 | 10.23 | 8.44 | 133.85 | 96.23 | 48 | 14.52 | 140.93 | 0.62 | 0.68 | 0.67 | 0.03 | 61.64 | 0 | 0 | 37.65 | 0.17695 | 0.056448 | 0.005 | 10.42 | System Off | 0 | 0
7430 | 7430 | 2012-11-05 13:59 | 7.95 | 11.83 | 11.83 | 7.95 | 285.7 | 245.34 | 100 | 14.88 | 292.13 | 0.89 | 0.84 | 0.82 | 0.09 | 181.77 | 0 | 0 | 78.05 | 0.17887 | 0.056448 | 0.01 | 10 | System Off | 1 | 0
7431 | 7431 | 2012-11-05 14:59 | 7.47 | 9.21 | 9.21 | 7.47 | 119.59 | 82.23 | 43 | 14.49 | 126.42 | 0.7 | 0.65 | 0.64 | 0.03 | 67.55 | 0 | 0 | 33.75 | 0.18319 | 0.056448 | 0.004 | 9.3 | System Off | 0 | 0
7432 | 7432 | 2012-11-05 15:59 | 7.05 | 7.05 | 7.05 | 7.05 | 0 | 0 | 0 | 0 | 0 | 0 | 0 | 0 | 0 | 0 | 0 | 0 | 0 | 0 | 0 | 0 | 0 | System Off | 0 | 0
7433 | 7433 | 2012-11-05 16:59 | 6.64 | 6.64 | 6.64 | 6.64 | 0 | 0 | 0 | 0 | 0 | 0 | 0 | 0 | 0 | 0 | 0 | 0 | 0 | 0 | 0 | 0 | 0 | System Off | 0 | 0
7434 | 7434 | 2012-11-05 17:59 | 6.23 | 6.23 | 6.23 | 6.23 | 0 | 0 | 0 | 0 | 0 | 0 | 0 | 0 | 0 | 0 | 0 | 0 | 0 | 0 | 0 | 0 | 0 | System Off | 0 | 0
7435 | 7435 | 2012-11-05 18:59 | 5.88 | 5.88 | 5.88 | 5.88 | 0 | 0 | 0 | 0 | 0 | 0 | 0 | 0 | 0 | 0 | 0 | 0 | 0 | 0 | 0 | 0 | 0 | System Off | 0 | 0
7436 | 7436 | 2012-11-05 19:59 | 5.53 | 5.53 | 5.53 | 5.53 | 0 | 0 | 0 | 0 | 0 | 0 | 0 | 0 | 0 | 0 | 0 | 0 | 0 | 0 | 0 | 0 | 0 | System Off | 0 | 0
7437 | 7437 | 2012-11-05 20:59 | 5.18 | 5.18 | 5.18 | 5.18 | 0 | 0 | 0 | 0 | 0 | 0 | 0 | 0 | 0 | 0 | 0 | 0 | 0 | 0 | 0 | 0 | 0 | System Off | 0 | 0
7438 | 7438 | 2012-11-05 21:59 | 4.98 | 4.98 | 4.98 | 4.98 | 0 | 0 | 0 | 0 | 0 | 0 | 0 | 0 | 0 | 0 | 0 | 0 | 0 | 0 | 0 | 0 | 0 | System Off | 0 | 0
7439 | 7439 | 2012-11-05 22:59 | 4.77 | 4.77 | 4.77 | 4.77 | 0 | 0 | 0 | 0 | 0 | 0 | 0 | 0 | 0 | 0 | 0 | 0 | 0 | 0 | 0 | 0 | 0 | System Off | 0 | 0
7440 | 7440 | 2012-11-05 23:59 | 4.57 | 4.57 | 4.57 | 4.57 | 0 | 0 | 0 | 0 | 0 | 0 | 0 | 0 | 0 | 0 | 0 | 0 | 0 | 0 | 0 | 0 | 0 | System Off | 0 | 0
7441 | 7441 | 2012-11-06 00:59 | 4.62 | 4.62 | 4.62 | 4.62 | 0 | 0 | 0 | 0 | 0 | 0 | 0 | 0 | 0 | 0 | 0 | 0 | 0 | 0 | 0 | 0 | 0 | System Off | 0 | 0
7442 | 7442 | 2012-11-06 01:59 | 4.67 | 4.67 | 4.67 | 4.67 | 0 | 0 | 0 | 0 | 0 | 0 | 0 | 0 | 0 | 0 | 0 | 0 | 0 | 0 | 0 | 0 | 0 | System Off | 0 | 0
7443 | 7443 | 2012-11-06 02:59 | 4.71 | 4.71 | 4.71 | 4.71 | 0 | 0 | 0 | 0 | 0 | 0 | 0 | 0 | 0 | 0 | 0 | 0 | 0 | 0 | 0 | 0 | 0 | System Off | 0 | 0
7444 | 7444 | 2012-11-06 03:59 | 4.7 | 4.7 | 4.7 | 4.7 | 0 | 0 | 0 | 0 | 0 | 0 | 0 | 0 | 0 | 0 | 0 | 0 | 0 | 0 | 0 | 0 | 0 | System Off | 0 | 0
7445 | 7445 | 2012-11-06 04:59 | 4.68 | 4.68 | 4.68 | 4.68 | 0 | 0 | 0 | 0 | 0 | 0 | 0 | 0 | 0 | 0 | 0 | 0 | 0 | 0 | 0 | 0 | 0 | System Off | 0 | 0
7446 | 7446 | 2012-11-06 05:59 | 4.66 | 4.66 | 4.66 | 4.66 | 0 | 0 | 0 | 0 | 0 | 0 | 0 | 0 | 0 | 0 | 0 | 0 | 0 | 0 | 0 | 0 | 0 | System Off | 0 | 0
7447 | 7447 | 2012-11-06 06:59 | 5.12 | 6.2 | 6.2 | 5.12 | 68.87 | 32.38 | 25 | 14.35 | 74.31 | 0.4 | 0.44 | 0.43 | 0.01 | 37.17 | 0 | 0 | 19.66 | 0.18152 | 0.056448 | 0.003 | 12 | System Off | 0 | 0
7448 | 7448 | 2012-11-06 07:59 | 5.59 | 10.56 | 10.56 | 5.59 | 346.23 | 304.74 | 120 | 15.03 | 351.3 | 0.91 | 0.87 | 0.85 | 0.11 | 267.53 | 0 | 0 | 93.46 | 0.17661 | 0.056448 | 0.012 | 10 | System Off | 1 | 0
7449 | 7449 | 2012-11-06 08:59 | 6.05 | 15.02 | 15.02 | 6.05 | 649.22 | 601.77 | 224 | 15.1 | 644.73 | 0.98 | 0.93 | 0.91 | 0.22 | 447.53 | 0 | 0 | 174.15 | 0.1824 | 0.056448 | 0.022 | 9.82 | System Off | 1 | 0
7450 | 7450 | 2012-11-06 09:59 | 6.75 | 19.24 | 19.24 | 6.75 | 908.25 | 855.32 | 315 | 15.02 | 892.41 | 0.98 | 0.96 | 0.94 | 0.31 | 585.5 | 0 | 0 | 244.97 | 0.18793 | 0.056448 | 0.031 | 9.84 | System Off | 1 | 0
7451 | 7451 | 2012-11-06 10:59 | 7.45 | 20.2 | 20.2 | 7.45 | 924.76 | 871.47 | 322 | 14.96 | 908.22 | 0.99 | 0.96 | 0.94 | 0.32 | 549.13 | 0 | 0 | 250.59 | 0.18929 | 0.056448 | 0.032 | 9.94 | System Off | 1 | 0
7452 | 7452 | 2012-11-06 11:59 | 8.14 | 16.92 | 16.92 | 8.14 | 633.24 | 586.12 | 220 | 14.99 | 629.63 | 0.95 | 0.93 | 0.91 | 0.21 | 348.88 | 0 | 0 | 171.28 | 0.18514 | 0.056448 | 0.022 | 10 | System Off | 1 | 0
7453 | 7453 | 2012-11-06 12:59 | 8.23 | 15.99 | 15.99 | 8.23 | 560.57 | 514.92 | 195 | 14.97 | 559.73 | 0.97 | 0.92 | 0.9 | 0.19 | 329.85 | 0 | 0 | 151.89 | 0.18402 | 0.056448 | 0.02 | 10.26 | System Off | 1 | 0
7454 | 7454 | 2012-11-06 13:59 | 8.31 | 12.42 | 12.42 | 8.31 | 291.81 | 251.33 | 102 | 14.9 | 298.2 | 0.87 | 0.84 | 0.82 | 0.09 | 186.2 | 0 | 0 | 79.59 | 0.17947 | 0.056448 | 0.01 | 9.8 | System Off | 1 | 0
7455 | 7455 | 2012-11-06 14:59 | 8.4 | 10.18 | 10.18 | 8.4 | 123.02 | 85.6 | 44 | 14.56 | 129.98 | 0.67 | 0.66 | 0.64 | 0.03 | 70.31 | 0 | 0 | 34.5 | 0.1767 | 0.056448 | 0.004 | 9.09 | System Off | 1 | 0
7456 | 7456 | 2012-11-06 15:59 | 7.67 | 7.67 | 7.67 | 7.67 | 0 | 0 | 0 | 0 | 0 | 0 | 0 | 0 | 0 | 0 | 0 | 0 | 0 | 0 | 0 | 0 | 0 | System Off | 0 | 0
7457 | 7457 | 2012-11-06 16:59 | 6.95 | 6.95 | 6.95 | 6.95 | 0 | 0 | 0 | 0 | 0 | 0 | 0 | 0 | 0 | 0 | 0 | 0 | 0 | 0 | 0 | 0 | 0 | System Off | 0 | 0
7458 | 7458 | 2012-11-06 17:59 | 6.22 | 6.22 | 6.22 | 6.22 | 0 | 0 | 0 | 0 | 0 | 0 | 0 | 0 | 0 | 0 | 0 | 0 | 0 | 0 | 0 | 0 | 0 | System Off | 0 | 0
7459 | 7459 | 2012-11-06 18:59 | 6.21 | 6.21 | 6.21 | 6.21 | 0 | 0 | 0 | 0 | 0 | 0 | 0 | 0 | 0 | 0 | 0 | 0 | 0 | 0 | 0 | 0 | 0 | System Off | 0 | 0
7460 | 7460 | 2012-11-06 19:59 | 6.21 | 6.21 | 6.21 | 6.21 | 0 | 0 | 0 | 0 | 0 | 0 | 0 | 0 | 0 | 0 | 0 | 0 | 0 | 0 | 0 | 0 | 0 | System Off | 0 | 0
7461 | 7461 | 2012-11-06 20:59 | 6.2 | 6.2 | 6.2 | 6.2 | 0 | 0 | 0 | 0 | 0 | 0 | 0 | 0 | 0 | 0 | 0 | 0 | 0 | 0 | 0 | 0 | 0 | System Off | 0 | 0
7462 | 7462 | 2012-11-06 21:59 | 6.29 | 6.29 | 6.29 | 6.29 | 0 | 0 | 0 | 0 | 0 | 0 | 0 | 0 | 0 | 0 | 0 | 0 | 0 | 0 | 0 | 0 | 0 | System Off | 0 | 0
7463 | 7463 | 2012-11-06 22:59 | 6.38 | 6.38 | 6.38 | 6.38 | 0 | 0 | 0 | 0 | 0 | 0 | 0 | 0 | 0 | 0 | 0 | 0 | 0 | 0 | 0 | 0 | 0 | System Off | 0 | 0
7464 | 7464 | 2012-11-06 23:59 | 6.47 | 6.47 | 6.47 | 6.47 | 0 | 0 | 0 | 0 | 0 | 0 | 0 | 0 | 0 | 0 | 0 | 0 | 0 | 0 | 0 | 0 | 0 | System Off | 0 | 0
7465 | 7465 | 2012-11-07 00:59 | 6.73 | 6.73 | 6.73 | 6.73 | 0 | 0 | 0 | 0 | 0 | 0 | 0 | 0 | 0 | 0 | 0 | 0 | 0 | 0 | 0 | 0 | 0 | System Off | 0 | 0
7466 | 7466 | 2012-11-07 01:59 | 6.99 | 6.99 | 6.99 | 6.99 | 0 | 0 | 0 | 0 | 0 | 0 | 0 | 0 | 0 | 0 | 0 | 0 | 0 | 0 | 0 | 0 | 0 | System Off | 0 | 0
7467 | 7467 | 2012-11-07 02:59 | 7.25 | 7.25 | 7.25 | 7.25 | 0 | 0 | 0 | 0 | 0 | 0 | 0 | 0 | 0 | 0 | 0 | 0 | 0 | 0 | 0 | 0 | 0 | System Off | 0 | 0
7468 | 7468 | 2012-11-07 03:59 | 7.55 | 7.55 | 7.55 | 7.55 | 0 | 0 | 0 | 0 | 0 | 0 | 0 | 0 | 0 | 0 | 0 | 0 | 0 | 0 | 0 | 0 | 0 | System Off | 0 | 0
7469 | 7469 | 2012-11-07 04:59 | 7.85 | 7.85 | 7.85 | 7.85 | 0 | 0 | 0 | 0 | 0 | 0 | 0 | 0 | 0 | 0 | 0 | 0 | 0 | 0 | 0 | 0 | 0 | System Off | 0 | 0
7470 | 7470 | 2012-11-07 05:59 | 8.15 | 8.15 | 8.15 | 8.15 | 0 | 0 | 0 | 0 | 0 | 0 | 0 | 0 | 0 | 0 | 0 | 0 | 0 | 0 | 0 | 0 | 0 | System Off | 0 | 0
7471 | 7471 | 2012-11-07 06:59 | 8.51 | 9.2 | 9.2 | 8.51 | 48.83 | 12.69 | 18 | 14.13 | 53.59 | 0 | 0.24 | 0.23 | 0 | 14.57 | 0 | 0 | 14.19 | 0.18337 | 0.056448 | 0.002 | 11.11 | System Off | 0 | 0
7472 | 7472 | 2012-11-07 07:59 | 8.86 | 10.15 | 10.15 | 8.86 | 92.54 | 55.65 | 33 | 14.61 | 98.93 | 0.59 | 0.56 | 0.55 | 0.02 | 48.85 | 0 | 0 | 25.86 | 0.17677 | 0.056448 | 0.003 | 9.09 | System Off | 0 | 0
7473 | 7473 | 2012-11-07 08:59 | 9.22 | 10.19 | 10.19 | 9.22 | 68.51 | 32.04 | 25 | 14.27 | 74.18 | 0.39 | 0.43 | 0.42 | 0.01 | 23.83 | 0 | 0 | 19.68 | 0.17687 | 0.056448 | 0.003 | 12 | System Off | 0 | 0
7474 | 7474 | 2012-11-07 09:59 | 9.44 | 10.98 | 10.98 | 9.44 | 109.09 | 71.9 | 39 | 14.57 | 115.89 | 0.75 | 0.62 | 0.61 | 0.03 | 49.22 | 0 | 0 | 30.58 | 0.17787 | 0.056448 | 0.004 | 10.26 | System Off | 0 | 0
7475 | 7475 | 2012-11-07 10:59 | 9.66 | 11.96 | 11.96 | 9.66 | 162.11 | 123.99 | 58 | 14.56 | 169.54 | 0.68 | 0.73 | 0.72 | 0.04 | 78.13 | 0 | 0 | 45.47 | 0.17914 | 0.056448 | 0.006 | 10.34 | System Off | 1 | 0
7476 | 7476 | 2012-11-07 11:59 | 9.88 | 11.43 | 11.43 | 9.88 | 106.45 | 69.31 | 38 | 14.59 | 113.24 | 0.77 | 0.61 | 0.6 | 0.03 | 41.26 | 0 | 0 | 29.78 | 0.17843 | 0.056448 | 0.004 | 10.53 | System Off | 0 | 0
7477 | 7477 | 2012-11-07 12:59 | 9.91 | 10.83 | 10.83 | 9.91 | 61.19 | 24.84 | 22 | 14.49 | 66.61 | 0.44 | 0.37 | 0.37 | 0.01 | 15.91 | 0 | 0 | 17.27 | 0.17766 | 0.056448 | 0.002 | 9.09 | System Off | 0 | 0
7478 | 7478 | 2012-11-07 13:59 | 9.94 | 10.93 | 10.93 | 9.94 | 65.9 | 29.47 | 24 | 14.3 | 71.52 | 0.41 | 0.41 | 0.4 | 0.01 | 21.83 | 0 | 0 | 18.88 | 0.17781 | 0.056448 | 0.002 | 8.33 | System Off | 0 | 0
7479 | 7479 | 2012-11-07 14:59 | 9.97 | 10.18 | 10.18 | 9.97 | 12.71 | 0 | 5 | 13.24 | 14.84 | 0 | 0 | 0 | 0 | 0 | 0 | 0 | 3.99 | 0.17688 | 0.056448 | 0.001 | 20 | System Off | 0 | 0
7480 | 7480 | 2012-11-07 15:59 | 9.47 | 9.47 | 9.47 | 9.47 | 0 | 0 | 0 | 0 | 0 | 0 | 0 | 0 | 0 | 0 | 0 | 0 | 0 | 0 | 0 | 0 | 0 | System Off | 0 | 0
7481 | 7481 | 2012-11-07 16:59 | 8.98 | 8.98 | 8.98 | 8.98 | 0 | 0 | 0 | 0 | 0 | 0 | 0 | 0 | 0 | 0 | 0 | 0 | 0 | 0 | 0 | 0 | 0 | System Off | 0 | 0
7482 | 7482 | 2012-11-07 17:59 | 8.48 | 8.48 | 8.48 | 8.48 | 0 | 0 | 0 | 0 | 0 | 0 | 0 | 0 | 0 | 0 | 0 | 0 | 0 | 0 | 0 | 0 | 0 | System Off | 0 | 0
7483 | 7483 | 2012-11-07 18:59 | 8.23 | 8.23 | 8.23 | 8.23 | 0 | 0 | 0 | 0 | 0 | 0 | 0 | 0 | 0 | 0 | 0 | 0 | 0 | 0 | 0 | 0 | 0 | System Off | 0 | 0
7484 | 7484 | 2012-11-07 19:59 | 7.98 | 7.98 | 7.98 | 7.98 | 0 | 0 | 0 | 0 | 0 | 0 | 0 | 0 | 0 | 0 | 0 | 0 | 0 | 0 | 0 | 0 | 0 | System Off | 0 | 0
7485 | 7485 | 2012-11-07 20:59 | 7.73 | 7.73 | 7.73 | 7.73 | 0 | 0 | 0 | 0 | 0 | 0 | 0 | 0 | 0 | 0 | 0 | 0 | 0 | 0 | 0 | 0 | 0 | System Off | 0 | 0
7486 | 7486 | 2012-11-07 21:59 | 7.8 | 7.8 | 7.8 | 7.8 | 0 | 0 | 0 | 0 | 0 | 0 | 0 | 0 | 0 | 0 | 0 | 0 | 0 | 0 | 0 | 0 | 0 | System Off | 0 | 0
7487 | 7487 | 2012-11-07 22:59 | 7.86 | 7.86 | 7.86 | 7.86 | 0 | 0 | 0 | 0 | 0 | 0 | 0 | 0 | 0 | 0 | 0 | 0 | 0 | 0 | 0 | 0 | 0 | System Off | 0 | 0
7488 | 7488 | 2012-11-07 23:59 | 7.92 | 7.92 | 7.92 | 7.92 | 0 | 0 | 0 | 0 | 0 | 0 | 0 | 0 | 0 | 0 | 0 | 0 | 0 | 0 | 0 | 0 | 0 | System Off | 0 | 0
7489 | 7489 | 2012-11-08 00:59 | 8.01 | 8.01 | 8.01 | 8.01 | 0 | 0 | 0 | 0 | 0 | 0 | 0 | 0 | 0 | 0 | 0 | 0 | 0 | 0 | 0 | 0 | 0 | System Off | 0 | 0
7490 | 7490 | 2012-11-08 01:59 | 8.11 | 8.11 | 8.11 | 8.11 | 0 | 0 | 0 | 0 | 0 | 0 | 0 | 0 | 0 | 0 | 0 | 0 | 0 | 0 | 0 | 0 | 0 | System Off | 0 | 0
7491 | 7491 | 2012-11-08 02:59 | 8.2 | 8.2 | 8.2 | 8.2 | 0 | 0 | 0 | 0 | 0 | 0 | 0 | 0 | 0 | 0 | 0 | 0 | 0 | 0 | 0 | 0 | 0 | System Off | 0 | 0
7492 | 7492 | 2012-11-08 03:59 | 8.05 | 8.05 | 8.05 | 8.05 | 0 | 0 | 0 | 0 | 0 | 0 | 0 | 0 | 0 | 0 | 0 | 0 | 0 | 0 | 0 | 0 | 0 | System Off | 0 | 0
7493 | 7493 | 2012-11-08 04:59 | 7.89 | 7.89 | 7.89 | 7.89 | 0 | 0 | 0 | 0 | 0 | 0 | 0 | 0 | 0 | 0 | 0 | 0 | 0 | 0 | 0 | 0 | 0 | System Off | 0 | 0
7494 | 7494 | 2012-11-08 05:59 | 7.73 | 7.73 | 7.73 | 7.73 | 0 | 0 | 0 | 0 | 0 | 0 | 0 | 0 | 0 | 0 | 0 | 0 | 0 | 0 | 0 | 0 | 0 | System Off | 0 | 0
7495 | 7495 | 2012-11-08 06:59 | 8.03 | 8.35 | 8.35 | 8.03 | 19.63 | 0 | 7 | 14.61 | 22.4 | 0 | 0 | 0 | 0 | 0 | 0 | 0 | 5.49 | 0.18211 | 0.056448 | 0.001 | 14.29 | System Off | 0 | 0
7496 | 7496 | 2012-11-08 07:59 | 8.34 | 9.28 | 9.28 | 8.34 | 61.63 | 25.28 | 22 | 14.59 | 66.98 | 0.44 | 0.38 | 0.37 | 0.01 | 22.19 | 0 | 0 | 17.25 | 0.18333 | 0.056448 | 0.002 | 9.09 | System Off | 0 | 0
7497 | 7497 | 2012-11-08 08:59 | 8.64 | 9.45 | 9.45 | 8.64 | 54.45 | 18.22 | 20 | 14.18 | 59.5 | 0.49 | 0.31 | 0.3 | 0.01 | 13.55 | 0 | 0 | 15.76 | 0.18366 | 0.056448 | 0.002 | 10 | System Off | 0 | 0
7498 | 7498 | 2012-11-08 09:59 | 9.08 | 10.76 | 10.76 | 9.08 | 114.05 | 76.78 | 41 | 14.49 | 120.92 | 0.72 | 0.63 | 0.62 | 0.03 | 52.56 | 0 | 0 | 32.18 | 0.17748 | 0.056448 | 0.004 | 9.76 | System Off | 0 | 0
7499 | 7499 | 2012-11-08 10:59 | 9.52 | 11.47 | 11.47 | 9.52 | 130.68 | 93.12 | 47 | 14.48 | 137.84 | 0.63 | 0.68 | 0.66 | 0.03 | 58.68 | 0 | 0 | 36.89 | 0.17839 | 0.056448 | 0.005 | 10.64 | System Off | 0 | 0
7500 | 7500 | 2012-11-08 11:59 | 9.96 | 11.05 | 11.05 | 9.96 | 70.62 | 34.11 | 26 | 14.15 | 76.42 | 0.38 | 0.45 | 0.44 | 0.01 | 20.3 | 0 | 0 | 20.5 | 0.17794 | 0.056448 | 0.003 | 11.54 | System Off | 0 | 0
7501 | 7501 | 2012-11-08 12:59 | 9.85 | 10.72 | 10.72 | 9.85 | 56.49 | 20.22 | 21 | 14.01 | 61.7 | 0.47 | 0.33 | 0.32 | 0.01 | 12.95 | 0 | 0 | 16.58 | 0.17753 | 0.056448 | 0.002 | 9.52 | System Off | 0 | 0
7502 | 7502 | 2012-11-08 13:59 | 9.73 | 10.76 | 10.76 | 9.73 | 68.33 | 31.86 | 25 | 14.24 | 74.03 | 0.39 | 0.43 | 0.42 | 0.01 | 23.6 | 0 | 0 | 19.69 | 0.17757 | 0.056448 | 0.003 | 12 | System Off | 0 | 0
7503 | 7503 | 2012-11-08 14:59 | 9.62 | 10.2 | 10.2 | 9.62 | 37.84 | 1.89 | 14 | 14.08 | 42.04 | 0 | 0.04 | 0.04 | 0 | 1.55 | 0 | 0 | 11.05 | 0.17686 | 0.056448 | 0.001 | 7.14 | System Off | 0 | 0
7504 | 7504 | 2012-11-08 15:59 | 9.31 | 9.31 | 9.31 | 9.31 | 0 | 0 | 0 | 0 | 0 | 0 | 0 | 0 | 0 | 0 | 0 | 0 | 0 | 0 | 0 | 0 | 0 | System Off | 0 | 0
7505 | 7505 | 2012-11-08 16:59 | 9.01 | 9.01 | 9.01 | 9.01 | 0 | 0 | 0 | 0 | 0 | 0 | 0 | 0 | 0 | 0 | 0 | 0 | 0 | 0 | 0 | 0 | 0 | System Off | 0 | 0
7506 | 7506 | 2012-11-08 17:59 | 8.7 | 8.7 | 8.7 | 8.7 | 0 | 0 | 0 | 0 | 0 | 0 | 0 | 0 | 0 | 0 | 0 | 0 | 0 | 0 | 0 | 0 | 0 | System Off | 0 | 0
7507 | 7507 | 2012-11-08 18:59 | 8.52 | 8.52 | 8.52 | 8.52 | 0 | 0 | 0 | 0 | 0 | 0 | 0 | 0 | 0 | 0 | 0 | 0 | 0 | 0 | 0 | 0 | 0 | System Off | 0 | 0
7508 | 7508 | 2012-11-08 19:59 | 8.34 | 8.34 | 8.34 | 8.34 | 0 | 0 | 0 | 0 | 0 | 0 | 0 | 0 | 0 | 0 | 0 | 0 | 0 | 0 | 0 | 0 | 0 | System Off | 0 | 0
7509 | 7509 | 2012-11-08 20:59 | 8.16 | 8.16 | 8.16 | 8.16 | 0 | 0 | 0 | 0 | 0 | 0 | 0 | 0 | 0 | 0 | 0 | 0 | 0 | 0 | 0 | 0 | 0 | System Off | 0 | 0
7510 | 7510 | 2012-11-08 21:59 | 8.14 | 8.14 | 8.14 | 8.14 | 0 | 0 | 0 | 0 | 0 | 0 | 0 | 0 | 0 | 0 | 0 | 0 | 0 | 0 | 0 | 0 | 0 | System Off | 0 | 0
7511 | 7511 | 2012-11-08 22:59 | 8.11 | 8.11 | 8.11 | 8.11 | 0 | 0 | 0 | 0 | 0 | 0 | 0 | 0 | 0 | 0 | 0 | 0 | 0 | 0 | 0 | 0 | 0 | System Off | 0 | 0
7512 | 7512 | 2012-11-08 23:59 | 8.08 | 8.08 | 8.08 | 8.08 | 0 | 0 | 0 | 0 | 0 | 0 | 0 | 0 | 0 | 0 | 0 | 0 | 0 | 0 | 0 | 0 | 0 | System Off | 0 | 0
7513 | 7513 | 2012-11-09 00:59 | 7.92 | 7.92 | 7.92 | 7.92 | 0 | 0 | 0 | 0 | 0 | 0 | 0 | 0 | 0 | 0 | 0 | 0 | 0 | 0 | 0 | 0 | 0 | System Off | 0 | 0
7514 | 7514 | 2012-11-09 01:59 | 7.76 | 7.76 | 7.76 | 7.76 | 0 | 0 | 0 | 0 | 0 | 0 | 0 | 0 | 0 | 0 | 0 | 0 | 0 | 0 | 0 | 0 | 0 | System Off | 0 | 0
7515 | 7515 | 2012-11-09 02:59 | 7.59 | 7.59 | 7.59 | 7.59 | 0 | 0 | 0 | 0 | 0 | 0 | 0 | 0 | 0 | 0 | 0 | 0 | 0 | 0 | 0 | 0 | 0 | System Off | 0 | 0
7516 | 7516 | 2012-11-09 03:59 | 7.56 | 7.56 | 7.56 | 7.56 | 0 | 0 | 0 | 0 | 0 | 0 | 0 | 0 | 0 | 0 | 0 | 0 | 0 | 0 | 0 | 0 | 0 | System Off | 0 | 0
7517 | 7517 | 2012-11-09 04:59 | 7.52 | 7.52 | 7.52 | 7.52 | 0 | 0 | 0 | 0 | 0 | 0 | 0 | 0 | 0 | 0 | 0 | 0 | 0 | 0 | 0 | 0 | 0 | System Off | 0 | 0
7518 | 7518 | 2012-11-09 05:59 | 7.49 | 7.49 | 7.49 | 7.49 | 0 | 0 | 0 | 0 | 0 | 0 | 0 | 0 | 0 | 0 | 0 | 0 | 0 | 0 | 0 | 0 | 0 | System Off | 0 | 0
7519 | 7519 | 2012-11-09 06:59 | 7.89 | 8.38 | 8.38 | 7.89 | 26.52 | 0 | 10 | 13.81 | 29.87 | 0 | 0 | 0 | 0 | 0 | 0 | 0 | 7.92 | 0.18207 | 0.056448 | 0.001 | 10 | System Off | 0 | 0
7520 | 7520 | 2012-11-09 07:59 | 8.28 | 10.63 | 10.63 | 8.28 | 135.44 | 97.79 | 48 | 14.7 | 142.57 | 0.82 | 0.69 | 0.67 | 0.04 | 85.85 | 0 | 0 | 37.56 | 0.17673 | 0.056448 | 0.005 | 10.42 | System Off | 1 | 0
7521 | 7521 | 2012-11-09 08:59 | 8.68 | 11.39 | 11.39 | 8.68 | 157.61 | 119.57 | 56 | 14.66 | 164.97 | 0.7 | 0.72 | 0.71 | 0.04 | 88.92 | 0 | 0 | 43.84 | 0.17768 | 0.056448 | 0.006 | 10.71 | System Off | 1 | 0
7522 | 7522 | 2012-11-09 09:59 | 9.49 | 15.26 | 15.26 | 9.49 | 353.24 | 311.61 | 125 | 14.72 | 358.74 | 0.88 | 0.87 | 0.85 | 0.11 | 213.31 | 0 | 0 | 97.71 | 0.18228 | 0.056448 | 0.013 | 10.4 | System Off | 1 | 0
7523 | 7523 | 2012-11-09 10:59 | 10.29 | 15.25 | 15.25 | 10.29 | 312.06 | 271.21 | 111 | 14.64 | 318.45 | 0.9 | 0.85 | 0.83 | 0.1 | 170.89 | 0 | 0 | 86.87 | 0.18269 | 0.056448 | 0.011 | 9.91 | System Off | 1 | 0
7524 | 7524 | 2012-11-09 11:59 | 11.09 | 23.37 | 23.37 | 11.09 | 814.16 | 763.27 | 288 | 14.72 | 803.47 | 0.97 | 0.95 | 0.93 | 0.28 | 454.32 | 0 | 0 | 224.79 | 0.19281 | 0.056448 | 0.029 | 10.07 | System Off | 1 | 0
7525 | 7525 | 2012-11-09 12:59 | 10.87 | 20.99 | 20.99 | 10.87 | 672.54 | 624.61 | 237 | 14.78 | 667.86 | 0.97 | 0.94 | 0.91 | 0.23 | 400.11 | 0 | 0 | 184.95 | 0.18989 | 0.056448 | 0.024 | 10.13 | System Off | 1 | 0
7526 | 7526 | 2012-11-09 13:59 | 10.64 | 16.51 | 16.51 | 10.64 | 386.36 | 344.1 | 137 | 14.69 | 391.22 | 0.88 | 0.88 | 0.86 | 0.12 | 254.94 | 0 | 0 | 107.14 | 0.1845 | 0.056448 | 0.014 | 10.22 | System Off | 1 | 0
7527 | 7527 | 2012-11-09 14:59 | 10.42 | 11.8 | 11.8 | 10.42 | 85.2 | 48.44 | 31 | 14.31 | 91.52 | 0.63 | 0.53 | 0.52 | 0.02 | 39.79 | 0 | 0 | 24.38 | 0.17882 | 0.056448 | 0.003 | 9.68 | System Off | 0 | 0
7528 | 7528 | 2012-11-09 15:59 | 9.62 | 9.62 | 9.62 | 9.62 | 0 | 0 | 0 | 0 | 0 | 0 | 0 | 0 | 0 | 0 | 0 | 0 | 0 | 0 | 0 | 0 | 0 | System Off | 0 | 0
7529 | 7529 | 2012-11-09 16:59 | 8.82 | 8.82 | 8.82 | 8.82 | 0 | 0 | 0 | 0 | 0 | 0 | 0 | 0 | 0 | 0 | 0 | 0 | 0 | 0 | 0 | 0 | 0 | System Off | 0 | 0
7530 | 7530 | 2012-11-09 17:59 | 8.02 | 8.02 | 8.02 | 8.02 | 0 | 0 | 0 | 0 | 0 | 0 | 0 | 0 | 0 | 0 | 0 | 0 | 0 | 0 | 0 | 0 | 0 | System Off | 0 | 0
7531 | 7531 | 2012-11-09 18:59 | 7.92 | 7.92 | 7.92 | 7.92 | 0 | 0 | 0 | 0 | 0 | 0 | 0 | 0 | 0 | 0 | 0 | 0 | 0 | 0 | 0 | 0 | 0 | System Off | 0 | 0
7532 | 7532 | 2012-11-09 19:59 | 7.82 | 7.82 | 7.82 | 7.82 | 0 | 0 | 0 | 0 | 0 | 0 | 0 | 0 | 0 | 0 | 0 | 0 | 0 | 0 | 0 | 0 | 0 | System Off | 0 | 0
7533 | 7533 | 2012-11-09 20:59 | 7.71 | 7.71 | 7.71 | 7.71 | 0 | 0 | 0 | 0 | 0 | 0 | 0 | 0 | 0 | 0 | 0 | 0 | 0 | 0 | 0 | 0 | 0 | System Off | 0 | 0
7534 | 7534 | 2012-11-09 21:59 | 8.06 | 8.06 | 8.06 | 8.06 | 0 | 0 | 0 | 0 | 0 | 0 | 0 | 0 | 0 | 0 | 0 | 0 | 0 | 0 | 0 | 0 | 0 | System Off | 0 | 0
7535 | 7535 | 2012-11-09 22:59 | 8.41 | 8.41 | 8.41 | 8.41 | 0 | 0 | 0 | 0 | 0 | 0 | 0 | 0 | 0 | 0 | 0 | 0 | 0 | 0 | 0 | 0 | 0 | System Off | 0 | 0
7536 | 7536 | 2012-11-09 23:59 | 8.76 | 8.76 | 8.76 | 8.76 | 0 | 0 | 0 | 0 | 0 | 0 | 0 | 0 | 0 | 0 | 0 | 0 | 0 | 0 | 0 | 0 | 0 | System Off | 0 | 0
7537 | 7537 | 2012-11-10 00:59 | 8.73 | 8.73 | 8.73 | 8.73 | 0 | 0 | 0 | 0 | 0 | 0 | 0 | 0 | 0 | 0 | 0 | 0 | 0 | 0 | 0 | 0 | 0 | System Off | 0 | 0
7538 | 7538 | 2012-11-10 01:59 | 8.7 | 8.7 | 8.7 | 8.7 | 0 | 0 | 0 | 0 | 0 | 0 | 0 | 0 | 0 | 0 | 0 | 0 | 0 | 0 | 0 | 0 | 0 | System Off | 0 | 0
7539 | 7539 | 2012-11-10 02:59 | 8.66 | 8.66 | 8.66 | 8.66 | 0 | 0 | 0 | 0 | 0 | 0 | 0 | 0 | 0 | 0 | 0 | 0 | 0 | 0 | 0 | 0 | 0 | System Off | 0 | 0
7540 | 7540 | 2012-11-10 03:59 | 9.02 | 9.02 | 9.02 | 9.02 | 0 | 0 | 0 | 0 | 0 | 0 | 0 | 0 | 0 | 0 | 0 | 0 | 0 | 0 | 0 | 0 | 0 | System Off | 0 | 0
7541 | 7541 | 2012-11-10 04:59 | 9.38 | 9.38 | 9.38 | 9.38 | 0 | 0 | 0 | 0 | 0 | 0 | 0 | 0 | 0 | 0 | 0 | 0 | 0 | 0 | 0 | 0 | 0 | System Off | 0 | 0
7542 | 7542 | 2012-11-10 05:59 | 9.74 | 9.74 | 9.74 | 9.74 | 0 | 0 | 0 | 0 | 0 | 0 | 0 | 0 | 0 | 0 | 0 | 0 | 0 | 0 | 0 | 0 | 0 | System Off | 0 | 0
7543 | 7543 | 2012-11-10 06:59 | 10.35 | 10.91 | 10.91 | 10.35 | 33.79 | 0 | 12 | 14.67 | 37.76 | 0 | 0 | 0 | 0 | 0 | 0 | 0 | 9.4 | 0.17776 | 0.056448 | 0.001 | 8.33 | System Off | 0 | 0
7544 | 7544 | 2012-11-10 07:59 | 10.97 | 12.06 | 12.06 | 10.97 | 67.92 | 31.45 | 25 | 14.15 | 73.69 | 0.39 | 0.43 | 0.42 | 0.01 | 27.61 | 0 | 0 | 19.71 | 0.17928 | 0.056448 | 0.003 | 12 | System Off | 0 | 0
7545 | 7545 | 2012-11-10 08:59 | 11.58 | 12.66 | 12.66 | 11.58 | 67.73 | 31.27 | 25 | 14.11 | 73.53 | 0.39 | 0.43 | 0.42 | 0.01 | 23.25 | 0 | 0 | 19.72 | 0.18012 | 0.056448 | 0.003 | 12 | System Off | 0 | 0
7546 | 7546 | 2012-11-10 09:59 | 11.81 | 14.04 | 14.04 | 11.81 | 146.08 | 108.25 | 53 | 14.36 | 153.64 | 0.75 | 0.7 | 0.69 | 0.04 | 74.1 | 0 | 0 | 41.66 | 0.18187 | 0.056448 | 0.005 | 9.43 | System Off | 1 | 0
7547 | 7547 | 2012-11-10 10:59 | 12.03 | 14.19 | 14.19 | 12.03 | 143.57 | 105.78 | 52 | 14.38 | 151.11 | 0.76 | 0.7 | 0.68 | 0.04 | 66.65 | 0 | 0 | 40.86 | 0.18213 | 0.056448 | 0.005 | 9.62 | System Off | 0 | 0
7548 | 7548 | 2012-11-10 11:59 | 12.25 | 16.79 | 16.79 | 12.25 | 313.19 | 272.31 | 112 | 14.56 | 319.75 | 0.89 | 0.85 | 0.83 | 0.1 | 162.09 | 0 | 0 | 87.76 | 0.1855 | 0.056448 | 0.011 | 9.82 | System Off | 1 | 0
7549 | 7549 | 2012-11-10 12:59 | 12.35 | 14.17 | 14.17 | 12.35 | 119.49 | 82.12 | 44 | 14.14 | 126.75 | 0.68 | 0.65 | 0.63 | 0.03 | 52.61 | 0 | 0 | 34.68 | 0.18217 | 0.056448 | 0.005 | 11.36 | System Off | 0 | 0
7550 | 7550 | 2012-11-10 13:59 | 12.46 | 13 | 13 | 12.46 | 32.74 | 0 | 12 | 14.21 | 36.72 | 0 | 0 | 0 | 0 | 0 | 0 | 0 | 9.45 | 0.18067 | 0.056448 | 0.001 | 8.33 | System Off | 0 | 0
7551 | 7551 | 2012-11-10 14:59 | 12.56 | 13.42 | 13.42 | 12.56 | 52.05 | 15.86 | 19 | 14.27 | 57.2 | 0.5 | 0.28 | 0.27 | 0.01 | 13.03 | 0 | 0 | 14.96 | 0.18117 | 0.056448 | 0.002 | 10.53 | System Off | 0 | 0
7552 | 7552 | 2012-11-10 15:59 | 12.34 | 12.34 | 12.34 | 12.34 | 0 | 0 | 0 | 0 | 0 | 0 | 0 | 0 | 0 | 0 | 0 | 0 | 0 | 0 | 0 | 0 | 0 | System Off | 0 | 0
7553 | 7553 | 2012-11-10 16:59 | 12.13 | 12.13 | 12.13 | 12.13 | 0 | 0 | 0 | 0 | 0 | 0 | 0 | 0 | 0 | 0 | 0 | 0 | 0 | 0 | 0 | 0 | 0 | System Off | 0 | 0
7554 | 7554 | 2012-11-10 17:59 | 11.91 | 11.91 | 11.91 | 11.91 | 0 | 0 | 0 | 0 | 0 | 0 | 0 | 0 | 0 | 0 | 0 | 0 | 0 | 0 | 0 | 0 | 0 | System Off | 0 | 0
7555 | 7555 | 2012-11-10 18:59 | 11.78 | 11.78 | 11.78 | 11.78 | 0 | 0 | 0 | 0 | 0 | 0 | 0 | 0 | 0 | 0 | 0 | 0 | 0 | 0 | 0 | 0 | 0 | System Off | 0 | 0
7556 | 7556 | 2012-11-10 19:59 | 11.65 | 11.65 | 11.65 | 11.65 | 0 | 0 | 0 | 0 | 0 | 0 | 0 | 0 | 0 | 0 | 0 | 0 | 0 | 0 | 0 | 0 | 0 | System Off | 0 | 0
7557 | 7557 | 2012-11-10 20:59 | 11.52 | 11.52 | 11.52 | 11.52 | 0 | 0 | 0 | 0 | 0 | 0 | 0 | 0 | 0 | 0 | 0 | 0 | 0 | 0 | 0 | 0 | 0 | System Off | 0 | 0
7558 | 7558 | 2012-11-10 21:59 | 11.32 | 11.32 | 11.32 | 11.32 | 0 | 0 | 0 | 0 | 0 | 0 | 0 | 0 | 0 | 0 | 0 | 0 | 0 | 0 | 0 | 0 | 0 | System Off | 0 | 0
7559 | 7559 | 2012-11-10 22:59 | 11.11 | 11.11 | 11.11 | 11.11 | 0 | 0 | 0 | 0 | 0 | 0 | 0 | 0 | 0 | 0 | 0 | 0 | 0 | 0 | 0 | 0 | 0 | System Off | 0 | 0
7560 | 7560 | 2012-11-10 23:59 | 10.9 | 10.9 | 10.9 | 10.9 | 0 | 0 | 0 | 0 | 0 | 0 | 0 | 0 | 0 | 0 | 0 | 0 | 0 | 0 | 0 | 0 | 0 | System Off | 0 | 0
7561 | 7561 | 2012-11-11 00:59 | 10.44 | 10.44 | 10.44 | 10.44 | 0 | 0 | 0 | 0 | 0 | 0 | 0 | 0 | 0 | 0 | 0 | 0 | 0 | 0 | 0 | 0 | 0 | System Off | 0 | 0
7562 | 7562 | 2012-11-11 01:59 | 9.98 | 9.98 | 9.98 | 9.98 | 0 | 0 | 0 | 0 | 0 | 0 | 0 | 0 | 0 | 0 | 0 | 0 | 0 | 0 | 0 | 0 | 0 | System Off | 0 | 0
7563 | 7563 | 2012-11-11 02:59 | 9.51 | 9.51 | 9.51 | 9.51 | 0 | 0 | 0 | 0 | 0 | 0 | 0 | 0 | 0 | 0 | 0 | 0 | 0 | 0 | 0 | 0 | 0 | System Off | 0 | 0
7564 | 7564 | 2012-11-11 03:59 | 9.01 | 9.01 | 9.01 | 9.01 | 0 | 0 | 0 | 0 | 0 | 0 | 0 | 0 | 0 | 0 | 0 | 0 | 0 | 0 | 0 | 0 | 0 | System Off | 0 | 0
7565 | 7565 | 2012-11-11 04:59 | 8.5 | 8.5 | 8.5 | 8.5 | 0 | 0 | 0 | 0 | 0 | 0 | 0 | 0 | 0 | 0 | 0 | 0 | 0 | 0 | 0 | 0 | 0 | System Off | 0 | 0
7566 | 7566 | 2012-11-11 05:59 | 8 | 8 | 8 | 8 | 0 | 0 | 0 | 0 | 0 | 0 | 0 | 0 | 0 | 0 | 0 | 0 | 0 | 0 | 0 | 0 | 0 | System Off | 0 | 0
7567 | 7567 | 2012-11-11 06:59 | 8.11 | 8.87 | 8.87 | 8.11 | 40.85 | 4.85 | 15 | 14.18 | 45.17 | 0 | 0.11 | 0.11 | 0 | 5.57 | 0 | 0 | 11.82 | 0.18264 | 0.056448 | 0.002 | 13.33 | System Off | 0 | 0
7568 | 7568 | 2012-11-11 07:59 | 8.22 | 12.52 | 12.52 | 8.22 | 243.57 | 203.98 | 86 | 14.75 | 250.68 | 0.81 | 0.81 | 0.8 | 0.07 | 179.07 | 0 | 0 | 67.22 | 0.17855 | 0.056448 | 0.009 | 10.47 | System Off | 1 | 0
7569 | 7569 | 2012-11-11 08:59 | 8.33 | 17.4 | 17.4 | 8.33 | 513.97 | 469.24 | 181 | 14.79 | 514.96 | 0.94 | 0.91 | 0.89 | 0.17 | 348.96 | 0 | 0 | 141.23 | 0.18347 | 0.056448 | 0.018 | 9.94 | System Off | 1 | 0
7570 | 7570 | 2012-11-11 09:59 | 8.83 | 21.08 | 21.08 | 8.83 | 696.96 | 648.53 | 246 | 14.76 | 691.24 | 0.93 | 0.94 | 0.92 | 0.23 | 443.94 | 0 | 0 | 191.88 | 0.18745 | 0.056448 | 0.025 | 10.16 | System Off | 1 | 0
7571 | 7571 | 2012-11-11 10:59 | 9.32 | 21.02 | 21.02 | 9.32 | 666.35 | 618.55 | 235 | 14.77 | 661.94 | 0.93 | 0.93 | 0.91 | 0.22 | 389.76 | 0 | 0 | 183.3 | 0.18758 | 0.056448 | 0.024 | 10.21 | System Off | 1 | 0
7572 | 7572 | 2012-11-11 11:59 | 9.81 | 16.9 | 16.9 | 9.81 | 402.04 | 359.49 | 142 | 14.75 | 406.51 | 0.91 | 0.88 | 0.87 | 0.13 | 213.98 | 0 | 0 | 110.92 | 0.18358 | 0.056448 | 0.014 | 9.86 | System Off | 1 | 0
7573 | 7573 | 2012-11-11 12:59 | 9.81 | 12.97 | 12.97 | 9.81 | 176.05 | 137.68 | 63 | 14.55 | 183.61 | 0.79 | 0.75 | 0.73 | 0.05 | 88.2 | 0 | 0 | 49.38 | 0.1796 | 0.056448 | 0.006 | 9.52 | System Off | 1 | 0
7574 | 7574 | 2012-11-11 13:59 | 9.82 | 13.96 | 13.96 | 9.82 | 232.7 | 193.31 | 83 | 14.6 | 240.1 | 0.84 | 0.81 | 0.79 | 0.07 | 143.22 | 0 | 0 | 65 | 0.18062 | 0.056448 | 0.008 | 9.64 | System Off | 1 | 0
7575 | 7575 | 2012-11-11 14:59 | 9.82 | 11.02 | 11.02 | 9.82 | 64.59 | 28.18 | 24 | 14.02 | 70.16 | 0.41 | 0.4 | 0.39 | 0.01 | 23.15 | 0 | 0 | 18.95 | 0.17764 | 0.056448 | 0.002 | 8.33 | System Off | 0 | 0
7576 | 7576 | 2012-11-11 15:59 | 8.82 | 8.82 | 8.82 | 8.82 | 0 | 0 | 0 | 0 | 0 | 0 | 0 | 0 | 0 | 0 | 0 | 0 | 0 | 0 | 0 | 0 | 0 | System Off | 0 | 0
7577 | 7577 | 2012-11-11 16:59 | 7.83 | 7.83 | 7.83 | 7.83 | 0 | 0 | 0 | 0 | 0 | 0 | 0 | 0 | 0 | 0 | 0 | 0 | 0 | 0 | 0 | 0 | 0 | System Off | 0 | 0
7578 | 7578 | 2012-11-11 17:59 | 6.84 | 6.84 | 6.84 | 6.84 | 0 | 0 | 0 | 0 | 0 | 0 | 0 | 0 | 0 | 0 | 0 | 0 | 0 | 0 | 0 | 0 | 0 | System Off | 0 | 0
7579 | 7579 | 2012-11-11 18:59 | 6.23 | 6.23 | 6.23 | 6.23 | 0 | 0 | 0 | 0 | 0 | 0 | 0 | 0 | 0 | 0 | 0 | 0 | 0 | 0 | 0 | 0 | 0 | System Off | 0 | 0
7580 | 7580 | 2012-11-11 19:59 | 5.62 | 5.62 | 5.62 | 5.62 | 0 | 0 | 0 | 0 | 0 | 0 | 0 | 0 | 0 | 0 | 0 | 0 | 0 | 0 | 0 | 0 | 0 | System Off | 0 | 0
7581 | 7581 | 2012-11-11 20:59 | 5.01 | 5.01 | 5.01 | 5.01 | 0 | 0 | 0 | 0 | 0 | 0 | 0 | 0 | 0 | 0 | 0 | 0 | 0 | 0 | 0 | 0 | 0 | System Off | 0 | 0
7582 | 7582 | 2012-11-11 21:59 | 4.69 | 4.69 | 4.69 | 4.69 | 0 | 0 | 0 | 0 | 0 | 0 | 0 | 0 | 0 | 0 | 0 | 0 | 0 | 0 | 0 | 0 | 0 | System Off | 0 | 0
7583 | 7583 | 2012-11-11 22:59 | 4.37 | 4.37 | 4.37 | 4.37 | 0 | 0 | 0 | 0 | 0 | 0 | 0 | 0 | 0 | 0 | 0 | 0 | 0 | 0 | 0 | 0 | 0 | System Off | 0 | 0
7584 | 7584 | 2012-11-11 23:59 | 4.05 | 4.05 | 4.05 | 4.05 | 0 | 0 | 0 | 0 | 0 | 0 | 0 | 0 | 0 | 0 | 0 | 0 | 0 | 0 | 0 | 0 | 0 | System Off | 0 | 0
7585 | 7585 | 2012-11-12 00:59 | 4.08 | 4.08 | 4.08 | 4.08 | 0 | 0 | 0 | 0 | 0 | 0 | 0 | 0 | 0 | 0 | 0 | 0 | 0 | 0 | 0 | 0 | 0 | System Off | 0 | 0
7586 | 7586 | 2012-11-12 01:59 | 4.11 | 4.11 | 4.11 | 4.11 | 0 | 0 | 0 | 0 | 0 | 0 | 0 | 0 | 0 | 0 | 0 | 0 | 0 | 0 | 0 | 0 | 0 | System Off | 0 | 0
7587 | 7587 | 2012-11-12 02:59 | 4.13 | 4.13 | 4.13 | 4.13 | 0 | 0 | 0 | 0 | 0 | 0 | 0 | 0 | 0 | 0 | 0 | 0 | 0 | 0 | 0 | 0 | 0 | System Off | 0 | 0
7588 | 7588 | 2012-11-12 03:59 | 4.27 | 4.27 | 4.27 | 4.27 | 0 | 0 | 0 | 0 | 0 | 0 | 0 | 0 | 0 | 0 | 0 | 0 | 0 | 0 | 0 | 0 | 0 | System Off | 0 | 0
7589 | 7589 | 2012-11-12 04:59 | 4.4 | 4.4 | 4.4 | 4.4 | 0 | 0 | 0 | 0 | 0 | 0 | 0 | 0 | 0 | 0 | 0 | 0 | 0 | 0 | 0 | 0 | 0 | System Off | 0 | 0
7590 | 7590 | 2012-11-12 05:59 | 4.54 | 4.54 | 4.54 | 4.54 | 0 | 0 | 0 | 0 | 0 | 0 | 0 | 0 | 0 | 0 | 0 | 0 | 0 | 0 | 0 | 0 | 0 | System Off | 0 | 0
7591 | 7591 | 2012-11-12 06:59 | 5.27 | 5.64 | 5.64 | 5.27 | 19.89 | 0 | 7 | 14.8 | 22.62 | 0 | 0 | 0 | 0 | 0 | 0 | 0 | 5.47 | 0.18079 | 0.056448 | 0.001 | 14.29 | System Off | 0 | 0
7592 | 7592 | 2012-11-12 07:59 | 6 | 10.97 | 10.97 | 6 | 287.32 | 246.92 | 100 | 14.96 | 293.61 | 0.89 | 0.84 | 0.82 | 0.09 | 216.77 | 0 | 0 | 77.93 | 0.17619 | 0.056448 | 0.01 | 10 | System Off | 1 | 0
7593 | 7593 | 2012-11-12 08:59 | 6.73 | 16.75 | 16.75 | 6.73 | 579.39 | 533.35 | 202 | 14.94 | 577.89 | 0.94 | 0.92 | 0.9 | 0.19 | 396.64 | 0 | 0 | 157.28 | 0.18227 | 0.056448 | 0.02 | 9.9 | System Off | 1 | 0
7594 | 7594 | 2012-11-12 09:59 | 7.7 | 21.2 | 21.2 | 7.7 | 793.19 | 742.74 | 279 | 14.81 | 783.15 | 0.97 | 0.95 | 0.93 | 0.27 | 508.43 | 0 | 0 | 217.43 | 0.1875 | 0.056448 | 0.028 | 10.04 | System Off | 1 | 0
7595 | 7595 | 2012-11-12 10:59 | 8.67 | 23.41 | 23.41 | 8.67 | 880.75 | 828.42 | 311 | 14.75 | 866.87 | 0.96 | 0.96 | 0.93 | 0.3 | 522 | 0 | 0 | 242.47 | 0.1905 | 0.056448 | 0.031 | 9.97 | System Off | 1 | 0
7596 | 7596 | 2012-11-12 11:59 | 9.64 | 20.02 | 20.02 | 9.64 | 627.45 | 580.44 | 221 | 14.79 | 624.53 | 0.95 | 0.93 | 0.91 | 0.21 | 345.5 | 0 | 0 | 172.41 | 0.18733 | 0.056448 | 0.022 | 9.95 | System Off | 1 | 0
7597 | 7597 | 2012-11-12 12:59 | 9.35 | 18.28 | 18.28 | 9.35 | 522.62 | 477.72 | 184 | 14.79 | 523.44 | 0.92 | 0.91 | 0.89 | 0.17 | 306.02 | 0 | 0 | 143.58 | 0.18505 | 0.056448 | 0.019 | 10.33 | System Off | 1 | 0
7598 | 7598 | 2012-11-12 13:59 | 9.06 | 14.75 | 14.75 | 9.06 | 319.85 | 278.85 | 113 | 14.74 | 326.02 | 0.88 | 0.86 | 0.84 | 0.1 | 206.6 | 0 | 0 | 88.3 | 0.18107 | 0.056448 | 0.011 | 9.73 | System Off | 1 | 0
7599 | 7599 | 2012-11-12 14:59 | 8.77 | 10.19 | 10.19 | 8.77 | 73.34 | 36.78 | 27 | 14.15 | 79.18 | 0.37 | 0.46 | 0.45 | 0.01 | 30.22 | 0 | 0 | 21.28 | 0.17635 | 0.056448 | 0.003 | 11.11 | System Off | 0 | 0
7600 | 7600 | 2012-11-12 15:59 | 7.64 | 7.64 | 7.64 | 7.64 | 0 | 0 | 0 | 0 | 0 | 0 | 0 | 0 | 0 | 0 | 0 | 0 | 0 | 0 | 0 | 0 | 0 | System Off | 0 | 0
7601 | 7601 | 2012-11-12 16:59 | 6.51 | 6.51 | 6.51 | 6.51 | 0 | 0 | 0 | 0 | 0 | 0 | 0 | 0 | 0 | 0 | 0 | 0 | 0 | 0 | 0 | 0 | 0 | System Off | 0 | 0
7602 | 7602 | 2012-11-12 17:59 | 5.38 | 5.38 | 5.38 | 5.38 | 0 | 0 | 0 | 0 | 0 | 0 | 0 | 0 | 0 | 0 | 0 | 0 | 0 | 0 | 0 | 0 | 0 | System Off | 0 | 0
7603 | 7603 | 2012-11-12 18:59 | 4.83 | 4.83 | 4.83 | 4.83 | 0 | 0 | 0 | 0 | 0 | 0 | 0 | 0 | 0 | 0 | 0 | 0 | 0 | 0 | 0 | 0 | 0 | System Off | 0 | 0
7604 | 7604 | 2012-11-12 19:59 | 4.29 | 4.29 | 4.29 | 4.29 | 0 | 0 | 0 | 0 | 0 | 0 | 0 | 0 | 0 | 0 | 0 | 0 | 0 | 0 | 0 | 0 | 0 | System Off | 0 | 0
7605 | 7605 | 2012-11-12 20:59 | 3.74 | 3.74 | 3.74 | 3.74 | 0 | 0 | 0 | 0 | 0 | 0 | 0 | 0 | 0 | 0 | 0 | 0 | 0 | 0 | 0 | 0 | 0 | System Off | 0 | 0
7606 | 7606 | 2012-11-12 21:59 | 3.6 | 3.6 | 3.6 | 3.6 | 0 | 0 | 0 | 0 | 0 | 0 | 0 | 0 | 0 | 0 | 0 | 0 | 0 | 0 | 0 | 0 | 0 | System Off | 0 | 0
7607 | 7607 | 2012-11-12 22:59 | 3.45 | 3.45 | 3.45 | 3.45 | 0 | 0 | 0 | 0 | 0 | 0 | 0 | 0 | 0 | 0 | 0 | 0 | 0 | 0 | 0 | 0 | 0 | System Off | 0 | 0
7608 | 7608 | 2012-11-12 23:59 | 3.31 | 3.31 | 3.31 | 3.31 | 0 | 0 | 0 | 0 | 0 | 0 | 0 | 0 | 0 | 0 | 0 | 0 | 0 | 0 | 0 | 0 | 0 | System Off | 0 | 0
7609 | 7609 | 2012-11-13 00:59 | 3.19 | 3.19 | 3.19 | 3.19 | 0 | 0 | 0 | 0 | 0 | 0 | 0 | 0 | 0 | 0 | 0 | 0 | 0 | 0 | 0 | 0 | 0 | System Off | 0 | 0
7610 | 7610 | 2012-11-13 01:59 | 3.08 | 3.08 | 3.08 | 3.08 | 0 | 0 | 0 | 0 | 0 | 0 | 0 | 0 | 0 | 0 | 0 | 0 | 0 | 0 | 0 | 0 | 0 | System Off | 0 | 0
7611 | 7611 | 2012-11-13 02:59 | 2.96 | 2.96 | 2.96 | 2.96 | 0 | 0 | 0 | 0 | 0 | 0 | 0 | 0 | 0 | 0 | 0 | 0 | 0 | 0 | 0 | 0 | 0 | System Off | 0 | 0
7612 | 7612 | 2012-11-13 03:59 | 3.02 | 3.02 | 3.02 | 3.02 | 0 | 0 | 0 | 0 | 0 | 0 | 0 | 0 | 0 | 0 | 0 | 0 | 0 | 0 | 0 | 0 | 0 | System Off | 0 | 0
7613 | 7613 | 2012-11-13 04:59 | 3.07 | 3.07 | 3.07 | 3.07 | 0 | 0 | 0 | 0 | 0 | 0 | 0 | 0 | 0 | 0 | 0 | 0 | 0 | 0 | 0 | 0 | 0 | System Off | 0 | 0
7614 | 7614 | 2012-11-13 05:59 | 3.13 | 3.13 | 3.13 | 3.13 | 0 | 0 | 0 | 0 | 0 | 0 | 0 | 0 | 0 | 0 | 0 | 0 | 0 | 0 | 0 | 0 | 0 | System Off | 0 | 0
7615 | 7615 | 2012-11-13 06:59 | 4.09 | 4.63 | 4.63 | 4.09 | 30.85 | 0 | 11 | 14.61 | 34.38 | 0 | 0 | 0 | 0 | 0 | 0 | 0 | 8.62 | 0.17934 | 0.056448 | 0.001 | 9.09 | System Off | 0 | 0
7616 | 7616 | 2012-11-13 07:59 | 5.05 | 8.66 | 8.66 | 5.05 | 223.38 | 184.16 | 78 | 14.92 | 230.27 | 0.89 | 0.8 | 0.78 | 0.07 | 161.67 | 0 | 0 | 60.85 | 0.18415 | 0.056448 | 0.008 | 10.26 | System Off | 1 | 0
7617 | 7617 | 2012-11-13 08:59 | 6.01 | 10.36 | 10.36 | 6.01 | 269.93 | 229.85 | 94 | 14.96 | 276.45 | 0.84 | 0.83 | 0.81 | 0.08 | 170.93 | 0 | 0 | 73.28 | 0.18374 | 0.056448 | 0.01 | 10.64 | System Off | 1 | 0
7618 | 7618 | 2012-11-13 09:59 | 7.21 | 10.19 | 10.19 | 7.21 | 183.14 | 144.64 | 65 | 14.67 | 190.41 | 0.77 | 0.76 | 0.74 | 0.05 | 99.02 | 0 | 0 | 50.87 | 0.17612 | 0.056448 | 0.007 | 10.77 | System Off | 1 | 0
7619 | 7619 | 2012-11-13 10:59 | 8.41 | 13.03 | 13.03 | 8.41 | 287.53 | 247.13 | 101 | 14.83 | 294.07 | 0.88 | 0.84 | 0.82 | 0.09 | 155.72 | 0 | 0 | 78.86 | 0.17956 | 0.056448 | 0.01 | 9.9 | System Off | 1 | 0
7620 | 7620 | 2012-11-13 11:59 | 9.61 | 13.29 | 13.29 | 9.61 | 227.38 | 188.09 | 81 | 14.62 | 234.75 | 0.86 | 0.8 | 0.78 | 0.07 | 111.96 | 0 | 0 | 63.43 | 0.18023 | 0.056448 | 0.008 | 9.88 | System Off | 1 | 0
7621 | 7621 | 2012-11-13 12:59 | 9.38 | 12.13 | 12.13 | 9.38 | 166.89 | 128.68 | 60 | 14.49 | 174.35 | 0.83 | 0.74 | 0.72 | 0.05 | 82.43 | 0 | 0 | 47.08 | 0.17885 | 0.056448 | 0.006 | 10 | System Off | 1 | 0
7622 | 7622 | 2012-11-13 13:59 | 9.16 | 10.92 | 10.92 | 9.16 | 104.28 | 67.18 | 38 | 14.29 | 110.98 | 0.52 | 0.61 | 0.59 | 0.02 | 49.77 | 0 | 0 | 29.9 | 0.17744 | 0.056448 | 0.004 | 10.53 | System Off | 0 | 0
7623 | 7623 | 2012-11-13 14:59 | 8.93 | 9.87 | 9.87 | 8.93 | 53.74 | 17.52 | 20 | 13.99 | 58.78 | 0.5 | 0.3 | 0.29 | 0.01 | 14.39 | 0 | 0 | 15.8 | 0.17622 | 0.056448 | 0.002 | 10 | System Off | 0 | 0
7624 | 7624 | 2012-11-13 15:59 | 7.67 | 7.67 | 7.67 | 7.67 | 0 | 0 | 0 | 0 | 0 | 0 | 0 | 0 | 0 | 0 | 0 | 0 | 0 | 0 | 0 | 0 | 0 | System Off | 0 | 0
7625 | 7625 | 2012-11-13 16:59 | 6.42 | 6.42 | 6.42 | 6.42 | 0 | 0 | 0 | 0 | 0 | 0 | 0 | 0 | 0 | 0 | 0 | 0 | 0 | 0 | 0 | 0 | 0 | System Off | 0 | 0
7626 | 7626 | 2012-11-13 17:59 | 5.17 | 5.17 | 5.17 | 5.17 | 0 | 0 | 0 | 0 | 0 | 0 | 0 | 0 | 0 | 0 | 0 | 0 | 0 | 0 | 0 | 0 | 0 | System Off | 0 | 0
7627 | 7627 | 2012-11-13 18:59 | 4.5 | 4.5 | 4.5 | 4.5 | 0 | 0 | 0 | 0 | 0 | 0 | 0 | 0 | 0 | 0 | 0 | 0 | 0 | 0 | 0 | 0 | 0 | System Off | 0 | 0
7628 | 7628 | 2012-11-13 19:59 | 3.83 | 3.83 | 3.83 | 3.83 | 0 | 0 | 0 | 0 | 0 | 0 | 0 | 0 | 0 | 0 | 0 | 0 | 0 | 0 | 0 | 0 | 0 | System Off | 0 | 0
7629 | 7629 | 2012-11-13 20:59 | 3.15 | 3.15 | 3.15 | 3.15 | 0 | 0 | 0 | 0 | 0 | 0 | 0 | 0 | 0 | 0 | 0 | 0 | 0 | 0 | 0 | 0 | 0 | System Off | 0 | 0
7630 | 7630 | 2012-11-13 21:59 | 2.94 | 2.94 | 2.94 | 2.94 | 0 | 0 | 0 | 0 | 0 | 0 | 0 | 0 | 0 | 0 | 0 | 0 | 0 | 0 | 0 | 0 | 0 | System Off | 0 | 0
7631 | 7631 | 2012-11-13 22:59 | 2.72 | 2.72 | 2.72 | 2.72 | 0 | 0 | 0 | 0 | 0 | 0 | 0 | 0 | 0 | 0 | 0 | 0 | 0 | 0 | 0 | 0 | 0 | System Off | 0 | 0
7632 | 7632 | 2012-11-13 23:59 | 2.51 | 2.51 | 2.51 | 2.51 | 0 | 0 | 0 | 0 | 0 | 0 | 0 | 0 | 0 | 0 | 0 | 0 | 0 | 0 | 0 | 0 | 0 | System Off | 0 | 0
7633 | 7633 | 2012-11-14 00:59 | 2.31 | 2.31 | 2.31 | 2.31 | 0 | 0 | 0 | 0 | 0 | 0 | 0 | 0 | 0 | 0 | 0 | 0 | 0 | 0 | 0 | 0 | 0 | System Off | 0 | 0
7634 | 7634 | 2012-11-14 01:59 | 2.11 | 2.11 | 2.11 | 2.11 | 0 | 0 | 0 | 0 | 0 | 0 | 0 | 0 | 0 | 0 | 0 | 0 | 0 | 0 | 0 | 0 | 0 | System Off | 0 | 0
7635 | 7635 | 2012-11-14 02:59 | 1.9 | 1.9 | 1.9 | 1.9 | 0 | 0 | 0 | 0 | 0 | 0 | 0 | 0 | 0 | 0 | 0 | 0 | 0 | 0 | 0 | 0 | 0 | System Off | 0 | 0
7636 | 7636 | 2012-11-14 03:59 | 1.75 | 1.75 | 1.75 | 1.75 | 0 | 0 | 0 | 0 | 0 | 0 | 0 | 0 | 0 | 0 | 0 | 0 | 0 | 0 | 0 | 0 | 0 | System Off | 0 | 0
7637 | 7637 | 2012-11-14 04:59 | 1.59 | 1.59 | 1.59 | 1.59 | 0 | 0 | 0 | 0 | 0 | 0 | 0 | 0 | 0 | 0 | 0 | 0 | 0 | 0 | 0 | 0 | 0 | System Off | 0 | 0
7638 | 7638 | 2012-11-14 05:59 | 1.44 | 1.44 | 1.44 | 1.44 | 0 | 0 | 0 | 0 | 0 | 0 | 0 | 0 | 0 | 0 | 0 | 0 | 0 | 0 | 0 | 0 | 0 | System Off | 0 | 0
7639 | 7639 | 2012-11-14 06:59 | 2.66 | 3.07 | 3.07 | 2.66 | 23.29 | 0 | 8 | 15.16 | 26.22 | 0 | 0 | 0 | 0 | 0 | 0 | 0 | 6.23 | 0.17718 | 0.056448 | 0.001 | 12.5 | System Off | 0 | 0
7640 | 7640 | 2012-11-14 07:59 | 3.88 | 8.05 | 8.05 | 3.88 | 264.07 | 224.1 | 91 | 15.11 | 270.39 | 0.87 | 0.83 | 0.81 | 0.08 | 196.74 | 0 | 0 | 70.8 | 0.18314 | 0.056448 | 0.009 | 9.89 | System Off | 1 | 0
7641 | 7641 | 2012-11-14 08:59 | 5.1 | 13.45 | 13.45 | 5.1 | 546.26 | 500.89 | 189 | 15.05 | 545.55 | 0.95 | 0.92 | 0.9 | 0.18 | 372.5 | 0 | 0 | 147.03 | 0.17935 | 0.056448 | 0.019 | 10.05 | System Off | 1 | 0
7642 | 7642 | 2012-11-14 09:59 | 6.76 | 18.75 | 18.75 | 6.76 | 788.95 | 738.59 | 275 | 14.94 | 778.8 | 0.98 | 0.95 | 0.93 | 0.27 | 505.6 | 0 | 0 | 214.05 | 0.18596 | 0.056448 | 0.027 | 9.82 | System Off | 1 | 0
7643 | 7643 | 2012-11-14 10:59 | 8.41 | 21.96 | 21.96 | 8.41 | 891.55 | 838.99 | 313 | 14.84 | 876.91 | 0.96 | 0.96 | 0.94 | 0.3 | 528.66 | 0 | 0 | 243.88 | 0.19022 | 0.056448 | 0.031 | 9.9 | System Off | 1 | 0
7644 | 7644 | 2012-11-14 11:59 | 10.06 | 22.57 | 22.57 | 10.06 | 823.73 | 772.63 | 291 | 14.74 | 812.46 | 0.96 | 0.95 | 0.93 | 0.28 | 459.9 | 0 | 0 | 227.07 | 0.19148 | 0.056448 | 0.029 | 9.97 | System Off | 1 | 0
7645 | 7645 | 2012-11-14 12:59 | 9.12 | 18.64 | 18.64 | 9.12 | 621.5 | 574.62 | 218 | 14.85 | 618.61 | 0.96 | 0.93 | 0.91 | 0.21 | 368.09 | 0 | 0 | 169.99 | 0.18644 | 0.056448 | 0.022 | 10.09 | System Off | 1 | 0
7646 | 7646 | 2012-11-14 13:59 | 8.17 | 13.42 | 13.42 | 8.17 | 335.29 | 294 | 118 | 14.8 | 340.94 | 0.93 | 0.86 | 0.84 | 0.11 | 217.82 | 0 | 0 | 92.16 | 0.18009 | 0.056448 | 0.012 | 10.17 | System Off | 1 | 0
7647 | 7647 | 2012-11-14 14:59 | 7.23 | 8.32 | 8.32 | 7.23 | 64.76 | 28.35 | 23 | 14.66 | 70.17 | 0.42 | 0.4 | 0.4 | 0.01 | 23.28 | 0 | 0 | 18.01 | 0.18181 | 0.056448 | 0.002 | 8.7 | System Off | 0 | 0
7648 | 7648 | 2012-11-14 15:59 | 6.49 | 6.49 | 6.49 | 6.49 | 0 | 0 | 0 | 0 | 0 | 0 | 0 | 0 | 0 | 0 | 0 | 0 | 0 | 0 | 0 | 0 | 0 | System Off | 0 | 0
7649 | 7649 | 2012-11-14 16:59 | 5.75 | 5.75 | 5.75 | 5.75 | 0 | 0 | 0 | 0 | 0 | 0 | 0 | 0 | 0 | 0 | 0 | 0 | 0 | 0 | 0 | 0 | 0 | System Off | 0 | 0
7650 | 7650 | 2012-11-14 17:59 | 5.01 | 5.01 | 5.01 | 5.01 | 0 | 0 | 0 | 0 | 0 | 0 | 0 | 0 | 0 | 0 | 0 | 0 | 0 | 0 | 0 | 0 | 0 | System Off | 0 | 0
7651 | 7651 | 2012-11-14 18:59 | 4.82 | 4.82 | 4.82 | 4.82 | 0 | 0 | 0 | 0 | 0 | 0 | 0 | 0 | 0 | 0 | 0 | 0 | 0 | 0 | 0 | 0 | 0 | System Off | 0 | 0
7652 | 7652 | 2012-11-14 19:59 | 4.64 | 4.64 | 4.64 | 4.64 | 0 | 0 | 0 | 0 | 0 | 0 | 0 | 0 | 0 | 0 | 0 | 0 | 0 | 0 | 0 | 0 | 0 | System Off | 0 | 0
7653 | 7653 | 2012-11-14 20:59 | 4.45 | 4.45 | 4.45 | 4.45 | 0 | 0 | 0 | 0 | 0 | 0 | 0 | 0 | 0 | 0 | 0 | 0 | 0 | 0 | 0 | 0 | 0 | System Off | 0 | 0
7654 | 7654 | 2012-11-14 21:59 | 4.34 | 4.34 | 4.34 | 4.34 | 0 | 0 | 0 | 0 | 0 | 0 | 0 | 0 | 0 | 0 | 0 | 0 | 0 | 0 | 0 | 0 | 0 | System Off | 0 | 0
7655 | 7655 | 2012-11-14 22:59 | 4.23 | 4.23 | 4.23 | 4.23 | 0 | 0 | 0 | 0 | 0 | 0 | 0 | 0 | 0 | 0 | 0 | 0 | 0 | 0 | 0 | 0 | 0 | System Off | 0 | 0
7656 | 7656 | 2012-11-14 23:59 | 4.12 | 4.12 | 4.12 | 4.12 | 0 | 0 | 0 | 0 | 0 | 0 | 0 | 0 | 0 | 0 | 0 | 0 | 0 | 0 | 0 | 0 | 0 | System Off | 0 | 0
7657 | 7657 | 2012-11-15 00:59 | 4.19 | 4.19 | 4.19 | 4.19 | 0 | 0 | 0 | 0 | 0 | 0 | 0 | 0 | 0 | 0 | 0 | 0 | 0 | 0 | 0 | 0 | 0 | System Off | 0 | 0
7658 | 7658 | 2012-11-15 01:59 | 4.26 | 4.26 | 4.26 | 4.26 | 0 | 0 | 0 | 0 | 0 | 0 | 0 | 0 | 0 | 0 | 0 | 0 | 0 | 0 | 0 | 0 | 0 | System Off | 0 | 0
7659 | 7659 | 2012-11-15 02:59 | 4.32 | 4.32 | 4.32 | 4.32 | 0 | 0 | 0 | 0 | 0 | 0 | 0 | 0 | 0 | 0 | 0 | 0 | 0 | 0 | 0 | 0 | 0 | System Off | 0 | 0
7660 | 7660 | 2012-11-15 03:59 | 4.17 | 4.17 | 4.17 | 4.17 | 0 | 0 | 0 | 0 | 0 | 0 | 0 | 0 | 0 | 0 | 0 | 0 | 0 | 0 | 0 | 0 | 0 | System Off | 0 | 0
7661 | 7661 | 2012-11-15 04:59 | 4.01 | 4.01 | 4.01 | 4.01 | 0 | 0 | 0 | 0 | 0 | 0 | 0 | 0 | 0 | 0 | 0 | 0 | 0 | 0 | 0 | 0 | 0 | System Off | 0 | 0
7662 | 7662 | 2012-11-15 05:59 | 3.86 | 3.86 | 3.86 | 3.86 | 0 | 0 | 0 | 0 | 0 | 0 | 0 | 0 | 0 | 0 | 0 | 0 | 0 | 0 | 0 | 0 | 0 | System Off | 0 | 0
7663 | 7663 | 2012-11-15 06:59 | 4.11 | 4.11 | 4.11 | 4.11 | 0 | 0 | 0 | 0 | 0 | 0 | 0 | 0 | 0 | 0 | 0 | 0 | 0 | 0 | 0 | 0 | 0 | System Off | 0 | 0
7664 | 7664 | 2012-11-15 07:59 | 4.35 | 5.82 | 5.82 | 4.35 | 79.64 | 42.98 | 28 | 14.81 | 85.39 | 0.69 | 0.5 | 0.49 | 0.02 | 37.73 | 0 | 0 | 21.88 | 0.18058 | 0.056448 | 0.003 | 10.71 | System Off | 0 | 0
7665 | 7665 | 2012-11-15 08:59 | 4.6 | 5.98 | 5.98 | 4.6 | 74.71 | 38.13 | 27 | 14.41 | 80.33 | 0.37 | 0.47 | 0.46 | 0.01 | 28.35 | 0 | 0 | 21.21 | 0.18089 | 0.056448 | 0.003 | 11.11 | System Off | 0 | 0
7666 | 7666 | 2012-11-15 09:59 | 5.09 | 6.71 | 6.71 | 5.09 | 89.08 | 52.25 | 32 | 14.5 | 95.14 | 0.62 | 0.55 | 0.54 | 0.02 | 35.77 | 0 | 0 | 25.11 | 0.18184 | 0.056448 | 0.003 | 9.38 | System Off | 0 | 0
7667 | 7667 | 2012-11-15 10:59 | 5.57 | 7.37 | 7.37 | 5.57 | 101.03 | 63.99 | 36 | 14.62 | 107.41 | 0.55 | 0.6 | 0.58 | 0.02 | 40.32 | 0 | 0 | 28.2 | 0.18272 | 0.056448 | 0.004 | 11.11 | System Off | 0 | 0
7668 | 7668 | 2012-11-15 11:59 | 6.05 | 7.58 | 7.58 | 6.05 | 86.3 | 49.52 | 31 | 14.5 | 92.35 | 0.64 | 0.54 | 0.52 | 0.02 | 29.48 | 0 | 0 | 24.33 | 0.18314 | 0.056448 | 0.003 | 9.68 | System Off | 0 | 0
7669 | 7669 | 2012-11-15 12:59 | 6 | 7.56 | 7.56 | 6 | 86.31 | 49.53 | 31 | 14.5 | 92.36 | 0.64 | 0.54 | 0.53 | 0.02 | 31.73 | 0 | 0 | 24.32 | 0.18307 | 0.056448 | 0.003 | 9.68 | System Off | 0 | 0
7670 | 7670 | 2012-11-15 13:59 | 5.96 | 7 | 7 | 5.96 | 55.08 | 18.84 | 20 | 14.34 | 60.03 | 0.49 | 0.31 | 0.31 | 0.01 | 13.96 | 0 | 0 | 15.73 | 0.18244 | 0.056448 | 0.002 | 10 | System Off | 0 | 0
7671 | 7671 | 2012-11-15 14:59 | 5.91 | 6.39 | 6.39 | 5.91 | 24.45 | 0 | 9 | 14.15 | 27.57 | 0 | 0 | 0 | 0 | 0 | 0 | 0 | 7.1 | 0.1818 | 0.056448 | 0.001 | 11.11 | System Off | 0 | 0
7672 | 7672 | 2012-11-15 15:59 | 5.6 | 5.6 | 5.6 | 5.6 | 0 | 0 | 0 | 0 | 0 | 0 | 0 | 0 | 0 | 0 | 0 | 0 | 0 | 0 | 0 | 0 | 0 | System Off | 0 | 0
7673 | 7673 | 2012-11-15 16:59 | 5.3 | 5.3 | 5.3 | 5.3 | 0 | 0 | 0 | 0 | 0 | 0 | 0 | 0 | 0 | 0 | 0 | 0 | 0 | 0 | 0 | 0 | 0 | System Off | 0 | 0
7674 | 7674 | 2012-11-15 17:59 | 5 | 5 | 5 | 5 | 0 | 0 | 0 | 0 | 0 | 0 | 0 | 0 | 0 | 0 | 0 | 0 | 0 | 0 | 0 | 0 | 0 | System Off | 0 | 0
7675 | 7675 | 2012-11-15 18:59 | 4.86 | 4.86 | 4.86 | 4.86 | 0 | 0 | 0 | 0 | 0 | 0 | 0 | 0 | 0 | 0 | 0 | 0 | 0 | 0 | 0 | 0 | 0 | System Off | 0 | 0
7676 | 7676 | 2012-11-15 19:59 | 4.72 | 4.72 | 4.72 | 4.72 | 0 | 0 | 0 | 0 | 0 | 0 | 0 | 0 | 0 | 0 | 0 | 0 | 0 | 0 | 0 | 0 | 0 | System Off | 0 | 0
7677 | 7677 | 2012-11-15 20:59 | 4.58 | 4.58 | 4.58 | 4.58 | 0 | 0 | 0 | 0 | 0 | 0 | 0 | 0 | 0 | 0 | 0 | 0 | 0 | 0 | 0 | 0 | 0 | System Off | 0 | 0
7678 | 7678 | 2012-11-15 21:59 | 4.57 | 4.57 | 4.57 | 4.57 | 0 | 0 | 0 | 0 | 0 | 0 | 0 | 0 | 0 | 0 | 0 | 0 | 0 | 0 | 0 | 0 | 0 | System Off | 0 | 0
7679 | 7679 | 2012-11-15 22:59 | 4.55 | 4.55 | 4.55 | 4.55 | 0 | 0 | 0 | 0 | 0 | 0 | 0 | 0 | 0 | 0 | 0 | 0 | 0 | 0 | 0 | 0 | 0 | System Off | 0 | 0
7680 | 7680 | 2012-11-15 23:59 | 4.54 | 4.54 | 4.54 | 4.54 | 0 | 0 | 0 | 0 | 0 | 0 | 0 | 0 | 0 | 0 | 0 | 0 | 0 | 0 | 0 | 0 | 0 | System Off | 0 | 0
7681 | 7681 | 2012-11-16 00:59 | 4.34 | 4.34 | 4.34 | 4.34 | 0 | 0 | 0 | 0 | 0 | 0 | 0 | 0 | 0 | 0 | 0 | 0 | 0 | 0 | 0 | 0 | 0 | System Off | 0 | 0
7682 | 7682 | 2012-11-16 01:59 | 4.15 | 4.15 | 4.15 | 4.15 | 0 | 0 | 0 | 0 | 0 | 0 | 0 | 0 | 0 | 0 | 0 | 0 | 0 | 0 | 0 | 0 | 0 | System Off | 0 | 0
7683 | 7683 | 2012-11-16 02:59 | 3.95 | 3.95 | 3.95 | 3.95 | 0 | 0 | 0 | 0 | 0 | 0 | 0 | 0 | 0 | 0 | 0 | 0 | 0 | 0 | 0 | 0 | 0 | System Off | 0 | 0
7684 | 7684 | 2012-11-16 03:59 | 3.97 | 3.97 | 3.97 | 3.97 | 0 | 0 | 0 | 0 | 0 | 0 | 0 | 0 | 0 | 0 | 0 | 0 | 0 | 0 | 0 | 0 | 0 | System Off | 0 | 0
7685 | 7685 | 2012-11-16 04:59 | 3.99 | 3.99 | 3.99 | 3.99 | 0 | 0 | 0 | 0 | 0 | 0 | 0 | 0 | 0 | 0 | 0 | 0 | 0 | 0 | 0 | 0 | 0 | System Off | 0 | 0
7686 | 7686 | 2012-11-16 05:59 | 4.01 | 4.01 | 4.01 | 4.01 | 0 | 0 | 0 | 0 | 0 | 0 | 0 | 0 | 0 | 0 | 0 | 0 | 0 | 0 | 0 | 0 | 0 | System Off | 0 | 0
7687 | 7687 | 2012-11-16 06:59 | 4.39 | 4.39 | 4.39 | 4.39 | 0 | 0 | 0 | 0 | 0 | 0 | 0 | 0 | 0 | 0 | 0 | 0 | 0 | 0 | 0 | 0 | 0 | System Off | 0 | 0
7688 | 7688 | 2012-11-16 07:59 | 4.76 | 6.55 | 6.55 | 4.76 | 106.33 | 69.19 | 38 | 14.57 | 112.73 | 0.79 | 0.61 | 0.6 | 0.03 | 60.74 | 0 | 0 | 29.79 | 0.18168 | 0.056448 | 0.004 | 10.53 | System Off | 0 | 0
7689 | 7689 | 2012-11-16 08:59 | 5.14 | 7.16 | 7.16 | 5.14 | 123.28 | 85.85 | 44 | 14.59 | 129.98 | 0.68 | 0.66 | 0.65 | 0.03 | 63.84 | 0 | 0 | 34.48 | 0.18253 | 0.056448 | 0.004 | 9.09 | System Off | 0 | 0
7690 | 7690 | 2012-11-16 09:59 | 5.89 | 9.89 | 9.89 | 5.89 | 240.7 | 201.16 | 84 | 14.92 | 247.55 | 0.83 | 0.81 | 0.8 | 0.07 | 137.7 | 0 | 0 | 65.52 | 0.18565 | 0.056448 | 0.009 | 10.71 | System Off | 1 | 0
7691 | 7691 | 2012-11-16 10:59 | 6.64 | 12.21 | 12.21 | 6.64 | 327.33 | 286.18 | 114 | 14.95 | 333 | 0.87 | 0.86 | 0.84 | 0.1 | 180.33 | 0 | 0 | 88.84 | 0.17776 | 0.056448 | 0.012 | 10.53 | System Off | 1 | 0
7692 | 7692 | 2012-11-16 11:59 | 7.38 | 20.12 | 20.12 | 7.38 | 739.77 | 690.45 | 259 | 14.88 | 732.03 | 0.96 | 0.94 | 0.92 | 0.25 | 410.98 | 0 | 0 | 201.69 | 0.18603 | 0.056448 | 0.026 | 10.04 | System Off | 1 | 0
7693 | 7693 | 2012-11-16 12:59 | 7.24 | 17.47 | 17.47 | 7.24 | 596.57 | 550.19 | 209 | 14.87 | 594.51 | 0.96 | 0.93 | 0.91 | 0.2 | 352.44 | 0 | 0 | 162.88 | 0.18334 | 0.056448 | 0.021 | 10.05 | System Off | 1 | 0
7694 | 7694 | 2012-11-16 13:59 | 7.09 | 12.6 | 12.6 | 7.09 | 317.08 | 276.13 | 111 | 14.88 | 323.02 | 0.9 | 0.85 | 0.84 | 0.1 | 204.58 | 0 | 0 | 86.59 | 0.17824 | 0.056448 | 0.011 | 9.91 | System Off | 1 | 0
7695 | 7695 | 2012-11-16 14:59 | 6.95 | 7.99 | 7.99 | 6.95 | 56.4 | 20.13 | 20 | 14.69 | 61.45 | 0.48 | 0.33 | 0.32 | 0.01 | 16.54 | 0 | 0 | 15.66 | 0.18126 | 0.056448 | 0.002 | 10 | System Off | 0 | 0
7696 | 7696 | 2012-11-16 15:59 | 6.18 | 6.18 | 6.18 | 6.18 | 0 | 0 | 0 | 0 | 0 | 0 | 0 | 0 | 0 | 0 | 0 | 0 | 0 | 0 | 0 | 0 | 0 | System Off | 0 | 0
7697 | 7697 | 2012-11-16 16:59 | 5.41 | 5.41 | 5.41 | 5.41 | 0 | 0 | 0 | 0 | 0 | 0 | 0 | 0 | 0 | 0 | 0 | 0 | 0 | 0 | 0 | 0 | 0 | System Off | 0 | 0
7698 | 7698 | 2012-11-16 17:59 | 4.64 | 4.64 | 4.64 | 4.64 | 0 | 0 | 0 | 0 | 0 | 0 | 0 | 0 | 0 | 0 | 0 | 0 | 0 | 0 | 0 | 0 | 0 | System Off | 0 | 0
7699 | 7699 | 2012-11-16 18:59 | 4.05 | 4.05 | 4.05 | 4.05 | 0 | 0 | 0 | 0 | 0 | 0 | 0 | 0 | 0 | 0 | 0 | 0 | 0 | 0 | 0 | 0 | 0 | System Off | 0 | 0
7700 | 7700 | 2012-11-16 19:59 | 3.46 | 3.46 | 3.46 | 3.46 | 0 | 0 | 0 | 0 | 0 | 0 | 0 | 0 | 0 | 0 | 0 | 0 | 0 | 0 | 0 | 0 | 0 | System Off | 0 | 0
7701 | 7701 | 2012-11-16 20:59 | 2.86 | 2.86 | 2.86 | 2.86 | 0 | 0 | 0 | 0 | 0 | 0 | 0 | 0 | 0 | 0 | 0 | 0 | 0 | 0 | 0 | 0 | 0 | System Off | 0 | 0
7702 | 7702 | 2012-11-16 21:59 | 2.88 | 2.88 | 2.88 | 2.88 | 0 | 0 | 0 | 0 | 0 | 0 | 0 | 0 | 0 | 0 | 0 | 0 | 0 | 0 | 0 | 0 | 0 | System Off | 0 | 0
7703 | 7703 | 2012-11-16 22:59 | 2.9 | 2.9 | 2.9 | 2.9 | 0 | 0 | 0 | 0 | 0 | 0 | 0 | 0 | 0 | 0 | 0 | 0 | 0 | 0 | 0 | 0 | 0 | System Off | 0 | 0
7704 | 7704 | 2012-11-16 23:59 | 2.92 | 2.92 | 2.92 | 2.92 | 0 | 0 | 0 | 0 | 0 | 0 | 0 | 0 | 0 | 0 | 0 | 0 | 0 | 0 | 0 | 0 | 0 | System Off | 0 | 0
7705 | 7705 | 2012-11-17 00:59 | 3 | 3 | 3 | 3 | 0 | 0 | 0 | 0 | 0 | 0 | 0 | 0 | 0 | 0 | 0 | 0 | 0 | 0 | 0 | 0 | 0 | System Off | 0 | 0
7706 | 7706 | 2012-11-17 01:59 | 3.08 | 3.08 | 3.08 | 3.08 | 0 | 0 | 0 | 0 | 0 | 0 | 0 | 0 | 0 | 0 | 0 | 0 | 0 | 0 | 0 | 0 | 0 | System Off | 0 | 0
7707 | 7707 | 2012-11-17 02:59 | 3.16 | 3.16 | 3.16 | 3.16 | 0 | 0 | 0 | 0 | 0 | 0 | 0 | 0 | 0 | 0 | 0 | 0 | 0 | 0 | 0 | 0 | 0 | System Off | 0 | 0
7708 | 7708 | 2012-11-17 03:59 | 3.21 | 3.21 | 3.21 | 3.21 | 0 | 0 | 0 | 0 | 0 | 0 | 0 | 0 | 0 | 0 | 0 | 0 | 0 | 0 | 0 | 0 | 0 | System Off | 0 | 0
7709 | 7709 | 2012-11-17 04:59 | 3.25 | 3.25 | 3.25 | 3.25 | 0 | 0 | 0 | 0 | 0 | 0 | 0 | 0 | 0 | 0 | 0 | 0 | 0 | 0 | 0 | 0 | 0 | System Off | 0 | 0
7710 | 7710 | 2012-11-17 05:59 | 3.3 | 3.3 | 3.3 | 3.3 | 0 | 0 | 0 | 0 | 0 | 0 | 0 | 0 | 0 | 0 | 0 | 0 | 0 | 0 | 0 | 0 | 0 | System Off | 0 | 0
7711 | 7711 | 2012-11-17 06:59 | 4.38 | 4.38 | 4.38 | 4.38 | 0 | 0 | 0 | 0 | 0 | 0 | 0 | 0 | 0 | 0 | 0 | 0 | 0 | 0 | 0 | 0 | 0 | System Off | 0 | 0
7712 | 7712 | 2012-11-17 07:59 | 5.47 | 8.9 | 8.9 | 5.47 | 232.42 | 193.03 | 81 | 14.94 | 239.25 | 0.86 | 0.81 | 0.79 | 0.07 | 169.46 | 0 | 0 | 63.17 | 0.1849 | 0.056448 | 0.008 | 9.88 | System Off | 1 | 0
7713 | 7713 | 2012-11-17 08:59 | 6.55 | 13.39 | 13.39 | 6.55 | 467.91 | 424.08 | 162 | 15.04 | 469.9 | 0.92 | 0.9 | 0.88 | 0.15 | 315.38 | 0 | 0 | 126.09 | 0.18002 | 0.056448 | 0.016 | 9.88 | System Off | 1 | 0
7714 | 7714 | 2012-11-17 09:59 | 7.77 | 14.04 | 14.04 | 7.77 | 427.11 | 384.08 | 149 | 14.93 | 430.46 | 0.94 | 0.89 | 0.87 | 0.14 | 262.92 | 0 | 0 | 116.15 | 0.18107 | 0.056448 | 0.015 | 10.07 | System Off | 1 | 0
7715 | 7715 | 2012-11-17 10:59 | 8.99 | 19.4 | 19.4 | 8.99 | 720.28 | 671.37 | 252 | 14.89 | 713.33 | 0.95 | 0.94 | 0.92 | 0.24 | 423.04 | 0 | 0 | 196.38 | 0.18797 | 0.056448 | 0.025 | 9.92 | System Off | 1 | 0
7716 | 7716 | 2012-11-17 11:59 | 10.21 | 20.39 | 20.39 | 10.21 | 708.74 | 660.07 | 249 | 14.82 | 702.41 | 0.96 | 0.94 | 0.92 | 0.24 | 392.9 | 0 | 0 | 194.21 | 0.18956 | 0.056448 | 0.025 | 10.04 | System Off | 1 | 0
7717 | 7717 | 2012-11-17 12:59 | 10.02 | 18.5 | 18.5 | 10.02 | 571.96 | 526.07 | 201 | 14.82 | 570.99 | 0.94 | 0.92 | 0.9 | 0.19 | 336.99 | 0 | 0 | 156.84 | 0.18686 | 0.056448 | 0.02 | 9.95 | System Off | 1 | 0
7718 | 7718 | 2012-11-17 13:59 | 9.83 | 14.16 | 14.16 | 9.83 | 276.81 | 236.61 | 98 | 14.71 | 283.68 | 0.91 | 0.83 | 0.82 | 0.09 | 175.3 | 0 | 0 | 76.64 | 0.18139 | 0.056448 | 0.01 | 10.2 | System Off | 1 | 0
7719 | 7719 | 2012-11-17 14:59 | 9.64 | 10.51 | 10.51 | 9.64 | 50.57 | 14.4 | 19 | 13.86 | 55.49 | 0.53 | 0.26 | 0.25 | 0.01 | 11.83 | 0 | 0 | 15.03 | 0.17714 | 0.056448 | 0.002 | 10.53 | System Off | 0 | 0
7720 | 7720 | 2012-11-17 15:59 | 9.6 | 9.6 | 9.6 | 9.6 | 0 | 0 | 0 | 0 | 0 | 0 | 0 | 0 | 0 | 0 | 0 | 0 | 0 | 0 | 0 | 0 | 0 | System Off | 0 | 0
7721 | 7721 | 2012-11-17 16:59 | 9.57 | 9.57 | 9.57 | 9.57 | 0 | 0 | 0 | 0 | 0 | 0 | 0 | 0 | 0 | 0 | 0 | 0 | 0 | 0 | 0 | 0 | 0 | System Off | 0 | 0
7722 | 7722 | 2012-11-17 17:59 | 9.54 | 9.54 | 9.54 | 9.54 | 0 | 0 | 0 | 0 | 0 | 0 | 0 | 0 | 0 | 0 | 0 | 0 | 0 | 0 | 0 | 0 | 0 | System Off | 0 | 0
7723 | 7723 | 2012-11-17 18:59 | 9.54 | 9.54 | 9.54 | 9.54 | 0 | 0 | 0 | 0 | 0 | 0 | 0 | 0 | 0 | 0 | 0 | 0 | 0 | 0 | 0 | 0 | 0 | System Off | 0 | 0
7724 | 7724 | 2012-11-17 19:59 | 9.55 | 9.55 | 9.55 | 9.55 | 0 | 0 | 0 | 0 | 0 | 0 | 0 | 0 | 0 | 0 | 0 | 0 | 0 | 0 | 0 | 0 | 0 | System Off | 0 | 0
7725 | 7725 | 2012-11-17 20:59 | 9.55 | 9.55 | 9.55 | 9.55 | 0 | 0 | 0 | 0 | 0 | 0 | 0 | 0 | 0 | 0 | 0 | 0 | 0 | 0 | 0 | 0 | 0 | System Off | 0 | 0
7726 | 7726 | 2012-11-17 21:59 | 9.61 | 9.61 | 9.61 | 9.61 | 0 | 0 | 0 | 0 | 0 | 0 | 0 | 0 | 0 | 0 | 0 | 0 | 0 | 0 | 0 | 0 | 0 | System Off | 0 | 0
7727 | 7727 | 2012-11-17 22:59 | 9.67 | 9.67 | 9.67 | 9.67 | 0 | 0 | 0 | 0 | 0 | 0 | 0 | 0 | 0 | 0 | 0 | 0 | 0 | 0 | 0 | 0 | 0 | System Off | 0 | 0
7728 | 7728 | 2012-11-17 23:59 | 9.73 | 9.73 | 9.73 | 9.73 | 0 | 0 | 0 | 0 | 0 | 0 | 0 | 0 | 0 | 0 | 0 | 0 | 0 | 0 | 0 | 0 | 0 | System Off | 0 | 0
7729 | 7729 | 2012-11-18 00:59 | 9.53 | 9.53 | 9.53 | 9.53 | 0 | 0 | 0 | 0 | 0 | 0 | 0 | 0 | 0 | 0 | 0 | 0 | 0 | 0 | 0 | 0 | 0 | System Off | 0 | 0
7730 | 7730 | 2012-11-18 01:59 | 9.33 | 9.33 | 9.33 | 9.33 | 0 | 0 | 0 | 0 | 0 | 0 | 0 | 0 | 0 | 0 | 0 | 0 | 0 | 0 | 0 | 0 | 0 | System Off | 0 | 0
7731 | 7731 | 2012-11-18 02:59 | 9.13 | 9.13 | 9.13 | 9.13 | 0 | 0 | 0 | 0 | 0 | 0 | 0 | 0 | 0 | 0 | 0 | 0 | 0 | 0 | 0 | 0 | 0 | System Off | 0 | 0
7732 | 7732 | 2012-11-18 03:59 | 9.17 | 9.17 | 9.17 | 9.17 | 0 | 0 | 0 | 0 | 0 | 0 | 0 | 0 | 0 | 0 | 0 | 0 | 0 | 0 | 0 | 0 | 0 | System Off | 0 | 0
7733 | 7733 | 2012-11-18 04:59 | 9.2 | 9.2 | 9.2 | 9.2 | 0 | 0 | 0 | 0 | 0 | 0 | 0 | 0 | 0 | 0 | 0 | 0 | 0 | 0 | 0 | 0 | 0 | System Off | 0 | 0
7734 | 7734 | 2012-11-18 05:59 | 9.24 | 9.24 | 9.24 | 9.24 | 0 | 0 | 0 | 0 | 0 | 0 | 0 | 0 | 0 | 0 | 0 | 0 | 0 | 0 | 0 | 0 | 0 | System Off | 0 | 0
7735 | 7735 | 2012-11-18 06:59 | 9.49 | 9.49 | 9.49 | 9.49 | 0 | 0 | 0 | 0 | 0 | 0 | 0 | 0 | 0 | 0 | 0 | 0 | 0 | 0 | 0 | 0 | 0 | System Off | 0 | 0
7736 | 7736 | 2012-11-18 07:59 | 9.73 | 11.32 | 11.32 | 9.73 | 84.85 | 48.09 | 31 | 14.26 | 91.12 | 0.64 | 0.53 | 0.52 | 0.02 | 42.22 | 0 | 0 | 24.4 | 0.17787 | 0.056448 | 0.003 | 9.68 | System Off | 0 | 0
7737 | 7737 | 2012-11-18 08:59 | 9.98 | 11.12 | 11.12 | 9.98 | 61.1 | 24.76 | 22 | 14.46 | 66.54 | 0.44 | 0.37 | 0.36 | 0.01 | 18.41 | 0 | 0 | 17.27 | 0.17776 | 0.056448 | 0.002 | 9.09 | System Off | 0 | 0
7738 | 7738 | 2012-11-18 09:59 | 10 | 12.23 | 12.23 | 10 | 130.24 | 92.68 | 47 | 14.43 | 137.46 | 0.63 | 0.67 | 0.66 | 0.03 | 63.45 | 0 | 0 | 36.91 | 0.17905 | 0.056448 | 0.005 | 10.64 | System Off | 0 | 0
7739 | 7739 | 2012-11-18 10:59 | 10.02 | 12.21 | 12.21 | 10.02 | 135.11 | 97.47 | 49 | 14.36 | 142.38 | 0.81 | 0.68 | 0.67 | 0.04 | 61.42 | 0 | 0 | 38.51 | 0.17918 | 0.056448 | 0.005 | 10.2 | System Off | 0 | 0
7740 | 7740 | 2012-11-18 11:59 | 10.03 | 11.25 | 11.25 | 10.03 | 77.7 | 41.07 | 28 | 14.45 | 83.76 | 0.35 | 0.49 | 0.48 | 0.01 | 24.44 | 0 | 0 | 21.99 | 0.17813 | 0.056448 | 0.003 | 10.71 | System Off | 0 | 0
7741 | 7741 | 2012-11-18 12:59 | 9.72 | 10.65 | 10.65 | 9.72 | 56.51 | 20.24 | 21 | 14.02 | 61.72 | 0.47 | 0.33 | 0.32 | 0.01 | 12.96 | 0 | 0 | 16.58 | 0.17735 | 0.056448 | 0.002 | 9.52 | System Off | 0 | 0
7742 | 7742 | 2012-11-18 13:59 | 9.42 | 9.92 | 9.92 | 9.42 | 28.62 | 0 | 11 | 13.55 | 32.18 | 0 | 0 | 0 | 0 | 0 | 0 | 0 | 8.74 | 0.17644 | 0.056448 | 0.001 | 9.09 | System Off | 0 | 0
7743 | 7743 | 2012-11-18 14:59 | 9.11 | 9.23 | 9.23 | 9.11 | 6.17 | 0 | 2 | 16.07 | 7.44 | 0 | 0 | 0 | 0 | 0 | 0 | 0 | 1.54 | 0.18337 | 0.056448 | 0 | 0 | System Off | 0 | 0
7744 | 7744 | 2012-11-18 15:59 | 8.79 | 8.79 | 8.79 | 8.79 | 0 | 0 | 0 | 0 | 0 | 0 | 0 | 0 | 0 | 0 | 0 | 0 | 0 | 0 | 0 | 0 | 0 | System Off | 0 | 0
7745 | 7745 | 2012-11-18 16:59 | 8.48 | 8.48 | 8.48 | 8.48 | 0 | 0 | 0 | 0 | 0 | 0 | 0 | 0 | 0 | 0 | 0 | 0 | 0 | 0 | 0 | 0 | 0 | System Off | 0 | 0
7746 | 7746 | 2012-11-18 17:59 | 8.17 | 8.17 | 8.17 | 8.17 | 0 | 0 | 0 | 0 | 0 | 0 | 0 | 0 | 0 | 0 | 0 | 0 | 0 | 0 | 0 | 0 | 0 | System Off | 0 | 0
7747 | 7747 | 2012-11-18 18:59 | 7.95 | 7.95 | 7.95 | 7.95 | 0 | 0 | 0 | 0 | 0 | 0 | 0 | 0 | 0 | 0 | 0 | 0 | 0 | 0 | 0 | 0 | 0 | System Off | 0 | 0
7748 | 7748 | 2012-11-18 19:59 | 7.73 | 7.73 | 7.73 | 7.73 | 0 | 0 | 0 | 0 | 0 | 0 | 0 | 0 | 0 | 0 | 0 | 0 | 0 | 0 | 0 | 0 | 0 | System Off | 0 | 0
7749 | 7749 | 2012-11-18 20:59 | 7.5 | 7.5 | 7.5 | 7.5 | 0 | 0 | 0 | 0 | 0 | 0 | 0 | 0 | 0 | 0 | 0 | 0 | 0 | 0 | 0 | 0 | 0 | System Off | 0 | 0
7750 | 7750 | 2012-11-18 21:59 | 7.45 | 7.45 | 7.45 | 7.45 | 0 | 0 | 0 | 0 | 0 | 0 | 0 | 0 | 0 | 0 | 0 | 0 | 0 | 0 | 0 | 0 | 0 | System Off | 0 | 0
7751 | 7751 | 2012-11-18 22:59 | 7.4 | 7.4 | 7.4 | 7.4 | 0 | 0 | 0 | 0 | 0 | 0 | 0 | 0 | 0 | 0 | 0 | 0 | 0 | 0 | 0 | 0 | 0 | System Off | 0 | 0
7752 | 7752 | 2012-11-18 23:59 | 7.35 | 7.35 | 7.35 | 7.35 | 0 | 0 | 0 | 0 | 0 | 0 | 0 | 0 | 0 | 0 | 0 | 0 | 0 | 0 | 0 | 0 | 0 | System Off | 0 | 0
7753 | 7753 | 2012-11-19 00:59 | 7.39 | 7.39 | 7.39 | 7.39 | 0 | 0 | 0 | 0 | 0 | 0 | 0 | 0 | 0 | 0 | 0 | 0 | 0 | 0 | 0 | 0 | 0 | System Off | 0 | 0
7754 | 7754 | 2012-11-19 01:59 | 7.43 | 7.43 | 7.43 | 7.43 | 0 | 0 | 0 | 0 | 0 | 0 | 0 | 0 | 0 | 0 | 0 | 0 | 0 | 0 | 0 | 0 | 0 | System Off | 0 | 0
7755 | 7755 | 2012-11-19 02:59 | 7.46 | 7.46 | 7.46 | 7.46 | 0 | 0 | 0 | 0 | 0 | 0 | 0 | 0 | 0 | 0 | 0 | 0 | 0 | 0 | 0 | 0 | 0 | System Off | 0 | 0
7756 | 7756 | 2012-11-19 03:59 | 7.66 | 7.66 | 7.66 | 7.66 | 0 | 0 | 0 | 0 | 0 | 0 | 0 | 0 | 0 | 0 | 0 | 0 | 0 | 0 | 0 | 0 | 0 | System Off | 0 | 0
7757 | 7757 | 2012-11-19 04:59 | 7.85 | 7.85 | 7.85 | 7.85 | 0 | 0 | 0 | 0 | 0 | 0 | 0 | 0 | 0 | 0 | 0 | 0 | 0 | 0 | 0 | 0 | 0 | System Off | 0 | 0
7758 | 7758 | 2012-11-19 05:59 | 8.04 | 8.04 | 8.04 | 8.04 | 0 | 0 | 0 | 0 | 0 | 0 | 0 | 0 | 0 | 0 | 0 | 0 | 0 | 0 | 0 | 0 | 0 | System Off | 0 | 0
7759 | 7759 | 2012-11-19 06:59 | 8.5 | 8.5 | 8.5 | 8.5 | 0 | 0 | 0 | 0 | 0 | 0 | 0 | 0 | 0 | 0 | 0 | 0 | 0 | 0 | 0 | 0 | 0 | System Off | 0 | 0
7760 | 7760 | 2012-11-19 07:59 | 8.95 | 10.71 | 10.71 | 8.95 | 106.14 | 69.01 | 38 | 14.55 | 112.87 | 0.52 | 0.61 | 0.6 | 0.02 | 60.58 | 0 | 0 | 29.8 | 0.17715 | 0.056448 | 0.004 | 10.53 | System Off | 0 | 0
7761 | 7761 | 2012-11-19 08:59 | 9.41 | 10.78 | 10.78 | 9.41 | 85.06 | 48.3 | 31 | 14.29 | 91.3 | 0.64 | 0.53 | 0.52 | 0.02 | 35.92 | 0 | 0 | 24.39 | 0.17743 | 0.056448 | 0.003 | 9.68 | System Off | 0 | 0
7762 | 7762 | 2012-11-19 09:59 | 10.06 | 14.3 | 14.3 | 10.06 | 276.37 | 236.18 | 98 | 14.69 | 283.26 | 0.91 | 0.83 | 0.82 | 0.09 | 161.67 | 0 | 0 | 76.67 | 0.18171 | 0.056448 | 0.01 | 10.2 | System Off | 1 | 0
7763 | 7763 | 2012-11-19 10:59 | 10.71 | 16.44 | 16.44 | 10.71 | 380.1 | 337.96 | 134 | 14.77 | 385.11 | 0.89 | 0.88 | 0.86 | 0.12 | 212.96 | 0 | 0 | 104.68 | 0.18444 | 0.056448 | 0.014 | 10.45 | System Off | 1 | 0
7764 | 7764 | 2012-11-19 11:59 | 11.36 | 18.21 | 18.21 | 11.36 | 461.45 | 417.75 | 163 | 14.74 | 464.32 | 0.92 | 0.9 | 0.88 | 0.15 | 248.66 | 0 | 0 | 127.36 | 0.18683 | 0.056448 | 0.016 | 9.82 | System Off | 1 | 0
7765 | 7765 | 2012-11-19 12:59 | 11.35 | 19.85 | 19.85 | 11.35 | 569.72 | 523.88 | 201 | 14.76 | 569.04 | 0.94 | 0.92 | 0.9 | 0.19 | 335.59 | 0 | 0 | 156.95 | 0.18875 | 0.056448 | 0.02 | 9.95 | System Off | 1 | 0
7766 | 7766 | 2012-11-19 13:59 | 11.33 | 15.85 | 15.85 | 11.33 | 291.35 | 250.87 | 104 | 14.59 | 298.2 | 0.86 | 0.84 | 0.82 | 0.09 | 185.87 | 0 | 0 | 81.46 | 0.18379 | 0.056448 | 0.011 | 10.58 | System Off | 1 | 0
7767 | 7767 | 2012-11-19 14:59 | 11.32 | 12.11 | 12.11 | 11.32 | 46.54 | 10.44 | 17 | 14.26 | 51.33 | 0 | 0.2 | 0.2 | 0 | 8.58 | 0 | 0 | 13.38 | 0.17935 | 0.056448 | 0.002 | 11.76 | System Off | 0 | 0
7768 | 7768 | 2012-11-19 15:59 | 10.71 | 10.71 | 10.71 | 10.71 | 0 | 0 | 0 | 0 | 0 | 0 | 0 | 0 | 0 | 0 | 0 | 0 | 0 | 0 | 0 | 0 | 0 | System Off | 0 | 0
7769 | 7769 | 2012-11-19 16:59 | 10.11 | 10.11 | 10.11 | 10.11 | 0 | 0 | 0 | 0 | 0 | 0 | 0 | 0 | 0 | 0 | 0 | 0 | 0 | 0 | 0 | 0 | 0 | System Off | 0 | 0
7770 | 7770 | 2012-11-19 17:59 | 9.5 | 9.5 | 9.5 | 9.5 | 0 | 0 | 0 | 0 | 0 | 0 | 0 | 0 | 0 | 0 | 0 | 0 | 0 | 0 | 0 | 0 | 0 | System Off | 0 | 0
7771 | 7771 | 2012-11-19 18:59 | 9.04 | 9.04 | 9.04 | 9.04 | 0 | 0 | 0 | 0 | 0 | 0 | 0 | 0 | 0 | 0 | 0 | 0 | 0 | 0 | 0 | 0 | 0 | System Off | 0 | 0
7772 | 7772 | 2012-11-19 19:59 | 8.58 | 8.58 | 8.58 | 8.58 | 0 | 0 | 0 | 0 | 0 | 0 | 0 | 0 | 0 | 0 | 0 | 0 | 0 | 0 | 0 | 0 | 0 | System Off | 0 | 0
7773 | 7773 | 2012-11-19 20:59 | 8.11 | 8.11 | 8.11 | 8.11 | 0 | 0 | 0 | 0 | 0 | 0 | 0 | 0 | 0 | 0 | 0 | 0 | 0 | 0 | 0 | 0 | 0 | System Off | 0 | 0
7774 | 7774 | 2012-11-19 21:59 | 7.67 | 7.67 | 7.67 | 7.67 | 0 | 0 | 0 | 0 | 0 | 0 | 0 | 0 | 0 | 0 | 0 | 0 | 0 | 0 | 0 | 0 | 0 | System Off | 0 | 0
7775 | 7775 | 2012-11-19 22:59 | 7.22 | 7.22 | 7.22 | 7.22 | 0 | 0 | 0 | 0 | 0 | 0 | 0 | 0 | 0 | 0 | 0 | 0 | 0 | 0 | 0 | 0 | 0 | System Off | 0 | 0
7776 | 7776 | 2012-11-19 23:59 | 6.78 | 6.78 | 6.78 | 6.78 | 0 | 0 | 0 | 0 | 0 | 0 | 0 | 0 | 0 | 0 | 0 | 0 | 0 | 0 | 0 | 0 | 0 | System Off | 0 | 0
7777 | 7777 | 2012-11-20 00:59 | 6.31 | 6.31 | 6.31 | 6.31 | 0 | 0 | 0 | 0 | 0 | 0 | 0 | 0 | 0 | 0 | 0 | 0 | 0 | 0 | 0 | 0 | 0 | System Off | 0 | 0
7778 | 7778 | 2012-11-20 01:59 | 5.85 | 5.85 | 5.85 | 5.85 | 0 | 0 | 0 | 0 | 0 | 0 | 0 | 0 | 0 | 0 | 0 | 0 | 0 | 0 | 0 | 0 | 0 | System Off | 0 | 0
7779 | 7779 | 2012-11-20 02:59 | 5.38 | 5.38 | 5.38 | 5.38 | 0 | 0 | 0 | 0 | 0 | 0 | 0 | 0 | 0 | 0 | 0 | 0 | 0 | 0 | 0 | 0 | 0 | System Off | 0 | 0
7780 | 7780 | 2012-11-20 03:59 | 5.38 | 5.38 | 5.38 | 5.38 | 0 | 0 | 0 | 0 | 0 | 0 | 0 | 0 | 0 | 0 | 0 | 0 | 0 | 0 | 0 | 0 | 0 | System Off | 0 | 0
7781 | 7781 | 2012-11-20 04:59 | 5.37 | 5.37 | 5.37 | 5.37 | 0 | 0 | 0 | 0 | 0 | 0 | 0 | 0 | 0 | 0 | 0 | 0 | 0 | 0 | 0 | 0 | 0 | System Off | 0 | 0
7782 | 7782 | 2012-11-20 05:59 | 5.36 | 5.36 | 5.36 | 5.36 | 0 | 0 | 0 | 0 | 0 | 0 | 0 | 0 | 0 | 0 | 0 | 0 | 0 | 0 | 0 | 0 | 0 | System Off | 0 | 0
7783 | 7783 | 2012-11-20 06:59 | 5.8 | 5.8 | 5.8 | 5.8 | 0 | 0 | 0 | 0 | 0 | 0 | 0 | 0 | 0 | 0 | 0 | 0 | 0 | 0 | 0 | 0 | 0 | System Off | 0 | 0
7784 | 7784 | 2012-11-20 07:59 | 6.24 | 9.13 | 9.13 | 6.24 | 199.74 | 160.94 | 70 | 14.86 | 206.84 | 0.85 | 0.78 | 0.76 | 0.06 | 141.29 | 0 | 0 | 54.66 | 0.18284 | 0.056448 | 0.007 | 10 | System Off | 1 | 0
7785 | 7785 | 2012-11-20 08:59 | 6.68 | 12.92 | 12.92 | 6.68 | 453.16 | 409.62 | 157 | 15.03 | 455.56 | 0.95 | 0.9 | 0.88 | 0.15 | 304.63 | 0 | 0 | 122.24 | 0.17995 | 0.056448 | 0.016 | 10.19 | System Off | 1 | 0
7786 | 7786 | 2012-11-20 09:59 | 7.24 | 17.01 | 17.01 | 7.24 | 702.23 | 653.69 | 244 | 14.99 | 695.71 | 0.98 | 0.94 | 0.92 | 0.24 | 447.48 | 0 | 0 | 189.94 | 0.18508 | 0.056448 | 0.024 | 9.84 | System Off | 1 | 0
7787 | 7787 | 2012-11-20 10:59 | 7.8 | 19.42 | 19.42 | 7.8 | 820.12 | 769.1 | 286 | 14.94 | 808.57 | 0.98 | 0.95 | 0.93 | 0.28 | 484.62 | 0 | 0 | 222.69 | 0.18798 | 0.056448 | 0.029 | 10.14 | System Off | 1 | 0
7788 | 7788 | 2012-11-20 11:59 | 8.36 | 19.33 | 19.33 | 8.36 | 757.21 | 707.52 | 265 | 14.88 | 748.59 | 0.98 | 0.95 | 0.92 | 0.26 | 421.14 | 0 | 0 | 206.5 | 0.18773 | 0.056448 | 0.027 | 10.19 | System Off | 1 | 0
7789 | 7789 | 2012-11-20 12:59 | 8.2 | 16.43 | 16.43 | 8.2 | 560.41 | 514.76 | 196 | 14.89 | 559.59 | 0.97 | 0.92 | 0.9 | 0.19 | 329.74 | 0 | 0 | 152.8 | 0.18403 | 0.056448 | 0.02 | 10.2 | System Off | 1 | 0
7790 | 7790 | 2012-11-20 13:59 | 8.03 | 12.43 | 12.43 | 8.03 | 291.25 | 250.78 | 102 | 14.87 | 297.66 | 0.88 | 0.84 | 0.82 | 0.09 | 185.8 | 0 | 0 | 79.61 | 0.17909 | 0.056448 | 0.01 | 9.8 | System Off | 1 | 0
7791 | 7791 | 2012-11-20 14:59 | 7.87 | 8.57 | 8.57 | 7.87 | 42.48 | 6.45 | 15 | 14.75 | 46.88 | 0 | 0.14 | 0.13 | 0 | 5.3 | 0 | 0 | 11.73 | 0.1823 | 0.056448 | 0.002 | 13.33 | System Off | 0 | 0
7792 | 7792 | 2012-11-20 15:59 | 7.35 | 7.35 | 7.35 | 7.35 | 0 | 0 | 0 | 0 | 0 | 0 | 0 | 0 | 0 | 0 | 0 | 0 | 0 | 0 | 0 | 0 | 0 | System Off | 0 | 0
7793 | 7793 | 2012-11-20 16:59 | 6.83 | 6.83 | 6.83 | 6.83 | 0 | 0 | 0 | 0 | 0 | 0 | 0 | 0 | 0 | 0 | 0 | 0 | 0 | 0 | 0 | 0 | 0 | System Off | 0 | 0
7794 | 7794 | 2012-11-20 17:59 | 6.31 | 6.31 | 6.31 | 6.31 | 0 | 0 | 0 | 0 | 0 | 0 | 0 | 0 | 0 | 0 | 0 | 0 | 0 | 0 | 0 | 0 | 0 | System Off | 0 | 0
7795 | 7795 | 2012-11-20 18:59 | 6.07 | 6.07 | 6.07 | 6.07 | 0 | 0 | 0 | 0 | 0 | 0 | 0 | 0 | 0 | 0 | 0 | 0 | 0 | 0 | 0 | 0 | 0 | System Off | 0 | 0
7796 | 7796 | 2012-11-20 19:59 | 5.83 | 5.83 | 5.83 | 5.83 | 0 | 0 | 0 | 0 | 0 | 0 | 0 | 0 | 0 | 0 | 0 | 0 | 0 | 0 | 0 | 0 | 0 | System Off | 0 | 0
7797 | 7797 | 2012-11-20 20:59 | 5.58 | 5.58 | 5.58 | 5.58 | 0 | 0 | 0 | 0 | 0 | 0 | 0 | 0 | 0 | 0 | 0 | 0 | 0 | 0 | 0 | 0 | 0 | System Off | 0 | 0
7798 | 7798 | 2012-11-20 21:59 | 5.32 | 5.32 | 5.32 | 5.32 | 0 | 0 | 0 | 0 | 0 | 0 | 0 | 0 | 0 | 0 | 0 | 0 | 0 | 0 | 0 | 0 | 0 | System Off | 0 | 0
7799 | 7799 | 2012-11-20 22:59 | 5.06 | 5.06 | 5.06 | 5.06 | 0 | 0 | 0 | 0 | 0 | 0 | 0 | 0 | 0 | 0 | 0 | 0 | 0 | 0 | 0 | 0 | 0 | System Off | 0 | 0
7800 | 7800 | 2012-11-20 23:59 | 4.8 | 4.8 | 4.8 | 4.8 | 0 | 0 | 0 | 0 | 0 | 0 | 0 | 0 | 0 | 0 | 0 | 0 | 0 | 0 | 0 | 0 | 0 | System Off | 0 | 0
7801 | 7801 | 2012-11-21 00:59 | 4.47 | 4.47 | 4.47 | 4.47 | 0 | 0 | 0 | 0 | 0 | 0 | 0 | 0 | 0 | 0 | 0 | 0 | 0 | 0 | 0 | 0 | 0 | System Off | 0 | 0
7802 | 7802 | 2012-11-21 01:59 | 4.14 | 4.14 | 4.14 | 4.14 | 0 | 0 | 0 | 0 | 0 | 0 | 0 | 0 | 0 | 0 | 0 | 0 | 0 | 0 | 0 | 0 | 0 | System Off | 0 | 0
7803 | 7803 | 2012-11-21 02:59 | 3.8 | 3.8 | 3.8 | 3.8 | 0 | 0 | 0 | 0 | 0 | 0 | 0 | 0 | 0 | 0 | 0 | 0 | 0 | 0 | 0 | 0 | 0 | System Off | 0 | 0
7804 | 7804 | 2012-11-21 03:59 | 3.65 | 3.65 | 3.65 | 3.65 | 0 | 0 | 0 | 0 | 0 | 0 | 0 | 0 | 0 | 0 | 0 | 0 | 0 | 0 | 0 | 0 | 0 | System Off | 0 | 0
7805 | 7805 | 2012-11-21 04:59 | 3.49 | 3.49 | 3.49 | 3.49 | 0 | 0 | 0 | 0 | 0 | 0 | 0 | 0 | 0 | 0 | 0 | 0 | 0 | 0 | 0 | 0 | 0 | System Off | 0 | 0
7806 | 7806 | 2012-11-21 05:59 | 3.34 | 3.34 | 3.34 | 3.34 | 0 | 0 | 0 | 0 | 0 | 0 | 0 | 0 | 0 | 0 | 0 | 0 | 0 | 0 | 0 | 0 | 0 | System Off | 0 | 0
7807 | 7807 | 2012-11-21 06:59 | 4.23 | 4.23 | 4.23 | 4.23 | 0 | 0 | 0 | 0 | 0 | 0 | 0 | 0 | 0 | 0 | 0 | 0 | 0 | 0 | 0 | 0 | 0 | System Off | 0 | 0
7808 | 7808 | 2012-11-21 07:59 | 5.12 | 5.41 | 5.41 | 5.12 | 19.92 | 0 | 7 | 14.82 | 22.64 | 0 | 0 | 0 | 0 | 0 | 0 | 0 | 5.47 | 0.18058 | 0.056448 | 0.001 | 14.29 | System Off | 0 | 0
7809 | 7809 | 2012-11-21 08:59 | 6.01 | 8.33 | 8.33 | 6.01 | 172.14 | 133.84 | 60 | 14.94 | 179.23 | 0.82 | 0.75 | 0.73 | 0.05 | 99.53 | 0 | 0 | 46.81 | 0.18458 | 0.056448 | 0.006 | 10 | System Off | 1 | 0
7810 | 7810 | 2012-11-21 09:59 | 7.67 | 13.96 | 13.96 | 7.67 | 482.71 | 438.59 | 168 | 14.96 | 484.3 | 0.95 | 0.91 | 0.89 | 0.16 | 300.24 | 0 | 0 | 130.92 | 0.18188 | 0.056448 | 0.017 | 10.12 | System Off | 1 | 0
7811 | 7811 | 2012-11-21 10:59 | 9.33 | 18.49 | 18.49 | 9.33 | 713.08 | 664.32 | 249 | 14.92 | 706.31 | 0.96 | 0.94 | 0.92 | 0.24 | 418.6 | 0 | 0 | 194.06 | 0.1883 | 0.056448 | 0.025 | 10.04 | System Off | 1 | 0
7812 | 7812 | 2012-11-21 11:59 | 10.99 | 15.51 | 15.51 | 10.99 | 345.16 | 303.68 | 122 | 14.74 | 350.88 | 0.9 | 0.87 | 0.85 | 0.11 | 180.76 | 0 | 0 | 95.39 | 0.18422 | 0.056448 | 0.012 | 9.84 | System Off | 1 | 0
7813 | 7813 | 2012-11-21 12:59 | 10.44 | 17.86 | 17.86 | 10.44 | 565.09 | 519.35 | 198 | 14.86 | 564.29 | 0.96 | 0.92 | 0.9 | 0.19 | 332.68 | 0 | 0 | 154.47 | 0.1873 | 0.056448 | 0.02 | 10.1 | System Off | 1 | 0
7814 | 7814 | 2012-11-21 13:59 | 9.9 | 13.3 | 13.3 | 9.9 | 243.91 | 204.31 | 86 | 14.77 | 251.11 | 0.8 | 0.81 | 0.8 | 0.07 | 151.37 | 0 | 0 | 67.22 | 0.18088 | 0.056448 | 0.009 | 10.47 | System Off | 1 | 0
7815 | 7815 | 2012-11-21 14:59 | 9.35 | 9.93 | 9.93 | 9.35 | 37.41 | 1.47 | 14 | 13.92 | 41.57 | 0 | 0.04 | 0.03 | 0 | 1.21 | 0 | 0 | 11.07 | 0.17649 | 0.056448 | 0.001 | 7.14 | System Off | 0 | 0
7816 | 7816 | 2012-11-21 15:59 | 9.45 | 9.45 | 9.45 | 9.45 | 0 | 0 | 0 | 0 | 0 | 0 | 0 | 0 | 0 | 0 | 0 | 0 | 0 | 0 | 0 | 0 | 0 | System Off | 0 | 0
7817 | 7817 | 2012-11-21 16:59 | 9.56 | 9.56 | 9.56 | 9.56 | 0 | 0 | 0 | 0 | 0 | 0 | 0 | 0 | 0 | 0 | 0 | 0 | 0 | 0 | 0 | 0 | 0 | System Off | 0 | 0
7818 | 7818 | 2012-11-21 17:59 | 9.66 | 9.66 | 9.66 | 9.66 | 0 | 0 | 0 | 0 | 0 | 0 | 0 | 0 | 0 | 0 | 0 | 0 | 0 | 0 | 0 | 0 | 0 | System Off | 0 | 0
7819 | 7819 | 2012-11-21 18:59 | 9.59 | 9.59 | 9.59 | 9.59 | 0 | 0 | 0 | 0 | 0 | 0 | 0 | 0 | 0 | 0 | 0 | 0 | 0 | 0 | 0 | 0 | 0 | System Off | 0 | 0
7820 | 7820 | 2012-11-21 19:59 | 9.52 | 9.52 | 9.52 | 9.52 | 0 | 0 | 0 | 0 | 0 | 0 | 0 | 0 | 0 | 0 | 0 | 0 | 0 | 0 | 0 | 0 | 0 | System Off | 0 | 0
7821 | 7821 | 2012-11-21 20:59 | 9.45 | 9.45 | 9.45 | 9.45 | 0 | 0 | 0 | 0 | 0 | 0 | 0 | 0 | 0 | 0 | 0 | 0 | 0 | 0 | 0 | 0 | 0 | System Off | 0 | 0
7822 | 7822 | 2012-11-21 21:59 | 9.21 | 9.21 | 9.21 | 9.21 | 0 | 0 | 0 | 0 | 0 | 0 | 0 | 0 | 0 | 0 | 0 | 0 | 0 | 0 | 0 | 0 | 0 | System Off | 0 | 0
7823 | 7823 | 2012-11-21 22:59 | 8.96 | 8.96 | 8.96 | 8.96 | 0 | 0 | 0 | 0 | 0 | 0 | 0 | 0 | 0 | 0 | 0 | 0 | 0 | 0 | 0 | 0 | 0 | System Off | 0 | 0
7824 | 7824 | 2012-11-21 23:59 | 8.71 | 8.71 | 8.71 | 8.71 | 0 | 0 | 0 | 0 | 0 | 0 | 0 | 0 | 0 | 0 | 0 | 0 | 0 | 0 | 0 | 0 | 0 | System Off | 0 | 0
7825 | 7825 | 2012-11-22 00:59 | 7.81 | 7.81 | 7.81 | 7.81 | 0 | 0 | 0 | 0 | 0 | 0 | 0 | 0 | 0 | 0 | 0 | 0 | 0 | 0 | 0 | 0 | 0 | System Off | 0 | 0
7826 | 7826 | 2012-11-22 01:59 | 6.91 | 6.91 | 6.91 | 6.91 | 0 | 0 | 0 | 0 | 0 | 0 | 0 | 0 | 0 | 0 | 0 | 0 | 0 | 0 | 0 | 0 | 0 | System Off | 0 | 0
7827 | 7827 | 2012-11-22 02:59 | 6 | 6 | 6 | 6 | 0 | 0 | 0 | 0 | 0 | 0 | 0 | 0 | 0 | 0 | 0 | 0 | 0 | 0 | 0 | 0 | 0 | System Off | 0 | 0
7828 | 7828 | 2012-11-22 03:59 | 5.47 | 5.47 | 5.47 | 5.47 | 0 | 0 | 0 | 0 | 0 | 0 | 0 | 0 | 0 | 0 | 0 | 0 | 0 | 0 | 0 | 0 | 0 | System Off | 0 | 0
7829 | 7829 | 2012-11-22 04:59 | 4.94 | 4.94 | 4.94 | 4.94 | 0 | 0 | 0 | 0 | 0 | 0 | 0 | 0 | 0 | 0 | 0 | 0 | 0 | 0 | 0 | 0 | 0 | System Off | 0 | 0
7830 | 7830 | 2012-11-22 05:59 | 4.41 | 4.41 | 4.41 | 4.41 | 0 | 0 | 0 | 0 | 0 | 0 | 0 | 0 | 0 | 0 | 0 | 0 | 0 | 0 | 0 | 0 | 0 | System Off | 0 | 0
7831 | 7831 | 2012-11-22 06:59 | 5.09 | 5.09 | 5.09 | 5.09 | 0 | 0 | 0 | 0 | 0 | 0 | 0 | 0 | 0 | 0 | 0 | 0 | 0 | 0 | 0 | 0 | 0 | System Off | 0 | 0
7832 | 7832 | 2012-11-22 07:59 | 5.77 | 8.93 | 8.93 | 5.77 | 197.67 | 158.91 | 69 | 14.92 | 204.76 | 0.86 | 0.78 | 0.76 | 0.06 | 139.51 | 0 | 0 | 53.83 | 0.18471 | 0.056448 | 0.007 | 10.14 | System Off | 1 | 0
7833 | 7833 | 2012-11-22 08:59 | 6.45 | 13.3 | 13.3 | 6.45 | 458.5 | 414.85 | 159 | 15.02 | 460.78 | 0.94 | 0.9 | 0.88 | 0.15 | 308.52 | 0 | 0 | 123.79 | 0.17973 | 0.056448 | 0.016 | 10.06 | System Off | 1 | 0
7834 | 7834 | 2012-11-22 09:59 | 7.7 | 17.88 | 17.88 | 7.7 | 688.67 | 640.41 | 240 | 14.95 | 682.86 | 0.96 | 0.94 | 0.92 | 0.23 | 438.38 | 0 | 0 | 186.89 | 0.18553 | 0.056448 | 0.024 | 10 | System Off | 1 | 0
7835 | 7835 | 2012-11-22 10:59 | 8.94 | 20.62 | 20.62 | 8.94 | 793.18 | 742.73 | 278 | 14.86 | 783.06 | 0.97 | 0.95 | 0.93 | 0.27 | 468.01 | 0 | 0 | 216.65 | 0.18921 | 0.056448 | 0.028 | 10.07 | System Off | 1 | 0
7836 | 7836 | 2012-11-22 11:59 | 10.18 | 20.88 | 20.88 | 10.18 | 728.13 | 679.05 | 256 | 14.81 | 721.01 | 0.97 | 0.94 | 0.92 | 0.25 | 404.2 | 0 | 0 | 199.67 | 0.18987 | 0.056448 | 0.026 | 10.16 | System Off | 1 | 0
7837 | 7837 | 2012-11-22 12:59 | 9.71 | 17.65 | 17.65 | 9.71 | 537.04 | 491.86 | 189 | 14.8 | 537.25 | 0.95 | 0.92 | 0.9 | 0.18 | 315.07 | 0 | 0 | 147.53 | 0.18581 | 0.056448 | 0.019 | 10.05 | System Off | 1 | 0
7838 | 7838 | 2012-11-22 13:59 | 9.25 | 13.35 | 13.35 | 9.25 | 271.88 | 231.77 | 96 | 14.75 | 278.71 | 0.83 | 0.83 | 0.81 | 0.08 | 171.71 | 0 | 0 | 75.05 | 0.18048 | 0.056448 | 0.01 | 10.42 | System Off | 1 | 0
7839 | 7839 | 2012-11-22 14:59 | 8.78 | 9.36 | 9.36 | 8.78 | 35.17 | 0 | 13 | 14.09 | 39.17 | 0 | 0 | 0 | 0 | 0 | 0 | 0 | 10.26 | 0.18349 | 0.056448 | 0.001 | 7.69 | System Off | 0 | 0
7840 | 7840 | 2012-11-22 15:59 | 8.06 | 8.06 | 8.06 | 8.06 | 0 | 0 | 0 | 0 | 0 | 0 | 0 | 0 | 0 | 0 | 0 | 0 | 0 | 0 | 0 | 0 | 0 | System Off | 0 | 0
7841 | 7841 | 2012-11-22 16:59 | 7.34 | 7.34 | 7.34 | 7.34 | 0 | 0 | 0 | 0 | 0 | 0 | 0 | 0 | 0 | 0 | 0 | 0 | 0 | 0 | 0 | 0 | 0 | System Off | 0 | 0
7842 | 7842 | 2012-11-22 17:59 | 6.62 | 6.62 | 6.62 | 6.62 | 0 | 0 | 0 | 0 | 0 | 0 | 0 | 0 | 0 | 0 | 0 | 0 | 0 | 0 | 0 | 0 | 0 | System Off | 0 | 0
7843 | 7843 | 2012-11-22 18:59 | 6.44 | 6.44 | 6.44 | 6.44 | 0 | 0 | 0 | 0 | 0 | 0 | 0 | 0 | 0 | 0 | 0 | 0 | 0 | 0 | 0 | 0 | 0 | System Off | 0 | 0
7844 | 7844 | 2012-11-22 19:59 | 6.26 | 6.26 | 6.26 | 6.26 | 0 | 0 | 0 | 0 | 0 | 0 | 0 | 0 | 0 | 0 | 0 | 0 | 0 | 0 | 0 | 0 | 0 | System Off | 0 | 0
7845 | 7845 | 2012-11-22 20:59 | 6.08 | 6.08 | 6.08 | 6.08 | 0 | 0 | 0 | 0 | 0 | 0 | 0 | 0 | 0 | 0 | 0 | 0 | 0 | 0 | 0 | 0 | 0 | System Off | 0 | 0
7846 | 7846 | 2012-11-22 21:59 | 6.16 | 6.16 | 6.16 | 6.16 | 0 | 0 | 0 | 0 | 0 | 0 | 0 | 0 | 0 | 0 | 0 | 0 | 0 | 0 | 0 | 0 | 0 | System Off | 0 | 0
7847 | 7847 | 2012-11-22 22:59 | 6.24 | 6.24 | 6.24 | 6.24 | 0 | 0 | 0 | 0 | 0 | 0 | 0 | 0 | 0 | 0 | 0 | 0 | 0 | 0 | 0 | 0 | 0 | System Off | 0 | 0
7848 | 7848 | 2012-11-22 23:59 | 6.32 | 6.32 | 6.32 | 6.32 | 0 | 0 | 0 | 0 | 0 | 0 | 0 | 0 | 0 | 0 | 0 | 0 | 0 | 0 | 0 | 0 | 0 | System Off | 0 | 0
7849 | 7849 | 2012-11-23 00:59 | 5.97 | 5.97 | 5.97 | 5.97 | 0 | 0 | 0 | 0 | 0 | 0 | 0 | 0 | 0 | 0 | 0 | 0 | 0 | 0 | 0 | 0 | 0 | System Off | 0 | 0
7850 | 7850 | 2012-11-23 01:59 | 5.62 | 5.62 | 5.62 | 5.62 | 0 | 0 | 0 | 0 | 0 | 0 | 0 | 0 | 0 | 0 | 0 | 0 | 0 | 0 | 0 | 0 | 0 | System Off | 0 | 0
7851 | 7851 | 2012-11-23 02:59 | 5.26 | 5.26 | 5.26 | 5.26 | 0 | 0 | 0 | 0 | 0 | 0 | 0 | 0 | 0 | 0 | 0 | 0 | 0 | 0 | 0 | 0 | 0 | System Off | 0 | 0
7852 | 7852 | 2012-11-23 03:59 | 5.31 | 5.31 | 5.31 | 5.31 | 0 | 0 | 0 | 0 | 0 | 0 | 0 | 0 | 0 | 0 | 0 | 0 | 0 | 0 | 0 | 0 | 0 | System Off | 0 | 0
7853 | 7853 | 2012-11-23 04:59 | 5.35 | 5.35 | 5.35 | 5.35 | 0 | 0 | 0 | 0 | 0 | 0 | 0 | 0 | 0 | 0 | 0 | 0 | 0 | 0 | 0 | 0 | 0 | System Off | 0 | 0
7854 | 7854 | 2012-11-23 05:59 | 5.39 | 5.39 | 5.39 | 5.39 | 0 | 0 | 0 | 0 | 0 | 0 | 0 | 0 | 0 | 0 | 0 | 0 | 0 | 0 | 0 | 0 | 0 | System Off | 0 | 0
7855 | 7855 | 2012-11-23 06:59 | 6 | 6 | 6 | 6 | 0 | 0 | 0 | 0 | 0 | 0 | 0 | 0 | 0 | 0 | 0 | 0 | 0 | 0 | 0 | 0 | 0 | System Off | 0 | 0
7856 | 7856 | 2012-11-23 07:59 | 6.61 | 7.49 | 7.49 | 6.61 | 62.15 | 25.78 | 22 | 14.71 | 67.41 | 0.44 | 0.38 | 0.37 | 0.01 | 22.64 | 0 | 0 | 17.22 | 0.18346 | 0.056448 | 0.002 | 9.09 | System Off | 0 | 0
7857 | 7857 | 2012-11-23 08:59 | 7.22 | 8.17 | 8.17 | 7.22 | 66.75 | 30.31 | 24 | 14.49 | 72.23 | 0.41 | 0.42 | 0.41 | 0.01 | 22.54 | 0 | 0 | 18.84 | 0.18185 | 0.056448 | 0.002 | 8.33 | System Off | 0 | 0
7858 | 7858 | 2012-11-23 09:59 | 8.04 | 9.6 | 9.6 | 8.04 | 109.76 | 72.57 | 39 | 14.66 | 116.47 | 0.75 | 0.62 | 0.61 | 0.03 | 49.68 | 0 | 0 | 30.54 | 0.18379 | 0.056448 | 0.004 | 10.26 | System Off | 0 | 0
7859 | 7859 | 2012-11-23 10:59 | 8.86 | 10.04 | 10.04 | 8.86 | 80.54 | 43.85 | 29 | 14.46 | 86.59 | 0.67 | 0.51 | 0.5 | 0.02 | 27.63 | 0 | 0 | 22.77 | 0.17657 | 0.056448 | 0.003 | 10.34 | System Off | 0 | 0
7860 | 7860 | 2012-11-23 11:59 | 9.68 | 10.92 | 10.92 | 9.68 | 82.61 | 45.89 | 30 | 14.34 | 88.79 | 0.66 | 0.52 | 0.51 | 0.02 | 27.31 | 0 | 0 | 23.59 | 0.17775 | 0.056448 | 0.003 | 10 | System Off | 0 | 0
7861 | 7861 | 2012-11-23 12:59 | 9.48 | 10.43 | 10.43 | 9.48 | 61.3 | 24.95 | 22 | 14.51 | 66.71 | 0.44 | 0.37 | 0.37 | 0.01 | 15.98 | 0 | 0 | 17.26 | 0.17707 | 0.056448 | 0.002 | 9.09 | System Off | 0 | 0
7862 | 7862 | 2012-11-23 13:59 | 9.27 | 10.59 | 10.59 | 9.27 | 85.13 | 48.37 | 31 | 14.3 | 91.36 | 0.64 | 0.53 | 0.52 | 0.02 | 35.83 | 0 | 0 | 24.39 | 0.17724 | 0.056448 | 0.003 | 9.68 | System Off | 0 | 0
7863 | 7863 | 2012-11-23 14:59 | 9.07 | 9.18 | 9.18 | 9.07 | 6.18 | 0 | 2 | 16.09 | 7.45 | 0 | 0 | 0 | 0 | 0 | 0 | 0 | 1.54 | 0.18332 | 0.056448 | 0 | 0 | System Off | 0 | 0
7864 | 7864 | 2012-11-23 15:59 | 8.89 | 8.89 | 8.89 | 8.89 | 0 | 0 | 0 | 0 | 0 | 0 | 0 | 0 | 0 | 0 | 0 | 0 | 0 | 0 | 0 | 0 | 0 | System Off | 0 | 0
7865 | 7865 | 2012-11-23 16:59 | 8.72 | 8.72 | 8.72 | 8.72 | 0 | 0 | 0 | 0 | 0 | 0 | 0 | 0 | 0 | 0 | 0 | 0 | 0 | 0 | 0 | 0 | 0 | System Off | 0 | 0
7866 | 7866 | 2012-11-23 17:59 | 8.55 | 8.55 | 8.55 | 8.55 | 0 | 0 | 0 | 0 | 0 | 0 | 0 | 0 | 0 | 0 | 0 | 0 | 0 | 0 | 0 | 0 | 0 | System Off | 0 | 0
7867 | 7867 | 2012-11-23 18:59 | 8.59 | 8.59 | 8.59 | 8.59 | 0 | 0 | 0 | 0 | 0 | 0 | 0 | 0 | 0 | 0 | 0 | 0 | 0 | 0 | 0 | 0 | 0 | System Off | 0 | 0
7868 | 7868 | 2012-11-23 19:59 | 8.63 | 8.63 | 8.63 | 8.63 | 0 | 0 | 0 | 0 | 0 | 0 | 0 | 0 | 0 | 0 | 0 | 0 | 0 | 0 | 0 | 0 | 0 | System Off | 0 | 0
7869 | 7869 | 2012-11-23 20:59 | 8.67 | 8.67 | 8.67 | 8.67 | 0 | 0 | 0 | 0 | 0 | 0 | 0 | 0 | 0 | 0 | 0 | 0 | 0 | 0 | 0 | 0 | 0 | System Off | 0 | 0
7870 | 7870 | 2012-11-23 21:59 | 8.79 | 8.79 | 8.79 | 8.79 | 0 | 0 | 0 | 0 | 0 | 0 | 0 | 0 | 0 | 0 | 0 | 0 | 0 | 0 | 0 | 0 | 0 | System Off | 0 | 0
7871 | 7871 | 2012-11-23 22:59 | 8.91 | 8.91 | 8.91 | 8.91 | 0 | 0 | 0 | 0 | 0 | 0 | 0 | 0 | 0 | 0 | 0 | 0 | 0 | 0 | 0 | 0 | 0 | System Off | 0 | 0
7872 | 7872 | 2012-11-23 23:59 | 9.03 | 9.03 | 9.03 | 9.03 | 0 | 0 | 0 | 0 | 0 | 0 | 0 | 0 | 0 | 0 | 0 | 0 | 0 | 0 | 0 | 0 | 0 | System Off | 0 | 0
7873 | 7873 | 2012-11-24 00:59 | 9.06 | 9.06 | 9.06 | 9.06 | 0 | 0 | 0 | 0 | 0 | 0 | 0 | 0 | 0 | 0 | 0 | 0 | 0 | 0 | 0 | 0 | 0 | System Off | 0 | 0
7874 | 7874 | 2012-11-24 01:59 | 9.1 | 9.1 | 9.1 | 9.1 | 0 | 0 | 0 | 0 | 0 | 0 | 0 | 0 | 0 | 0 | 0 | 0 | 0 | 0 | 0 | 0 | 0 | System Off | 0 | 0
7875 | 7875 | 2012-11-24 02:59 | 9.13 | 9.13 | 9.13 | 9.13 | 0 | 0 | 0 | 0 | 0 | 0 | 0 | 0 | 0 | 0 | 0 | 0 | 0 | 0 | 0 | 0 | 0 | System Off | 0 | 0
7876 | 7876 | 2012-11-24 03:59 | 8.8 | 8.8 | 8.8 | 8.8 | 0 | 0 | 0 | 0 | 0 | 0 | 0 | 0 | 0 | 0 | 0 | 0 | 0 | 0 | 0 | 0 | 0 | System Off | 0 | 0
7877 | 7877 | 2012-11-24 04:59 | 8.46 | 8.46 | 8.46 | 8.46 | 0 | 0 | 0 | 0 | 0 | 0 | 0 | 0 | 0 | 0 | 0 | 0 | 0 | 0 | 0 | 0 | 0 | System Off | 0 | 0
7878 | 7878 | 2012-11-24 05:59 | 8.13 | 8.13 | 8.13 | 8.13 | 0 | 0 | 0 | 0 | 0 | 0 | 0 | 0 | 0 | 0 | 0 | 0 | 0 | 0 | 0 | 0 | 0 | System Off | 0 | 0
7879 | 7879 | 2012-11-24 06:59 | 8.45 | 8.45 | 8.45 | 8.45 | 0 | 0 | 0 | 0 | 0 | 0 | 0 | 0 | 0 | 0 | 0 | 0 | 0 | 0 | 0 | 0 | 0 | System Off | 0 | 0
7880 | 7880 | 2012-11-24 07:59 | 8.77 | 10.82 | 10.82 | 8.77 | 107.23 | 70.08 | 39 | 14.32 | 113.98 | 0.77 | 0.61 | 0.6 | 0.03 | 61.52 | 0 | 0 | 30.67 | 0.17696 | 0.056448 | 0.004 | 10.26 | System Off | 0 | 0
7881 | 7881 | 2012-11-24 08:59 | 9.09 | 10.61 | 10.61 | 9.09 | 80.33 | 43.64 | 29 | 14.43 | 86.42 | 0.67 | 0.51 | 0.49 | 0.02 | 32.46 | 0 | 0 | 22.78 | 0.17689 | 0.056448 | 0.003 | 10.34 | System Off | 0 | 0
7882 | 7882 | 2012-11-24 09:59 | 10.06 | 15.57 | 15.57 | 10.06 | 305.96 | 265.21 | 109 | 14.62 | 312.5 | 0.92 | 0.85 | 0.83 | 0.1 | 181.55 | 0 | 0 | 85.31 | 0.18227 | 0.056448 | 0.011 | 10.09 | System Off | 1 | 0
7883 | 7883 | 2012-11-24 10:59 | 11.03 | 17.52 | 17.52 | 11.03 | 366.22 | 324.35 | 130 | 14.67 | 371.7 | 0.92 | 0.87 | 0.85 | 0.12 | 204.38 | 0 | 0 | 101.66 | 0.18469 | 0.056448 | 0.013 | 10 | System Off | 1 | 0
7884 | 7884 | 2012-11-24 11:59 | 11.99 | 18.3 | 18.3 | 11.99 | 360.34 | 318.58 | 129 | 14.55 | 366.07 | 0.93 | 0.87 | 0.85 | 0.12 | 189.63 | 0 | 0 | 101.04 | 0.186 | 0.056448 | 0.013 | 10.08 | System Off | 1 | 0
7885 | 7885 | 2012-11-24 12:59 | 11.65 | 17.64 | 17.64 | 11.65 | 347.63 | 306.11 | 124 | 14.6 | 353.57 | 0.88 | 0.87 | 0.85 | 0.11 | 196.09 | 0 | 0 | 97.07 | 0.18526 | 0.056448 | 0.013 | 10.48 | System Off | 1 | 0
7886 | 7886 | 2012-11-24 13:59 | 11.3 | 14.16 | 14.16 | 11.3 | 165.17 | 126.99 | 60 | 14.34 | 172.84 | 0.83 | 0.73 | 0.72 | 0.05 | 94.09 | 0 | 0 | 47.16 | 0.18152 | 0.056448 | 0.006 | 10 | System Off | 1 | 0
7887 | 7887 | 2012-11-24 14:59 | 10.96 | 11.08 | 11.08 | 10.96 | 6.11 | 0 | 2 | 15.91 | 7.39 | 0 | 0 | 0 | 0 | 0 | 0 | 0 | 1.54 | 0.17809 | 0.056448 | 0 | 0 | System Off | 0 | 0
7888 | 7888 | 2012-11-24 15:59 | 10.69 | 10.69 | 10.69 | 10.69 | 0 | 0 | 0 | 0 | 0 | 0 | 0 | 0 | 0 | 0 | 0 | 0 | 0 | 0 | 0 | 0 | 0 | System Off | 0 | 0
7889 | 7889 | 2012-11-24 16:59 | 10.43 | 10.43 | 10.43 | 10.43 | 0 | 0 | 0 | 0 | 0 | 0 | 0 | 0 | 0 | 0 | 0 | 0 | 0 | 0 | 0 | 0 | 0 | System Off | 0 | 0
7890 | 7890 | 2012-11-24 17:59 | 10.17 | 10.17 | 10.17 | 10.17 | 0 | 0 | 0 | 0 | 0 | 0 | 0 | 0 | 0 | 0 | 0 | 0 | 0 | 0 | 0 | 0 | 0 | System Off | 0 | 0
7891 | 7891 | 2012-11-24 18:59 | 10.28 | 10.28 | 10.28 | 10.28 | 0 | 0 | 0 | 0 | 0 | 0 | 0 | 0 | 0 | 0 | 0 | 0 | 0 | 0 | 0 | 0 | 0 | System Off | 0 | 0
7892 | 7892 | 2012-11-24 19:59 | 10.39 | 10.39 | 10.39 | 10.39 | 0 | 0 | 0 | 0 | 0 | 0 | 0 | 0 | 0 | 0 | 0 | 0 | 0 | 0 | 0 | 0 | 0 | System Off | 0 | 0
7893 | 7893 | 2012-11-24 20:59 | 10.49 | 10.49 | 10.49 | 10.49 | 0 | 0 | 0 | 0 | 0 | 0 | 0 | 0 | 0 | 0 | 0 | 0 | 0 | 0 | 0 | 0 | 0 | System Off | 0 | 0
7894 | 7894 | 2012-11-24 21:59 | 10.93 | 10.93 | 10.93 | 10.93 | 0 | 0 | 0 | 0 | 0 | 0 | 0 | 0 | 0 | 0 | 0 | 0 | 0 | 0 | 0 | 0 | 0 | System Off | 0 | 0
7895 | 7895 | 2012-11-24 22:59 | 11.36 | 11.36 | 11.36 | 11.36 | 0 | 0 | 0 | 0 | 0 | 0 | 0 | 0 | 0 | 0 | 0 | 0 | 0 | 0 | 0 | 0 | 0 | System Off | 0 | 0
7896 | 7896 | 2012-11-24 23:59 | 11.8 | 11.8 | 11.8 | 11.8 | 0 | 0 | 0 | 0 | 0 | 0 | 0 | 0 | 0 | 0 | 0 | 0 | 0 | 0 | 0 | 0 | 0 | System Off | 0 | 0
7897 | 7897 | 2012-11-25 00:59 | 11.89 | 11.89 | 11.89 | 11.89 | 0 | 0 | 0 | 0 | 0 | 0 | 0 | 0 | 0 | 0 | 0 | 0 | 0 | 0 | 0 | 0 | 0 | System Off | 0 | 0
7898 | 7898 | 2012-11-25 01:59 | 11.98 | 11.98 | 11.98 | 11.98 | 0 | 0 | 0 | 0 | 0 | 0 | 0 | 0 | 0 | 0 | 0 | 0 | 0 | 0 | 0 | 0 | 0 | System Off | 0 | 0
7899 | 7899 | 2012-11-25 02:59 | 12.07 | 12.07 | 12.07 | 12.07 | 0 | 0 | 0 | 0 | 0 | 0 | 0 | 0 | 0 | 0 | 0 | 0 | 0 | 0 | 0 | 0 | 0 | System Off | 0 | 0
7900 | 7900 | 2012-11-25 03:59 | 11.96 | 11.96 | 11.96 | 11.96 | 0 | 0 | 0 | 0 | 0 | 0 | 0 | 0 | 0 | 0 | 0 | 0 | 0 | 0 | 0 | 0 | 0 | System Off | 0 | 0
7901 | 7901 | 2012-11-25 04:59 | 11.85 | 11.85 | 11.85 | 11.85 | 0 | 0 | 0 | 0 | 0 | 0 | 0 | 0 | 0 | 0 | 0 | 0 | 0 | 0 | 0 | 0 | 0 | System Off | 0 | 0
7902 | 7902 | 2012-11-25 05:59 | 11.74 | 11.74 | 11.74 | 11.74 | 0 | 0 | 0 | 0 | 0 | 0 | 0 | 0 | 0 | 0 | 0 | 0 | 0 | 0 | 0 | 0 | 0 | System Off | 0 | 0
7903 | 7903 | 2012-11-25 06:59 | 11.48 | 11.48 | 11.48 | 11.48 | 0 | 0 | 0 | 0 | 0 | 0 | 0 | 0 | 0 | 0 | 0 | 0 | 0 | 0 | 0 | 0 | 0 | System Off | 0 | 0
7904 | 7904 | 2012-11-25 07:59 | 11.21 | 12.21 | 12.21 | 11.21 | 77.35 | 40.72 | 28 | 14.39 | 83.47 | 0.35 | 0.49 | 0.48 | 0.01 | 35.75 | 0 | 0 | 22.01 | 0.17976 | 0.056448 | 0.003 | 10.71 | System Off | 0 | 0
7905 | 7905 | 2012-11-25 08:59 | 10.95 | 13.11 | 13.11 | 10.95 | 173.31 | 134.99 | 62 | 14.56 | 180.88 | 0.8 | 0.75 | 0.73 | 0.05 | 100.39 | 0 | 0 | 48.61 | 0.18113 | 0.056448 | 0.006 | 9.68 | System Off | 1 | 0
7906 | 7906 | 2012-11-25 09:59 | 10.84 | 18.05 | 18.05 | 10.84 | 620.37 | 573.51 | 217 | 14.89 | 617.44 | 0.97 | 0.93 | 0.91 | 0.21 | 392.59 | 0 | 0 | 169.27 | 0.18883 | 0.056448 | 0.022 | 10.14 | System Off | 1 | 0
7907 | 7907 | 2012-11-25 10:59 | 10.72 | 18.59 | 18.59 | 10.72 | 693.05 | 644.7 | 242 | 14.92 | 687.16 | 0.95 | 0.94 | 0.92 | 0.23 | 406.24 | 0 | 0 | 188.69 | 0.18992 | 0.056448 | 0.024 | 9.92 | System Off | 1 | 0
7908 | 7908 | 2012-11-25 11:59 | 10.6 | 18.36 | 18.36 | 10.6 | 702.27 | 653.73 | 245 | 14.93 | 695.94 | 0.98 | 0.94 | 0.92 | 0.24 | 389.12 | 0 | 0 | 191.01 | 0.1899 | 0.056448 | 0.025 | 10.2 | System Off | 1 | 0
7909 | 7909 | 2012-11-25 12:59 | 10.14 | 16.23 | 16.23 | 10.14 | 516.51 | 471.73 | 181 | 14.86 | 517.29 | 0.94 | 0.91 | 0.89 | 0.17 | 302.18 | 0 | 0 | 141.26 | 0.18601 | 0.056448 | 0.018 | 9.94 | System Off | 1 | 0
7910 | 7910 | 2012-11-25 13:59 | 9.67 | 11.73 | 11.73 | 9.67 | 157.39 | 119.36 | 56 | 14.64 | 164.78 | 0.7 | 0.72 | 0.71 | 0.04 | 88.43 | 0 | 0 | 43.86 | 0.17905 | 0.056448 | 0.006 | 10.71 | System Off | 1 | 0
7911 | 7911 | 2012-11-25 14:59 | 9.21 | 9.21 | 9.21 | 9.21 | 0 | 0 | 0 | 0 | 0 | 0 | 0 | 0 | 0 | 0 | 0 | 0 | 0 | 0 | 0 | 0 | 0 | System Off | 0 | 0
7912 | 7912 | 2012-11-25 15:59 | 8.52 | 8.52 | 8.52 | 8.52 | 0 | 0 | 0 | 0 | 0 | 0 | 0 | 0 | 0 | 0 | 0 | 0 | 0 | 0 | 0 | 0 | 0 | System Off | 0 | 0
7913 | 7913 | 2012-11-25 16:59 | 7.84 | 7.84 | 7.84 | 7.84 | 0 | 0 | 0 | 0 | 0 | 0 | 0 | 0 | 0 | 0 | 0 | 0 | 0 | 0 | 0 | 0 | 0 | System Off | 0 | 0
7914 | 7914 | 2012-11-25 17:59 | 7.15 | 7.15 | 7.15 | 7.15 | 0 | 0 | 0 | 0 | 0 | 0 | 0 | 0 | 0 | 0 | 0 | 0 | 0 | 0 | 0 | 0 | 0 | System Off | 0 | 0
7915 | 7915 | 2012-11-25 18:59 | 6.74 | 6.74 | 6.74 | 6.74 | 0 | 0 | 0 | 0 | 0 | 0 | 0 | 0 | 0 | 0 | 0 | 0 | 0 | 0 | 0 | 0 | 0 | System Off | 0 | 0
7916 | 7916 | 2012-11-25 19:59 | 6.33 | 6.33 | 6.33 | 6.33 | 0 | 0 | 0 | 0 | 0 | 0 | 0 | 0 | 0 | 0 | 0 | 0 | 0 | 0 | 0 | 0 | 0 | System Off | 0 | 0
7917 | 7917 | 2012-11-25 20:59 | 5.92 | 5.92 | 5.92 | 5.92 | 0 | 0 | 0 | 0 | 0 | 0 | 0 | 0 | 0 | 0 | 0 | 0 | 0 | 0 | 0 | 0 | 0 | System Off | 0 | 0
7918 | 7918 | 2012-11-25 21:59 | 5.53 | 5.53 | 5.53 | 5.53 | 0 | 0 | 0 | 0 | 0 | 0 | 0 | 0 | 0 | 0 | 0 | 0 | 0 | 0 | 0 | 0 | 0 | System Off | 0 | 0
7919 | 7919 | 2012-11-25 22:59 | 5.14 | 5.14 | 5.14 | 5.14 | 0 | 0 | 0 | 0 | 0 | 0 | 0 | 0 | 0 | 0 | 0 | 0 | 0 | 0 | 0 | 0 | 0 | System Off | 0 | 0
7920 | 7920 | 2012-11-25 23:59 | 4.75 | 4.75 | 4.75 | 4.75 | 0 | 0 | 0 | 0 | 0 | 0 | 0 | 0 | 0 | 0 | 0 | 0 | 0 | 0 | 0 | 0 | 0 | System Off | 0 | 0
7921 | 7921 | 2012-11-26 00:59 | 4.71 | 4.71 | 4.71 | 4.71 | 0 | 0 | 0 | 0 | 0 | 0 | 0 | 0 | 0 | 0 | 0 | 0 | 0 | 0 | 0 | 0 | 0 | System Off | 0 | 0
7922 | 7922 | 2012-11-26 01:59 | 4.67 | 4.67 | 4.67 | 4.67 | 0 | 0 | 0 | 0 | 0 | 0 | 0 | 0 | 0 | 0 | 0 | 0 | 0 | 0 | 0 | 0 | 0 | System Off | 0 | 0
7923 | 7923 | 2012-11-26 02:59 | 4.63 | 4.63 | 4.63 | 4.63 | 0 | 0 | 0 | 0 | 0 | 0 | 0 | 0 | 0 | 0 | 0 | 0 | 0 | 0 | 0 | 0 | 0 | System Off | 0 | 0
7924 | 7924 | 2012-11-26 03:59 | 5.21 | 5.21 | 5.21 | 5.21 | 0 | 0 | 0 | 0 | 0 | 0 | 0 | 0 | 0 | 0 | 0 | 0 | 0 | 0 | 0 | 0 | 0 | System Off | 0 | 0
7925 | 7925 | 2012-11-26 04:59 | 5.79 | 5.79 | 5.79 | 5.79 | 0 | 0 | 0 | 0 | 0 | 0 | 0 | 0 | 0 | 0 | 0 | 0 | 0 | 0 | 0 | 0 | 0 | System Off | 0 | 0
7926 | 7926 | 2012-11-26 05:59 | 6.37 | 6.37 | 6.37 | 6.37 | 0 | 0 | 0 | 0 | 0 | 0 | 0 | 0 | 0 | 0 | 0 | 0 | 0 | 0 | 0 | 0 | 0 | System Off | 0 | 0
7927 | 7927 | 2012-11-26 06:59 | 7.32 | 7.32 | 7.32 | 7.32 | 0 | 0 | 0 | 0 | 0 | 0 | 0 | 0 | 0 | 0 | 0 | 0 | 0 | 0 | 0 | 0 | 0 | System Off | 0 | 0
7928 | 7928 | 2012-11-26 07:59 | 8.28 | 9.97 | 9.97 | 8.28 | 115.53 | 78.23 | 41 | 14.68 | 122.36 | 0.72 | 0.64 | 0.63 | 0.03 | 68.68 | 0 | 0 | 32.1 | 0.17638 | 0.056448 | 0.004 | 9.76 | System Off | 1 | 0
7929 | 7929 | 2012-11-26 08:59 | 9.23 | 9.79 | 9.79 | 9.23 | 37.91 | 1.96 | 14 | 14.1 | 42.1 | 0 | 0.05 | 0.05 | 0 | 1.46 | 0 | 0 | 11.04 | 0.17633 | 0.056448 | 0.001 | 7.14 | System Off | 0 | 0
7930 | 7930 | 2012-11-26 09:59 | 9.83 | 11.29 | 11.29 | 9.83 | 101.69 | 64.64 | 37 | 14.31 | 108.38 | 0.54 | 0.6 | 0.58 | 0.02 | 44.25 | 0 | 0 | 29.1 | 0.17831 | 0.056448 | 0.004 | 10.81 | System Off | 0 | 0
7931 | 7931 | 2012-11-26 10:59 | 10.43 | 11.53 | 11.53 | 10.43 | 75.22 | 38.63 | 27 | 14.51 | 81.21 | 0.36 | 0.48 | 0.47 | 0.01 | 24.34 | 0 | 0 | 21.19 | 0.17863 | 0.056448 | 0.003 | 11.11 | System Off | 0 | 0
7932 | 7932 | 2012-11-26 11:59 | 11.03 | 12.8 | 12.8 | 11.03 | 122.65 | 85.23 | 44 | 14.52 | 129.83 | 0.67 | 0.66 | 0.64 | 0.03 | 50.73 | 0 | 0 | 34.52 | 0.18032 | 0.056448 | 0.005 | 11.36 | System Off | 0 | 0
7933 | 7933 | 2012-11-26 12:59 | 10.88 | 13.48 | 13.48 | 10.88 | 175.66 | 137.29 | 63 | 14.52 | 183.27 | 0.79 | 0.75 | 0.73 | 0.05 | 87.95 | 0 | 0 | 49.41 | 0.18108 | 0.056448 | 0.006 | 9.52 | System Off | 1 | 0
7934 | 7934 | 2012-11-26 13:59 | 10.74 | 11.57 | 11.57 | 10.74 | 51.57 | 15.38 | 19 | 14.14 | 56.59 | 0.51 | 0.27 | 0.27 | 0.01 | 11.4 | 0 | 0 | 14.98 | 0.17865 | 0.056448 | 0.002 | 10.53 | System Off | 0 | 0
7935 | 7935 | 2012-11-26 14:59 | 10.59 | 10.59 | 10.59 | 10.59 | 0 | 0 | 0 | 0 | 0 | 0 | 0 | 0 | 0 | 0 | 0 | 0 | 0 | 0 | 0 | 0 | 0 | System Off | 0 | 0
7936 | 7936 | 2012-11-26 15:59 | 10.17 | 10.17 | 10.17 | 10.17 | 0 | 0 | 0 | 0 | 0 | 0 | 0 | 0 | 0 | 0 | 0 | 0 | 0 | 0 | 0 | 0 | 0 | System Off | 0 | 0
7937 | 7937 | 2012-11-26 16:59 | 9.75 | 9.75 | 9.75 | 9.75 | 0 | 0 | 0 | 0 | 0 | 0 | 0 | 0 | 0 | 0 | 0 | 0 | 0 | 0 | 0 | 0 | 0 | System Off | 0 | 0
7938 | 7938 | 2012-11-26 17:59 | 9.33 | 9.33 | 9.33 | 9.33 | 0 | 0 | 0 | 0 | 0 | 0 | 0 | 0 | 0 | 0 | 0 | 0 | 0 | 0 | 0 | 0 | 0 | System Off | 0 | 0
7939 | 7939 | 2012-11-26 18:59 | 8.98 | 8.98 | 8.98 | 8.98 | 0 | 0 | 0 | 0 | 0 | 0 | 0 | 0 | 0 | 0 | 0 | 0 | 0 | 0 | 0 | 0 | 0 | System Off | 0 | 0
7940 | 7940 | 2012-11-26 19:59 | 8.63 | 8.63 | 8.63 | 8.63 | 0 | 0 | 0 | 0 | 0 | 0 | 0 | 0 | 0 | 0 | 0 | 0 | 0 | 0 | 0 | 0 | 0 | System Off | 0 | 0
7941 | 7941 | 2012-11-26 20:59 | 8.28 | 8.28 | 8.28 | 8.28 | 0 | 0 | 0 | 0 | 0 | 0 | 0 | 0 | 0 | 0 | 0 | 0 | 0 | 0 | 0 | 0 | 0 | System Off | 0 | 0
7942 | 7942 | 2012-11-26 21:59 | 8.12 | 8.12 | 8.12 | 8.12 | 0 | 0 | 0 | 0 | 0 | 0 | 0 | 0 | 0 | 0 | 0 | 0 | 0 | 0 | 0 | 0 | 0 | System Off | 0 | 0
7943 | 7943 | 2012-11-26 22:59 | 7.95 | 7.95 | 7.95 | 7.95 | 0 | 0 | 0 | 0 | 0 | 0 | 0 | 0 | 0 | 0 | 0 | 0 | 0 | 0 | 0 | 0 | 0 | System Off | 0 | 0
7944 | 7944 | 2012-11-26 23:59 | 7.79 | 7.79 | 7.79 | 7.79 | 0 | 0 | 0 | 0 | 0 | 0 | 0 | 0 | 0 | 0 | 0 | 0 | 0 | 0 | 0 | 0 | 0 | System Off | 0 | 0
7945 | 7945 | 2012-11-27 00:59 | 7.79 | 7.79 | 7.79 | 7.79 | 0 | 0 | 0 | 0 | 0 | 0 | 0 | 0 | 0 | 0 | 0 | 0 | 0 | 0 | 0 | 0 | 0 | System Off | 0 | 0
7946 | 7946 | 2012-11-27 01:59 | 7.8 | 7.8 | 7.8 | 7.8 | 0 | 0 | 0 | 0 | 0 | 0 | 0 | 0 | 0 | 0 | 0 | 0 | 0 | 0 | 0 | 0 | 0 | System Off | 0 | 0
7947 | 7947 | 2012-11-27 02:59 | 7.8 | 7.8 | 7.8 | 7.8 | 0 | 0 | 0 | 0 | 0 | 0 | 0 | 0 | 0 | 0 | 0 | 0 | 0 | 0 | 0 | 0 | 0 | System Off | 0 | 0
7948 | 7948 | 2012-11-27 03:59 | 7.67 | 7.67 | 7.67 | 7.67 | 0 | 0 | 0 | 0 | 0 | 0 | 0 | 0 | 0 | 0 | 0 | 0 | 0 | 0 | 0 | 0 | 0 | System Off | 0 | 0
7949 | 7949 | 2012-11-27 04:59 | 7.53 | 7.53 | 7.53 | 7.53 | 0 | 0 | 0 | 0 | 0 | 0 | 0 | 0 | 0 | 0 | 0 | 0 | 0 | 0 | 0 | 0 | 0 | System Off | 0 | 0
7950 | 7950 | 2012-11-27 05:59 | 7.4 | 7.4 | 7.4 | 7.4 | 0 | 0 | 0 | 0 | 0 | 0 | 0 | 0 | 0 | 0 | 0 | 0 | 0 | 0 | 0 | 0 | 0 | System Off | 0 | 0
7951 | 7951 | 2012-11-27 06:59 | 7.62 | 7.62 | 7.62 | 7.62 | 0 | 0 | 0 | 0 | 0 | 0 | 0 | 0 | 0 | 0 | 0 | 0 | 0 | 0 | 0 | 0 | 0 | System Off | 0 | 0
7952 | 7952 | 2012-11-27 07:59 | 7.85 | 9.16 | 9.16 | 7.85 | 80.15 | 43.48 | 29 | 14.39 | 86.14 | 0.68 | 0.5 | 0.49 | 0.02 | 38.17 | 0 | 0 | 22.79 | 0.183 | 0.056448 | 0.003 | 10.34 | System Off | 0 | 0
7953 | 7953 | 2012-11-27 08:59 | 8.07 | 10.84 | 10.84 | 8.07 | 177.31 | 138.91 | 63 | 14.66 | 184.64 | 0.79 | 0.75 | 0.74 | 0.05 | 103.31 | 0 | 0 | 49.32 | 0.1772 | 0.056448 | 0.006 | 9.52 | System Off | 1 | 0
7954 | 7954 | 2012-11-27 09:59 | 8.3 | 12.77 | 12.77 | 8.3 | 286.47 | 246.09 | 101 | 14.77 | 293 | 0.89 | 0.84 | 0.82 | 0.09 | 168.46 | 0 | 0 | 78.92 | 0.17941 | 0.056448 | 0.01 | 9.9 | System Off | 1 | 0
7955 | 7955 | 2012-11-27 10:59 | 8.53 | 14.16 | 14.16 | 8.53 | 358.32 | 316.59 | 126 | 14.81 | 363.54 | 0.87 | 0.87 | 0.85 | 0.11 | 199.49 | 0 | 0 | 98.38 | 0.18099 | 0.056448 | 0.013 | 10.32 | System Off | 1 | 0
7956 | 7956 | 2012-11-27 11:59 | 8.76 | 15.94 | 15.94 | 8.76 | 455.47 | 411.89 | 160 | 14.83 | 458.24 | 0.94 | 0.9 | 0.88 | 0.15 | 245.17 | 0 | 0 | 124.86 | 0.18301 | 0.056448 | 0.016 | 10 | System Off | 1 | 0
7957 | 7957 | 2012-11-27 12:59 | 8.52 | 10.86 | 10.86 | 8.52 | 138.37 | 100.67 | 49 | 14.71 | 145.55 | 0.8 | 0.69 | 0.68 | 0.04 | 64.48 | 0 | 0 | 38.34 | 0.17711 | 0.056448 | 0.005 | 10.2 | System Off | 0 | 0
7958 | 7958 | 2012-11-27 13:59 | 8.28 | 11.14 | 11.14 | 8.28 | 164.2 | 126.04 | 58 | 14.74 | 171.55 | 0.85 | 0.73 | 0.72 | 0.05 | 93.38 | 0 | 0 | 45.35 | 0.17723 | 0.056448 | 0.006 | 10.34 | System Off | 1 | 0
7959 | 7959 | 2012-11-27 14:59 | 8.04 | 8.04 | 8.04 | 8.04 | 0 | 0 | 0 | 0 | 0 | 0 | 0 | 0 | 0 | 0 | 0 | 0 | 0 | 0 | 0 | 0 | 0 | System Off | 0 | 0
7960 | 7960 | 2012-11-27 15:59 | 7.31 | 7.31 | 7.31 | 7.31 | 0 | 0 | 0 | 0 | 0 | 0 | 0 | 0 | 0 | 0 | 0 | 0 | 0 | 0 | 0 | 0 | 0 | System Off | 0 | 0
7961 | 7961 | 2012-11-27 16:59 | 6.59 | 6.59 | 6.59 | 6.59 | 0 | 0 | 0 | 0 | 0 | 0 | 0 | 0 | 0 | 0 | 0 | 0 | 0 | 0 | 0 | 0 | 0 | System Off | 0 | 0
7962 | 7962 | 2012-11-27 17:59 | 5.86 | 5.86 | 5.86 | 5.86 | 0 | 0 | 0 | 0 | 0 | 0 | 0 | 0 | 0 | 0 | 0 | 0 | 0 | 0 | 0 | 0 | 0 | System Off | 0 | 0
7963 | 7963 | 2012-11-27 18:59 | 5.21 | 5.21 | 5.21 | 5.21 | 0 | 0 | 0 | 0 | 0 | 0 | 0 | 0 | 0 | 0 | 0 | 0 | 0 | 0 | 0 | 0 | 0 | System Off | 0 | 0
7964 | 7964 | 2012-11-27 19:59 | 4.57 | 4.57 | 4.57 | 4.57 | 0 | 0 | 0 | 0 | 0 | 0 | 0 | 0 | 0 | 0 | 0 | 0 | 0 | 0 | 0 | 0 | 0 | System Off | 0 | 0
7965 | 7965 | 2012-11-27 20:59 | 3.92 | 3.92 | 3.92 | 3.92 | 0 | 0 | 0 | 0 | 0 | 0 | 0 | 0 | 0 | 0 | 0 | 0 | 0 | 0 | 0 | 0 | 0 | System Off | 0 | 0
7966 | 7966 | 2012-11-27 21:59 | 4.05 | 4.05 | 4.05 | 4.05 | 0 | 0 | 0 | 0 | 0 | 0 | 0 | 0 | 0 | 0 | 0 | 0 | 0 | 0 | 0 | 0 | 0 | System Off | 0 | 0
7967 | 7967 | 2012-11-27 22:59 | 4.17 | 4.17 | 4.17 | 4.17 | 0 | 0 | 0 | 0 | 0 | 0 | 0 | 0 | 0 | 0 | 0 | 0 | 0 | 0 | 0 | 0 | 0 | System Off | 0 | 0
7968 | 7968 | 2012-11-27 23:59 | 4.29 | 4.29 | 4.29 | 4.29 | 0 | 0 | 0 | 0 | 0 | 0 | 0 | 0 | 0 | 0 | 0 | 0 | 0 | 0 | 0 | 0 | 0 | System Off | 0 | 0
7969 | 7969 | 2012-11-28 00:59 | 3.82 | 3.82 | 3.82 | 3.82 | 0 | 0 | 0 | 0 | 0 | 0 | 0 | 0 | 0 | 0 | 0 | 0 | 0 | 0 | 0 | 0 | 0 | System Off | 0 | 0
7970 | 7970 | 2012-11-28 01:59 | 3.36 | 3.36 | 3.36 | 3.36 | 0 | 0 | 0 | 0 | 0 | 0 | 0 | 0 | 0 | 0 | 0 | 0 | 0 | 0 | 0 | 0 | 0 | System Off | 0 | 0
7971 | 7971 | 2012-11-28 02:59 | 2.89 | 2.89 | 2.89 | 2.89 | 0 | 0 | 0 | 0 | 0 | 0 | 0 | 0 | 0 | 0 | 0 | 0 | 0 | 0 | 0 | 0 | 0 | System Off | 0 | 0
7972 | 7972 | 2012-11-28 03:59 | 2.57 | 2.57 | 2.57 | 2.57 | 0 | 0 | 0 | 0 | 0 | 0 | 0 | 0 | 0 | 0 | 0 | 0 | 0 | 0 | 0 | 0 | 0 | System Off | 0 | 0
7973 | 7973 | 2012-11-28 04:59 | 2.24 | 2.24 | 2.24 | 2.24 | 0 | 0 | 0 | 0 | 0 | 0 | 0 | 0 | 0 | 0 | 0 | 0 | 0 | 0 | 0 | 0 | 0 | System Off | 0 | 0
7974 | 7974 | 2012-11-28 05:59 | 1.92 | 1.92 | 1.92 | 1.92 | 0 | 0 | 0 | 0 | 0 | 0 | 0 | 0 | 0 | 0 | 0 | 0 | 0 | 0 | 0 | 0 | 0 | System Off | 0 | 0
7975 | 7975 | 2012-11-28 06:59 | 2.98 | 2.98 | 2.98 | 2.98 | 0 | 0 | 0 | 0 | 0 | 0 | 0 | 0 | 0 | 0 | 0 | 0 | 0 | 0 | 0 | 0 | 0 | System Off | 0 | 0
7976 | 7976 | 2012-11-28 07:59 | 4.03 | 5.81 | 5.81 | 4.03 | 108.34 | 71.17 | 38 | 14.85 | 114.72 | 0.78 | 0.62 | 0.61 | 0.03 | 62.48 | 0 | 0 | 29.68 | 0.18064 | 0.056448 | 0.004 | 10.53 | System Off | 0 | 0
7977 | 7977 | 2012-11-28 08:59 | 5.09 | 8.86 | 8.86 | 5.09 | 242.86 | 203.28 | 85 | 14.88 | 249.56 | 0.82 | 0.81 | 0.8 | 0.07 | 151.17 | 0 | 0 | 66.34 | 0.18457 | 0.056448 | 0.009 | 10.59 | System Off | 1 | 0
7978 | 7978 | 2012-11-28 09:59 | 5.75 | 7.11 | 7.11 | 5.75 | 86.48 | 49.69 | 31 | 14.53 | 92.51 | 0.64 | 0.54 | 0.53 | 0.02 | 34.02 | 0 | 0 | 24.32 | 0.18272 | 0.056448 | 0.003 | 9.68 | System Off | 0 | 0
7979 | 7979 | 2012-11-28 10:59 | 6.41 | 9.5 | 9.5 | 6.41 | 206.08 | 167.16 | 72 | 14.91 | 213.19 | 0.82 | 0.78 | 0.77 | 0.06 | 105.33 | 0 | 0 | 56.18 | 0.18318 | 0.056448 | 0.007 | 9.72 | System Off | 1 | 0
7980 | 7980 | 2012-11-28 11:59 | 7.07 | 10.17 | 10.17 | 7.07 | 210.48 | 171.49 | 74 | 14.81 | 217.63 | 0.81 | 0.79 | 0.77 | 0.06 | 102.08 | 0 | 0 | 57.82 | 0.17637 | 0.056448 | 0.008 | 10.81 | System Off | 1 | 0
7981 | 7981 | 2012-11-28 12:59 | 6.85 | 9.94 | 9.94 | 6.85 | 210.79 | 171.8 | 74 | 14.84 | 217.93 | 0.8 | 0.79 | 0.77 | 0.06 | 110.05 | 0 | 0 | 57.8 | 0.17607 | 0.056448 | 0.008 | 10.81 | System Off | 1 | 0
7982 | 7982 | 2012-11-28 13:59 | 6.63 | 7.26 | 7.26 | 6.63 | 40.74 | 4.74 | 15 | 14.15 | 44.98 | 0 | 0.11 | 0.1 | 0 | 3.51 | 0 | 0 | 11.83 | 0.18313 | 0.056448 | 0.002 | 13.33 | System Off | 0 | 0
7983 | 7983 | 2012-11-28 14:59 | 6.41 | 6.41 | 6.41 | 6.41 | 0 | 0 | 0 | 0 | 0 | 0 | 0 | 0 | 0 | 0 | 0 | 0 | 0 | 0 | 0 | 0 | 0 | System Off | 0 | 0
7984 | 7984 | 2012-11-28 15:59 | 5.94 | 5.94 | 5.94 | 5.94 | 0 | 0 | 0 | 0 | 0 | 0 | 0 | 0 | 0 | 0 | 0 | 0 | 0 | 0 | 0 | 0 | 0 | System Off | 0 | 0
7985 | 7985 | 2012-11-28 16:59 | 5.48 | 5.48 | 5.48 | 5.48 | 0 | 0 | 0 | 0 | 0 | 0 | 0 | 0 | 0 | 0 | 0 | 0 | 0 | 0 | 0 | 0 | 0 | System Off | 0 | 0
7986 | 7986 | 2012-11-28 17:59 | 5.02 | 5.02 | 5.02 | 5.02 | 0 | 0 | 0 | 0 | 0 | 0 | 0 | 0 | 0 | 0 | 0 | 0 | 0 | 0 | 0 | 0 | 0 | System Off | 0 | 0
7987 | 7987 | 2012-11-28 18:59 | 4.92 | 4.92 | 4.92 | 4.92 | 0 | 0 | 0 | 0 | 0 | 0 | 0 | 0 | 0 | 0 | 0 | 0 | 0 | 0 | 0 | 0 | 0 | System Off | 0 | 0
7988 | 7988 | 2012-11-28 19:59 | 4.82 | 4.82 | 4.82 | 4.82 | 0 | 0 | 0 | 0 | 0 | 0 | 0 | 0 | 0 | 0 | 0 | 0 | 0 | 0 | 0 | 0 | 0 | System Off | 0 | 0
7989 | 7989 | 2012-11-28 20:59 | 4.71 | 4.71 | 4.71 | 4.71 | 0 | 0 | 0 | 0 | 0 | 0 | 0 | 0 | 0 | 0 | 0 | 0 | 0 | 0 | 0 | 0 | 0 | System Off | 0 | 0
7990 | 7990 | 2012-11-28 21:59 | 4.69 | 4.69 | 4.69 | 4.69 | 0 | 0 | 0 | 0 | 0 | 0 | 0 | 0 | 0 | 0 | 0 | 0 | 0 | 0 | 0 | 0 | 0 | System Off | 0 | 0
7991 | 7991 | 2012-11-28 22:59 | 4.67 | 4.67 | 4.67 | 4.67 | 0 | 0 | 0 | 0 | 0 | 0 | 0 | 0 | 0 | 0 | 0 | 0 | 0 | 0 | 0 | 0 | 0 | System Off | 0 | 0
7992 | 7992 | 2012-11-28 23:59 | 4.65 | 4.65 | 4.65 | 4.65 | 0 | 0 | 0 | 0 | 0 | 0 | 0 | 0 | 0 | 0 | 0 | 0 | 0 | 0 | 0 | 0 | 0 | System Off | 0 | 0
7993 | 7993 | 2012-11-29 00:59 | 4.41 | 4.41 | 4.41 | 4.41 | 0 | 0 | 0 | 0 | 0 | 0 | 0 | 0 | 0 | 0 | 0 | 0 | 0 | 0 | 0 | 0 | 0 | System Off | 0 | 0
7994 | 7994 | 2012-11-29 01:59 | 4.17 | 4.17 | 4.17 | 4.17 | 0 | 0 | 0 | 0 | 0 | 0 | 0 | 0 | 0 | 0 | 0 | 0 | 0 | 0 | 0 | 0 | 0 | System Off | 0 | 0
7995 | 7995 | 2012-11-29 02:59 | 3.92 | 3.92 | 3.92 | 3.92 | 0 | 0 | 0 | 0 | 0 | 0 | 0 | 0 | 0 | 0 | 0 | 0 | 0 | 0 | 0 | 0 | 0 | System Off | 0 | 0
7996 | 7996 | 2012-11-29 03:59 | 3.81 | 3.81 | 3.81 | 3.81 | 0 | 0 | 0 | 0 | 0 | 0 | 0 | 0 | 0 | 0 | 0 | 0 | 0 | 0 | 0 | 0 | 0 | System Off | 0 | 0
7997 | 7997 | 2012-11-29 04:59 | 3.69 | 3.69 | 3.69 | 3.69 | 0 | 0 | 0 | 0 | 0 | 0 | 0 | 0 | 0 | 0 | 0 | 0 | 0 | 0 | 0 | 0 | 0 | System Off | 0 | 0
7998 | 7998 | 2012-11-29 05:59 | 3.57 | 3.57 | 3.57 | 3.57 | 0 | 0 | 0 | 0 | 0 | 0 | 0 | 0 | 0 | 0 | 0 | 0 | 0 | 0 | 0 | 0 | 0 | System Off | 0 | 0
7999 | 7999 | 2012-11-29 06:59 | 3.69 | 3.69 | 3.69 | 3.69 | 0 | 0 | 0 | 0 | 0 | 0 | 0 | 0 | 0 | 0 | 0 | 0 | 0 | 0 | 0 | 0 | 0 | System Off | 0 | 0
8000 | 8000 | 2012-11-29 07:59 | 3.8 | 4.83 | 4.83 | 3.8 | 72.66 | 36.11 | 26 | 14.56 | 78.13 | 0.38 | 0.46 | 0.45 | 0.01 | 31.7 | 0 | 0 | 20.39 | 0.17971 | 0.056448 | 0.003 | 11.54 | System Off | 0 | 0
8001 | 8001 | 2012-11-29 08:59 | 3.92 | 4.83 | 4.83 | 3.92 | 65.34 | 28.92 | 23 | 14.8 | 70.57 | 0.42 | 0.41 | 0.4 | 0.01 | 21.51 | 0 | 0 | 17.98 | 0.17972 | 0.056448 | 0.002 | 8.7 | System Off | 0 | 0
8002 | 8002 | 2012-11-29 09:59 | 4.02 | 5.41 | 5.41 | 4.02 | 101.92 | 64.86 | 36 | 14.75 | 108.16 | 0.55 | 0.6 | 0.59 | 0.02 | 44.4 | 0 | 0 | 28.16 | 0.18053 | 0.056448 | 0.004 | 11.11 | System Off | 0 | 0
8003 | 8003 | 2012-11-29 10:59 | 4.12 | 5.47 | 5.47 | 4.12 | 99.42 | 62.41 | 35 | 14.79 | 105.62 | 0.56 | 0.59 | 0.58 | 0.02 | 39.33 | 0 | 0 | 27.36 | 0.18062 | 0.056448 | 0.004 | 11.43 | System Off | 0 | 0
8004 | 8004 | 2012-11-29 11:59 | 4.22 | 5.88 | 5.88 | 4.22 | 123.97 | 86.53 | 44 | 14.67 | 130.58 | 0.68 | 0.66 | 0.65 | 0.03 | 51.5 | 0 | 0 | 34.45 | 0.18123 | 0.056448 | 0.004 | 9.09 | System Off | 0 | 0
8005 | 8005 | 2012-11-29 12:59 | 4.02 | 5.21 | 5.21 | 4.02 | 87.22 | 50.42 | 31 | 14.65 | 93.13 | 0.64 | 0.54 | 0.53 | 0.02 | 32.3 | 0 | 0 | 24.28 | 0.18027 | 0.056448 | 0.003 | 9.68 | System Off | 0 | 0
8006 | 8006 | 2012-11-29 13:59 | 3.83 | 4.48 | 4.48 | 3.83 | 46.07 | 9.98 | 16 | 15 | 50.47 | 0 | 0.2 | 0.19 | 0 | 7.4 | 0 | 0 | 12.48 | 0.17923 | 0.056448 | 0.002 | 12.5 | System Off | 0 | 0
8007 | 8007 | 2012-11-29 14:59 | 3.63 | 3.63 | 3.63 | 3.63 | 0 | 0 | 0 | 0 | 0 | 0 | 0 | 0 | 0 | 0 | 0 | 0 | 0 | 0 | 0 | 0 | 0 | System Off | 0 | 0
8008 | 8008 | 2012-11-29 15:59 | 3.19 | 3.19 | 3.19 | 3.19 | 0 | 0 | 0 | 0 | 0 | 0 | 0 | 0 | 0 | 0 | 0 | 0 | 0 | 0 | 0 | 0 | 0 | System Off | 0 | 0
8009 | 8009 | 2012-11-29 16:59 | 2.76 | 2.76 | 2.76 | 2.76 | 0 | 0 | 0 | 0 | 0 | 0 | 0 | 0 | 0 | 0 | 0 | 0 | 0 | 0 | 0 | 0 | 0 | System Off | 0 | 0
8010 | 8010 | 2012-11-29 17:59 | 2.32 | 2.32 | 2.32 | 2.32 | 0 | 0 | 0 | 0 | 0 | 0 | 0 | 0 | 0 | 0 | 0 | 0 | 0 | 0 | 0 | 0 | 0 | System Off | 0 | 0
8011 | 8011 | 2012-11-29 18:59 | 2.17 | 2.17 | 2.17 | 2.17 | 0 | 0 | 0 | 0 | 0 | 0 | 0 | 0 | 0 | 0 | 0 | 0 | 0 | 0 | 0 | 0 | 0 | System Off | 0 | 0
8012 | 8012 | 2012-11-29 19:59 | 2.03 | 2.03 | 2.03 | 2.03 | 0 | 0 | 0 | 0 | 0 | 0 | 0 | 0 | 0 | 0 | 0 | 0 | 0 | 0 | 0 | 0 | 0 | System Off | 0 | 0
8013 | 8013 | 2012-11-29 20:59 | 1.88 | 1.88 | 1.88 | 1.88 | 0 | 0 | 0 | 0 | 0 | 0 | 0 | 0 | 0 | 0 | 0 | 0 | 0 | 0 | 0 | 0 | 0 | System Off | 0 | 0
8014 | 8014 | 2012-11-29 21:59 | 1.85 | 1.85 | 1.85 | 1.85 | 0 | 0 | 0 | 0 | 0 | 0 | 0 | 0 | 0 | 0 | 0 | 0 | 0 | 0 | 0 | 0 | 0 | System Off | 0 | 0
8015 | 8015 | 2012-11-29 22:59 | 1.81 | 1.81 | 1.81 | 1.81 | 0 | 0 | 0 | 0 | 0 | 0 | 0 | 0 | 0 | 0 | 0 | 0 | 0 | 0 | 0 | 0 | 0 | System Off | 0 | 0
8016 | 8016 | 2012-11-29 23:59 | 1.78 | 1.78 | 1.78 | 1.78 | 0 | 0 | 0 | 0 | 0 | 0 | 0 | 0 | 0 | 0 | 0 | 0 | 0 | 0 | 0 | 0 | 0 | System Off | 0 | 0
8017 | 8017 | 2012-11-30 00:59 | 1.83 | 1.83 | 1.83 | 1.83 | 0 | 0 | 0 | 0 | 0 | 0 | 0 | 0 | 0 | 0 | 0 | 0 | 0 | 0 | 0 | 0 | 0 | System Off | 0 | 0
8018 | 8018 | 2012-11-30 01:59 | 1.88 | 1.88 | 1.88 | 1.88 | 0 | 0 | 0 | 0 | 0 | 0 | 0 | 0 | 0 | 0 | 0 | 0 | 0 | 0 | 0 | 0 | 0 | System Off | 0 | 0
8019 | 8019 | 2012-11-30 02:59 | 1.93 | 1.93 | 1.93 | 1.93 | 0 | 0 | 0 | 0 | 0 | 0 | 0 | 0 | 0 | 0 | 0 | 0 | 0 | 0 | 0 | 0 | 0 | System Off | 0 | 0
8020 | 8020 | 2012-11-30 03:59 | 1.85 | 1.85 | 1.85 | 1.85 | 0 | 0 | 0 | 0 | 0 | 0 | 0 | 0 | 0 | 0 | 0 | 0 | 0 | 0 | 0 | 0 | 0 | System Off | 0 | 0
8021 | 8021 | 2012-11-30 04:59 | 1.77 | 1.77 | 1.77 | 1.77 | 0 | 0 | 0 | 0 | 0 | 0 | 0 | 0 | 0 | 0 | 0 | 0 | 0 | 0 | 0 | 0 | 0 | System Off | 0 | 0
8022 | 8022 | 2012-11-30 05:59 | 1.69 | 1.69 | 1.69 | 1.69 | 0 | 0 | 0 | 0 | 0 | 0 | 0 | 0 | 0 | 0 | 0 | 0 | 0 | 0 | 0 | 0 | 0 | System Off | 0 | 0
8023 | 8023 | 2012-11-30 06:59 | 1.86 | 1.86 | 1.86 | 1.86 | 0 | 0 | 0 | 0 | 0 | 0 | 0 | 0 | 0 | 0 | 0 | 0 | 0 | 0 | 0 | 0 | 0 | System Off | 0 | 0
8024 | 8024 | 2012-11-30 07:59 | 2.03 | 3.92 | 3.92 | 2.03 | 103.52 | 66.43 | 36 | 14.98 | 109.67 | 0.54 | 0.61 | 0.59 | 0.02 | 58.32 | 0 | 0 | 28.07 | 0.17773 | 0.056448 | 0.004 | 11.11 | System Off | 0 | 0
8025 | 8025 | 2012-11-30 08:59 | 2.2 | 6.23 | 6.23 | 2.2 | 227.97 | 188.67 | 79 | 15.03 | 234.54 | 0.88 | 0.8 | 0.79 | 0.07 | 140.31 | 0 | 0 | 61.53 | 0.18016 | 0.056448 | 0.008 | 10.13 | System Off | 1 | 0
8026 | 8026 | 2012-11-30 09:59 | 2.5 | 7.07 | 7.07 | 2.5 | 264.58 | 224.6 | 91 | 15.14 | 270.78 | 0.87 | 0.83 | 0.81 | 0.08 | 153.75 | 0 | 0 | 70.76 | 0.18119 | 0.056448 | 0.009 | 9.89 | System Off | 1 | 0
8027 | 8027 | 2012-11-30 10:59 | 2.8 | 5.53 | 5.53 | 2.8 | 159.14 | 121.07 | 55 | 15.07 | 165.94 | 0.72 | 0.73 | 0.71 | 0.04 | 76.29 | 0 | 0 | 42.83 | 0.17978 | 0.056448 | 0.006 | 10.91 | System Off | 1 | 0
8028 | 8028 | 2012-11-30 11:59 | 3.1 | 4.8 | 4.8 | 3.1 | 99.72 | 62.7 | 35 | 14.84 | 105.87 | 0.56 | 0.59 | 0.58 | 0.02 | 37.32 | 0 | 0 | 27.34 | 0.17918 | 0.056448 | 0.004 | 11.43 | System Off | 0 | 0
8029 | 8029 | 2012-11-30 12:59 | 3.35 | 4.41 | 4.41 | 3.35 | 58.17 | 21.87 | 21 | 14.43 | 63.1 | 0.47 | 0.35 | 0.34 | 0.01 | 14.01 | 0 | 0 | 16.5 | 0.17882 | 0.056448 | 0.002 | 9.52 | System Off | 0 | 0
8030 | 8030 | 2012-11-30 13:59 | 3.59 | 4.17 | 4.17 | 3.59 | 29.43 | 0 | 11 | 13.93 | 32.84 | 0 | 0 | 0 | 0 | 0 | 0 | 0 | 8.7 | 0.17864 | 0.056448 | 0.001 | 9.09 | System Off | 0 | 0
8031 | 8031 | 2012-11-30 14:59 | 3.84 | 3.84 | 3.84 | 3.84 | 0 | 0 | 0 | 0 | 0 | 0 | 0 | 0 | 0 | 0 | 0 | 0 | 0 | 0 | 0 | 0 | 0 | System Off | 0 | 0
8032 | 8032 | 2012-11-30 15:59 | 3.1 | 3.1 | 3.1 | 3.1 | 0 | 0 | 0 | 0 | 0 | 0 | 0 | 0 | 0 | 0 | 0 | 0 | 0 | 0 | 0 | 0 | 0 | System Off | 0 | 0
8033 | 8033 | 2012-11-30 16:59 | 2.37 | 2.37 | 2.37 | 2.37 | 0 | 0 | 0 | 0 | 0 | 0 | 0 | 0 | 0 | 0 | 0 | 0 | 0 | 0 | 0 | 0 | 0 | System Off | 0 | 0
8034 | 8034 | 2012-11-30 17:59 | 1.64 | 1.64 | 1.64 | 1.64 | 0 | 0 | 0 | 0 | 0 | 0 | 0 | 0 | 0 | 0 | 0 | 0 | 0 | 0 | 0 | 0 | 0 | System Off | 0 | 0
8035 | 8035 | 2012-11-30 18:59 | 1.03 | 1.03 | 1.03 | 1.03 | 0 | 0 | 0 | 0 | 0 | 0 | 0 | 0 | 0 | 0 | 0 | 0 | 0 | 0 | 0 | 0 | 0 | System Off | 0 | 0
8036 | 8036 | 2012-11-30 19:59 | 0.43 | 0.43 | 0.43 | 0.43 | 0 | 0 | 0 | 0 | 0 | 0 | 0 | 0 | 0 | 0 | 0 | 0 | 0 | 0 | 0 | 0 | 0 | System Off | 0 | 0
8037 | 8037 | 2012-11-30 20:59 | -0.18 | -0.18 | -0.18 | -0.18 | 0 | 0 | 0 | 0 | 0 | 0 | 0 | 0 | 0 | 0 | 0 | 0 | 0 | 0 | 0 | 0 | 0 | System Off | 0 | 0
8038 | 8038 | 2012-11-30 21:59 | -1.02 | -1.02 | -1.02 | -1.02 | 0 | 0 | 0 | 0 | 0 | 0 | 0 | 0 | 0 | 0 | 0 | 0 | 0 | 0 | 0 | 0 | 0 | System Off | 0 | 0
8039 | 8039 | 2012-11-30 22:59 | -1.86 | -1.86 | -1.86 | -1.86 | 0 | 0 | 0 | 0 | 0 | 0 | 0 | 0 | 0 | 0 | 0 | 0 | 0 | 0 | 0 | 0 | 0 | System Off | 0 | 0
8040 | 8040 | 2012-11-30 23:59 | -2.7 | -2.7 | -2.7 | -2.7 | 0 | 0 | 0 | 0 | 0 | 0 | 0 | 0 | 0 | 0 | 0 | 0 | 0 | 0 | 0 | 0 | 0 | System Off | 0 | 0
8041 | 8041 | 2012-12-01 00:59 | -2.19 | -2.19 | -2.19 | -2.19 | 0 | 0 | 0 | 0 | 0 | 0 | 0 | 0 | 0 | 0 | 0 | 0 | 0 | 0 | 0 | 0 | 0 | System Off | 0 | 0
8042 | 8042 | 2012-12-01 01:59 | -1.67 | -1.67 | -1.67 | -1.67 | 0 | 0 | 0 | 0 | 0 | 0 | 0 | 0 | 0 | 0 | 0 | 0 | 0 | 0 | 0 | 0 | 0 | System Off | 0 | 0
8043 | 8043 | 2012-12-01 02:59 | -1.16 | -1.16 | -1.16 | -1.16 | 0 | 0 | 0 | 0 | 0 | 0 | 0 | 0 | 0 | 0 | 0 | 0 | 0 | 0 | 0 | 0 | 0 | System Off | 0 | 0
8044 | 8044 | 2012-12-01 03:59 | -1.08 | -1.08 | -1.08 | -1.08 | 0 | 0 | 0 | 0 | 0 | 0 | 0 | 0 | 0 | 0 | 0 | 0 | 0 | 0 | 0 | 0 | 0 | System Off | 0 | 0
8045 | 8045 | 2012-12-01 04:59 | -1 | -1 | -1 | -1 | 0 | 0 | 0 | 0 | 0 | 0 | 0 | 0 | 0 | 0 | 0 | 0 | 0 | 0 | 0 | 0 | 0 | System Off | 0 | 0
8046 | 8046 | 2012-12-01 05:59 | -0.93 | -0.93 | -0.93 | -0.93 | 0 | 0 | 0 | 0 | 0 | 0 | 0 | 0 | 0 | 0 | 0 | 0 | 0 | 0 | 0 | 0 | 0 | System Off | 0 | 0
8047 | 8047 | 2012-12-01 06:59 | -0.34 | -0.34 | -0.34 | -0.34 | 0 | 0 | 0 | 0 | 0 | 0 | 0 | 0 | 0 | 0 | 0 | 0 | 0 | 0 | 0 | 0 | 0 | System Off | 0 | 0
8048 | 8048 | 2012-12-01 07:59 | 0.25 | 2.02 | 2.02 | 0.25 | 102.58 | 65.51 | 36 | 14.84 | 108.58 | 0.55 | 0.6 | 0.59 | 0.02 | 57.51 | 0 | 0 | 28.12 | 0.17526 | 0.056448 | 0.004 | 11.11 | System Off | 0 | 0
8049 | 8049 | 2012-12-01 08:59 | 0.84 | 5.33 | 5.33 | 0.84 | 268.64 | 228.58 | 92 | 15.21 | 274.58 | 0.87 | 0.83 | 0.82 | 0.08 | 169.99 | 0 | 0 | 71.48 | 0.1789 | 0.056448 | 0.009 | 9.78 | System Off | 1 | 0
8050 | 8050 | 2012-12-01 09:59 | 1.8 | 10.17 | 10.17 | 1.8 | 529.24 | 484.21 | 181 | 15.23 | 528.75 | 0.99 | 0.92 | 0.9 | 0.18 | 331.46 | 0 | 0 | 140.47 | 0.18477 | 0.056448 | 0.018 | 9.94 | System Off | 1 | 0
8051 | 8051 | 2012-12-01 10:59 | 2.77 | 12.36 | 12.36 | 2.77 | 632.17 | 585.07 | 216 | 15.24 | 627.98 | 0.97 | 0.93 | 0.91 | 0.21 | 368.66 | 0 | 0 | 167.57 | 0.18004 | 0.056448 | 0.022 | 10.19 | System Off | 1 | 0
8052 | 8052 | 2012-12-01 11:59 | 3.73 | 13.21 | 13.21 | 3.73 | 651.11 | 603.62 | 223 | 15.21 | 646.26 | 0.98 | 0.93 | 0.91 | 0.22 | 359.3 | 0 | 0 | 173.09 | 0.18173 | 0.056448 | 0.022 | 9.87 | System Off | 1 | 0
8053 | 8053 | 2012-12-01 12:59 | 3.34 | 8.83 | 8.83 | 3.34 | 361.11 | 319.33 | 124 | 15.17 | 365.58 | 0.96 | 0.87 | 0.86 | 0.12 | 204.56 | 0 | 0 | 96.38 | 0.18406 | 0.056448 | 0.012 | 9.68 | System Off | 1 | 0
8054 | 8054 | 2012-12-01 13:59 | 2.95 | 6.76 | 6.76 | 2.95 | 242.94 | 203.36 | 84 | 15.06 | 249.39 | 0.83 | 0.82 | 0.8 | 0.07 | 150.66 | 0 | 0 | 65.4 | 0.18147 | 0.056448 | 0.009 | 10.71 | System Off | 1 | 0
8055 | 8055 | 2012-12-01 14:59 | 2.57 | 2.57 | 2.57 | 2.57 | 0 | 0 | 0 | 0 | 0 | 0 | 0 | 0 | 0 | 0 | 0 | 0 | 0 | 0 | 0 | 0 | 0 | System Off | 0 | 0
8056 | 8056 | 2012-12-01 15:59 | 2.16 | 2.16 | 2.16 | 2.16 | 0 | 0 | 0 | 0 | 0 | 0 | 0 | 0 | 0 | 0 | 0 | 0 | 0 | 0 | 0 | 0 | 0 | System Off | 0 | 0
8057 | 8057 | 2012-12-01 16:59 | 1.74 | 1.74 | 1.74 | 1.74 | 0 | 0 | 0 | 0 | 0 | 0 | 0 | 0 | 0 | 0 | 0 | 0 | 0 | 0 | 0 | 0 | 0 | System Off | 0 | 0
8058 | 8058 | 2012-12-01 17:59 | 1.33 | 1.33 | 1.33 | 1.33 | 0 | 0 | 0 | 0 | 0 | 0 | 0 | 0 | 0 | 0 | 0 | 0 | 0 | 0 | 0 | 0 | 0 | System Off | 0 | 0
8059 | 8059 | 2012-12-01 18:59 | 1.29 | 1.29 | 1.29 | 1.29 | 0 | 0 | 0 | 0 | 0 | 0 | 0 | 0 | 0 | 0 | 0 | 0 | 0 | 0 | 0 | 0 | 0 | System Off | 0 | 0
8060 | 8060 | 2012-12-01 19:59 | 1.25 | 1.25 | 1.25 | 1.25 | 0 | 0 | 0 | 0 | 0 | 0 | 0 | 0 | 0 | 0 | 0 | 0 | 0 | 0 | 0 | 0 | 0 | System Off | 0 | 0
8061 | 8061 | 2012-12-01 20:59 | 1.21 | 1.21 | 1.21 | 1.21 | 0 | 0 | 0 | 0 | 0 | 0 | 0 | 0 | 0 | 0 | 0 | 0 | 0 | 0 | 0 | 0 | 0 | System Off | 0 | 0
8062 | 8062 | 2012-12-01 21:59 | 1.36 | 1.36 | 1.36 | 1.36 | 0 | 0 | 0 | 0 | 0 | 0 | 0 | 0 | 0 | 0 | 0 | 0 | 0 | 0 | 0 | 0 | 0 | System Off | 0 | 0
8063 | 8063 | 2012-12-01 22:59 | 1.51 | 1.51 | 1.51 | 1.51 | 0 | 0 | 0 | 0 | 0 | 0 | 0 | 0 | 0 | 0 | 0 | 0 | 0 | 0 | 0 | 0 | 0 | System Off | 0 | 0
8064 | 8064 | 2012-12-01 23:59 | 1.66 | 1.66 | 1.66 | 1.66 | 0 | 0 | 0 | 0 | 0 | 0 | 0 | 0 | 0 | 0 | 0 | 0 | 0 | 0 | 0 | 0 | 0 | System Off | 0 | 0
8065 | 8065 | 2012-12-02 00:59 | 1.69 | 1.69 | 1.69 | 1.69 | 0 | 0 | 0 | 0 | 0 | 0 | 0 | 0 | 0 | 0 | 0 | 0 | 0 | 0 | 0 | 0 | 0 | System Off | 0 | 0
8066 | 8066 | 2012-12-02 01:59 | 1.72 | 1.72 | 1.72 | 1.72 | 0 | 0 | 0 | 0 | 0 | 0 | 0 | 0 | 0 | 0 | 0 | 0 | 0 | 0 | 0 | 0 | 0 | System Off | 0 | 0
8067 | 8067 | 2012-12-02 02:59 | 1.75 | 1.75 | 1.75 | 1.75 | 0 | 0 | 0 | 0 | 0 | 0 | 0 | 0 | 0 | 0 | 0 | 0 | 0 | 0 | 0 | 0 | 0 | System Off | 0 | 0
8068 | 8068 | 2012-12-02 03:59 | 1.83 | 1.83 | 1.83 | 1.83 | 0 | 0 | 0 | 0 | 0 | 0 | 0 | 0 | 0 | 0 | 0 | 0 | 0 | 0 | 0 | 0 | 0 | System Off | 0 | 0
8069 | 8069 | 2012-12-02 04:59 | 1.9 | 1.9 | 1.9 | 1.9 | 0 | 0 | 0 | 0 | 0 | 0 | 0 | 0 | 0 | 0 | 0 | 0 | 0 | 0 | 0 | 0 | 0 | System Off | 0 | 0
8070 | 8070 | 2012-12-02 05:59 | 1.97 | 1.97 | 1.97 | 1.97 | 0 | 0 | 0 | 0 | 0 | 0 | 0 | 0 | 0 | 0 | 0 | 0 | 0 | 0 | 0 | 0 | 0 | System Off | 0 | 0
8071 | 8071 | 2012-12-02 06:59 | 2.07 | 2.07 | 2.07 | 2.07 | 0 | 0 | 0 | 0 | 0 | 0 | 0 | 0 | 0 | 0 | 0 | 0 | 0 | 0 | 0 | 0 | 0 | System Off | 0 | 0
8072 | 8072 | 2012-12-02 07:59 | 2.17 | 3.46 | 3.46 | 2.17 | 98.71 | 61.71 | 35 | 14.69 | 104.74 | 0.57 | 0.59 | 0.58 | 0.02 | 54.18 | 0 | 0 | 27.4 | 0.17789 | 0.056448 | 0.004 | 11.43 | System Off | 0 | 0
8073 | 8073 | 2012-12-02 08:59 | 2.26 | 5.23 | 5.23 | 2.26 | 233.54 | 194.13 | 80 | 15.2 | 239.95 | 0.87 | 0.81 | 0.79 | 0.07 | 144.37 | 0 | 0 | 62.2 | 0.18029 | 0.056448 | 0.008 | 10 | System Off | 1 | 0
8074 | 8074 | 2012-12-02 09:59 | 2.58 | 6.19 | 6.19 | 2.58 | 291.97 | 251.49 | 100 | 15.21 | 297.61 | 0.9 | 0.85 | 0.83 | 0.09 | 172.15 | 0 | 0 | 77.73 | 0.18176 | 0.056448 | 0.01 | 10 | System Off | 1 | 0
8075 | 8075 | 2012-12-02 10:59 | 2.91 | 9.64 | 9.64 | 2.91 | 568.16 | 522.35 | 193 | 15.33 | 566.16 | 0.98 | 0.92 | 0.9 | 0.19 | 329.15 | 0 | 0 | 149.69 | 0.1791 | 0.056448 | 0.019 | 9.84 | System Off | 1 | 0
8076 | 8076 | 2012-12-02 11:59 | 3.23 | 10.23 | 10.23 | 3.23 | 607.52 | 560.92 | 206 | 15.36 | 604.04 | 0.97 | 0.93 | 0.91 | 0.2 | 333.88 | 0 | 0 | 159.72 | 0.18018 | 0.056448 | 0.021 | 10.19 | System Off | 1 | 0
8077 | 8077 | 2012-12-02 12:59 | 3.07 | 6.18 | 6.18 | 3.07 | 255.53 | 215.72 | 88 | 15.12 | 261.76 | 0.91 | 0.82 | 0.81 | 0.08 | 138.19 | 0 | 0 | 68.49 | 0.18184 | 0.056448 | 0.009 | 10.23 | System Off | 1 | 0
8078 | 8078 | 2012-12-02 13:59 | 2.9 | 4.15 | 4.15 | 2.9 | 97.52 | 60.54 | 34 | 14.94 | 103.58 | 0.58 | 0.58 | 0.57 | 0.02 | 44.86 | 0 | 0 | 26.53 | 0.17885 | 0.056448 | 0.003 | 8.82 | System Off | 0 | 0
8079 | 8079 | 2012-12-02 14:59 | 2.74 | 2.74 | 2.74 | 2.74 | 0 | 0 | 0 | 0 | 0 | 0 | 0 | 0 | 0 | 0 | 0 | 0 | 0 | 0 | 0 | 0 | 0 | System Off | 0 | 0
8080 | 8080 | 2012-12-02 15:59 | 2.5 | 2.5 | 2.5 | 2.5 | 0 | 0 | 0 | 0 | 0 | 0 | 0 | 0 | 0 | 0 | 0 | 0 | 0 | 0 | 0 | 0 | 0 | System Off | 0 | 0
8081 | 8081 | 2012-12-02 16:59 | 2.25 | 2.25 | 2.25 | 2.25 | 0 | 0 | 0 | 0 | 0 | 0 | 0 | 0 | 0 | 0 | 0 | 0 | 0 | 0 | 0 | 0 | 0 | System Off | 0 | 0
8082 | 8082 | 2012-12-02 17:59 | 2.01 | 2.01 | 2.01 | 2.01 | 0 | 0 | 0 | 0 | 0 | 0 | 0 | 0 | 0 | 0 | 0 | 0 | 0 | 0 | 0 | 0 | 0 | System Off | 0 | 0
8083 | 8083 | 2012-12-02 18:59 | 1.92 | 1.92 | 1.92 | 1.92 | 0 | 0 | 0 | 0 | 0 | 0 | 0 | 0 | 0 | 0 | 0 | 0 | 0 | 0 | 0 | 0 | 0 | System Off | 0 | 0
8084 | 8084 | 2012-12-02 19:59 | 1.82 | 1.82 | 1.82 | 1.82 | 0 | 0 | 0 | 0 | 0 | 0 | 0 | 0 | 0 | 0 | 0 | 0 | 0 | 0 | 0 | 0 | 0 | System Off | 0 | 0
8085 | 8085 | 2012-12-02 20:59 | 1.72 | 1.72 | 1.72 | 1.72 | 0 | 0 | 0 | 0 | 0 | 0 | 0 | 0 | 0 | 0 | 0 | 0 | 0 | 0 | 0 | 0 | 0 | System Off | 0 | 0
8086 | 8086 | 2012-12-02 21:59 | 1.64 | 1.64 | 1.64 | 1.64 | 0 | 0 | 0 | 0 | 0 | 0 | 0 | 0 | 0 | 0 | 0 | 0 | 0 | 0 | 0 | 0 | 0 | System Off | 0 | 0
8087 | 8087 | 2012-12-02 22:59 | 1.56 | 1.56 | 1.56 | 1.56 | 0 | 0 | 0 | 0 | 0 | 0 | 0 | 0 | 0 | 0 | 0 | 0 | 0 | 0 | 0 | 0 | 0 | System Off | 0 | 0
8088 | 8088 | 2012-12-02 23:59 | 1.48 | 1.48 | 1.48 | 1.48 | 0 | 0 | 0 | 0 | 0 | 0 | 0 | 0 | 0 | 0 | 0 | 0 | 0 | 0 | 0 | 0 | 0 | System Off | 0 | 0
8089 | 8089 | 2012-12-03 00:59 | 1.43 | 1.43 | 1.43 | 1.43 | 0 | 0 | 0 | 0 | 0 | 0 | 0 | 0 | 0 | 0 | 0 | 0 | 0 | 0 | 0 | 0 | 0 | System Off | 0 | 0
8090 | 8090 | 2012-12-03 01:59 | 1.39 | 1.39 | 1.39 | 1.39 | 0 | 0 | 0 | 0 | 0 | 0 | 0 | 0 | 0 | 0 | 0 | 0 | 0 | 0 | 0 | 0 | 0 | System Off | 0 | 0
8091 | 8091 | 2012-12-03 02:59 | 1.34 | 1.34 | 1.34 | 1.34 | 0 | 0 | 0 | 0 | 0 | 0 | 0 | 0 | 0 | 0 | 0 | 0 | 0 | 0 | 0 | 0 | 0 | System Off | 0 | 0
8092 | 8092 | 2012-12-03 03:59 | 1.21 | 1.21 | 1.21 | 1.21 | 0 | 0 | 0 | 0 | 0 | 0 | 0 | 0 | 0 | 0 | 0 | 0 | 0 | 0 | 0 | 0 | 0 | System Off | 0 | 0
8093 | 8093 | 2012-12-03 04:59 | 1.07 | 1.07 | 1.07 | 1.07 | 0 | 0 | 0 | 0 | 0 | 0 | 0 | 0 | 0 | 0 | 0 | 0 | 0 | 0 | 0 | 0 | 0 | System Off | 0 | 0
8094 | 8094 | 2012-12-03 05:59 | 0.93 | 0.93 | 0.93 | 0.93 | 0 | 0 | 0 | 0 | 0 | 0 | 0 | 0 | 0 | 0 | 0 | 0 | 0 | 0 | 0 | 0 | 0 | System Off | 0 | 0
8095 | 8095 | 2012-12-03 06:59 | 1.04 | 1.04 | 1.04 | 1.04 | 0 | 0 | 0 | 0 | 0 | 0 | 0 | 0 | 0 | 0 | 0 | 0 | 0 | 0 | 0 | 0 | 0 | System Off | 0 | 0
8096 | 8096 | 2012-12-03 07:59 | 1.15 | 2.65 | 2.65 | 1.15 | 99.1 | 62.09 | 35 | 14.75 | 105.08 | 0.57 | 0.59 | 0.58 | 0.02 | 54.51 | 0 | 0 | 27.38 | 0.17646 | 0.056448 | 0.004 | 11.43 | System Off | 0 | 0
8097 | 8097 | 2012-12-03 08:59 | 1.25 | 4.13 | 4.13 | 1.25 | 197.15 | 158.4 | 68 | 15.1 | 203.75 | 0.88 | 0.78 | 0.76 | 0.06 | 117.8 | 0 | 0 | 52.93 | 0.17827 | 0.056448 | 0.007 | 10.29 | System Off | 1 | 0
8098 | 8098 | 2012-12-03 09:59 | 1.43 | 4.34 | 4.34 | 1.43 | 208.15 | 169.2 | 72 | 15.06 | 214.7 | 0.83 | 0.79 | 0.77 | 0.06 | 115.83 | 0 | 0 | 56.08 | 0.17873 | 0.056448 | 0.007 | 9.72 | System Off | 1 | 0
8099 | 8099 | 2012-12-03 10:59 | 1.6 | 3.96 | 3.96 | 1.6 | 175.36 | 137.01 | 60 | 15.22 | 182.02 | 0.82 | 0.75 | 0.74 | 0.05 | 86.33 | 0 | 0 | 46.64 | 0.17835 | 0.056448 | 0.006 | 10 | System Off | 1 | 0
8100 | 8100 | 2012-12-03 11:59 | 1.78 | 4.4 | 4.4 | 1.78 | 202.92 | 164.07 | 70 | 15.1 | 209.51 | 0.85 | 0.78 | 0.77 | 0.06 | 97.66 | 0 | 0 | 54.5 | 0.17911 | 0.056448 | 0.007 | 10 | System Off | 1 | 0
8101 | 8101 | 2012-12-03 12:59 | 2.27 | 3.11 | 3.11 | 2.27 | 60.96 | 24.61 | 22 | 14.43 | 65.93 | 0.45 | 0.37 | 0.37 | 0.01 | 15.77 | 0 | 0 | 17.28 | 0.17736 | 0.056448 | 0.002 | 9.09 | System Off | 0 | 0
8102 | 8102 | 2012-12-03 13:59 | 2.76 | 3.29 | 3.29 | 2.76 | 36.7 | 0.78 | 13 | 14.7 | 40.55 | 0 | 0.02 | 0.02 | 0 | 0.58 | 0 | 0 | 10.18 | 0.17758 | 0.056448 | 0.001 | 7.69 | System Off | 0 | 0
8103 | 8103 | 2012-12-03 14:59 | 3.26 | 3.26 | 3.26 | 3.26 | 0 | 0 | 0 | 0 | 0 | 0 | 0 | 0 | 0 | 0 | 0 | 0 | 0 | 0 | 0 | 0 | 0 | System Off | 0 | 0
8104 | 8104 | 2012-12-03 15:59 | 4.3 | 4.3 | 4.3 | 4.3 | 0 | 0 | 0 | 0 | 0 | 0 | 0 | 0 | 0 | 0 | 0 | 0 | 0 | 0 | 0 | 0 | 0 | System Off | 0 | 0
8105 | 8105 | 2012-12-03 16:59 | 5.34 | 5.34 | 5.34 | 5.34 | 0 | 0 | 0 | 0 | 0 | 0 | 0 | 0 | 0 | 0 | 0 | 0 | 0 | 0 | 0 | 0 | 0 | System Off | 0 | 0
8106 | 8106 | 2012-12-03 17:59 | 6.38 | 6.38 | 6.38 | 6.38 | 0 | 0 | 0 | 0 | 0 | 0 | 0 | 0 | 0 | 0 | 0 | 0 | 0 | 0 | 0 | 0 | 0 | System Off | 0 | 0
8107 | 8107 | 2012-12-03 18:59 | 6.46 | 6.46 | 6.46 | 6.46 | 0 | 0 | 0 | 0 | 0 | 0 | 0 | 0 | 0 | 0 | 0 | 0 | 0 | 0 | 0 | 0 | 0 | System Off | 0 | 0
8108 | 8108 | 2012-12-03 19:59 | 6.53 | 6.53 | 6.53 | 6.53 | 0 | 0 | 0 | 0 | 0 | 0 | 0 | 0 | 0 | 0 | 0 | 0 | 0 | 0 | 0 | 0 | 0 | System Off | 0 | 0
8109 | 8109 | 2012-12-03 20:59 | 6.61 | 6.61 | 6.61 | 6.61 | 0 | 0 | 0 | 0 | 0 | 0 | 0 | 0 | 0 | 0 | 0 | 0 | 0 | 0 | 0 | 0 | 0 | System Off | 0 | 0
8110 | 8110 | 2012-12-03 21:59 | 6.22 | 6.22 | 6.22 | 6.22 | 0 | 0 | 0 | 0 | 0 | 0 | 0 | 0 | 0 | 0 | 0 | 0 | 0 | 0 | 0 | 0 | 0 | System Off | 0 | 0
8111 | 8111 | 2012-12-03 22:59 | 5.84 | 5.84 | 5.84 | 5.84 | 0 | 0 | 0 | 0 | 0 | 0 | 0 | 0 | 0 | 0 | 0 | 0 | 0 | 0 | 0 | 0 | 0 | System Off | 0 | 0
8112 | 8112 | 2012-12-03 23:59 | 5.46 | 5.46 | 5.46 | 5.46 | 0 | 0 | 0 | 0 | 0 | 0 | 0 | 0 | 0 | 0 | 0 | 0 | 0 | 0 | 0 | 0 | 0 | System Off | 0 | 0
8113 | 8113 | 2012-12-04 00:59 | 4.79 | 4.79 | 4.79 | 4.79 | 0 | 0 | 0 | 0 | 0 | 0 | 0 | 0 | 0 | 0 | 0 | 0 | 0 | 0 | 0 | 0 | 0 | System Off | 0 | 0
8114 | 8114 | 2012-12-04 01:59 | 4.12 | 4.12 | 4.12 | 4.12 | 0 | 0 | 0 | 0 | 0 | 0 | 0 | 0 | 0 | 0 | 0 | 0 | 0 | 0 | 0 | 0 | 0 | System Off | 0 | 0
8115 | 8115 | 2012-12-04 02:59 | 3.45 | 3.45 | 3.45 | 3.45 | 0 | 0 | 0 | 0 | 0 | 0 | 0 | 0 | 0 | 0 | 0 | 0 | 0 | 0 | 0 | 0 | 0 | System Off | 0 | 0
8116 | 8116 | 2012-12-04 03:59 | 3.21 | 3.21 | 3.21 | 3.21 | 0 | 0 | 0 | 0 | 0 | 0 | 0 | 0 | 0 | 0 | 0 | 0 | 0 | 0 | 0 | 0 | 0 | System Off | 0 | 0
8117 | 8117 | 2012-12-04 04:59 | 2.97 | 2.97 | 2.97 | 2.97 | 0 | 0 | 0 | 0 | 0 | 0 | 0 | 0 | 0 | 0 | 0 | 0 | 0 | 0 | 0 | 0 | 0 | System Off | 0 | 0
8118 | 8118 | 2012-12-04 05:59 | 2.73 | 2.73 | 2.73 | 2.73 | 0 | 0 | 0 | 0 | 0 | 0 | 0 | 0 | 0 | 0 | 0 | 0 | 0 | 0 | 0 | 0 | 0 | System Off | 0 | 0
8119 | 8119 | 2012-12-04 06:59 | 2.98 | 2.98 | 2.98 | 2.98 | 0 | 0 | 0 | 0 | 0 | 0 | 0 | 0 | 0 | 0 | 0 | 0 | 0 | 0 | 0 | 0 | 0 | System Off | 0 | 0
8120 | 8120 | 2012-12-04 07:59 | 3.23 | 4.76 | 4.76 | 3.23 | 108.91 | 71.73 | 38 | 14.93 | 115.22 | 0.78 | 0.62 | 0.61 | 0.03 | 62.97 | 0 | 0 | 29.66 | 0.17952 | 0.056448 | 0.004 | 10.53 | System Off | 0 | 0
8121 | 8121 | 2012-12-04 08:59 | 3.48 | 6.63 | 6.63 | 3.48 | 241.8 | 202.25 | 83 | 15.17 | 248.26 | 0.83 | 0.81 | 0.8 | 0.07 | 150.41 | 0 | 0 | 64.55 | 0.18216 | 0.056448 | 0.008 | 9.64 | System Off | 1 | 0
8122 | 8122 | 2012-12-04 09:59 | 3.83 | 6.9 | 6.9 | 3.83 | 241.64 | 202.08 | 83 | 15.16 | 248.13 | 0.83 | 0.81 | 0.8 | 0.07 | 138.33 | 0 | 0 | 64.56 | 0.18266 | 0.056448 | 0.008 | 9.64 | System Off | 1 | 0
8123 | 8123 | 2012-12-04 10:59 | 4.19 | 5.43 | 5.43 | 4.19 | 96.98 | 60.01 | 34 | 14.86 | 103.12 | 0.58 | 0.58 | 0.57 | 0.02 | 37.81 | 0 | 0 | 26.56 | 0.18066 | 0.056448 | 0.003 | 8.82 | System Off | 0 | 0
8124 | 8124 | 2012-12-04 11:59 | 4.54 | 5.89 | 5.89 | 4.54 | 109.1 | 71.92 | 38 | 14.95 | 115.5 | 0.77 | 0.62 | 0.61 | 0.03 | 42.81 | 0 | 0 | 29.65 | 0.18136 | 0.056448 | 0.004 | 10.53 | System Off | 0 | 0
8125 | 8125 | 2012-12-04 12:59 | 4.36 | 6.6 | 6.6 | 4.36 | 188.51 | 149.91 | 66 | 14.88 | 195.39 | 0.76 | 0.77 | 0.75 | 0.05 | 96.03 | 0 | 0 | 51.54 | 0.18255 | 0.056448 | 0.007 | 10.61 | System Off | 1 | 0
8126 | 8126 | 2012-12-04 13:59 | 4.18 | 5.16 | 5.16 | 4.18 | 82.33 | 45.62 | 29 | 14.79 | 88.11 | 0.67 | 0.52 | 0.51 | 0.02 | 33.8 | 0 | 0 | 22.68 | 0.18039 | 0.056448 | 0.003 | 10.34 | System Off | 0 | 0
8127 | 8127 | 2012-12-04 14:59 | 4 | 4 | 4 | 4 | 0 | 0 | 0 | 0 | 0 | 0 | 0 | 0 | 0 | 0 | 0 | 0 | 0 | 0 | 0 | 0 | 0 | System Off | 0 | 0
8128 | 8128 | 2012-12-04 15:59 | 3.7 | 3.7 | 3.7 | 3.7 | 0 | 0 | 0 | 0 | 0 | 0 | 0 | 0 | 0 | 0 | 0 | 0 | 0 | 0 | 0 | 0 | 0 | System Off | 0 | 0
8129 | 8129 | 2012-12-04 16:59 | 3.41 | 3.41 | 3.41 | 3.41 | 0 | 0 | 0 | 0 | 0 | 0 | 0 | 0 | 0 | 0 | 0 | 0 | 0 | 0 | 0 | 0 | 0 | System Off | 0 | 0
8130 | 8130 | 2012-12-04 17:59 | 3.11 | 3.11 | 3.11 | 3.11 | 0 | 0 | 0 | 0 | 0 | 0 | 0 | 0 | 0 | 0 | 0 | 0 | 0 | 0 | 0 | 0 | 0 | System Off | 0 | 0
8131 | 8131 | 2012-12-04 18:59 | 3.1 | 3.1 | 3.1 | 3.1 | 0 | 0 | 0 | 0 | 0 | 0 | 0 | 0 | 0 | 0 | 0 | 0 | 0 | 0 | 0 | 0 | 0 | System Off | 0 | 0
8132 | 8132 | 2012-12-04 19:59 | 3.08 | 3.08 | 3.08 | 3.08 | 0 | 0 | 0 | 0 | 0 | 0 | 0 | 0 | 0 | 0 | 0 | 0 | 0 | 0 | 0 | 0 | 0 | System Off | 0 | 0
8133 | 8133 | 2012-12-04 20:59 | 3.07 | 3.07 | 3.07 | 3.07 | 0 | 0 | 0 | 0 | 0 | 0 | 0 | 0 | 0 | 0 | 0 | 0 | 0 | 0 | 0 | 0 | 0 | System Off | 0 | 0
8134 | 8134 | 2012-12-04 21:59 | 3.14 | 3.14 | 3.14 | 3.14 | 0 | 0 | 0 | 0 | 0 | 0 | 0 | 0 | 0 | 0 | 0 | 0 | 0 | 0 | 0 | 0 | 0 | System Off | 0 | 0
8135 | 8135 | 2012-12-04 22:59 | 3.22 | 3.22 | 3.22 | 3.22 | 0 | 0 | 0 | 0 | 0 | 0 | 0 | 0 | 0 | 0 | 0 | 0 | 0 | 0 | 0 | 0 | 0 | System Off | 0 | 0
8136 | 8136 | 2012-12-04 23:59 | 3.3 | 3.3 | 3.3 | 3.3 | 0 | 0 | 0 | 0 | 0 | 0 | 0 | 0 | 0 | 0 | 0 | 0 | 0 | 0 | 0 | 0 | 0 | System Off | 0 | 0
8137 | 8137 | 2012-12-05 00:59 | 3.29 | 3.29 | 3.29 | 3.29 | 0 | 0 | 0 | 0 | 0 | 0 | 0 | 0 | 0 | 0 | 0 | 0 | 0 | 0 | 0 | 0 | 0 | System Off | 0 | 0
8138 | 8138 | 2012-12-05 01:59 | 3.28 | 3.28 | 3.28 | 3.28 | 0 | 0 | 0 | 0 | 0 | 0 | 0 | 0 | 0 | 0 | 0 | 0 | 0 | 0 | 0 | 0 | 0 | System Off | 0 | 0
8139 | 8139 | 2012-12-05 02:59 | 3.27 | 3.27 | 3.27 | 3.27 | 0 | 0 | 0 | 0 | 0 | 0 | 0 | 0 | 0 | 0 | 0 | 0 | 0 | 0 | 0 | 0 | 0 | System Off | 0 | 0
8140 | 8140 | 2012-12-05 03:59 | 3.14 | 3.14 | 3.14 | 3.14 | 0 | 0 | 0 | 0 | 0 | 0 | 0 | 0 | 0 | 0 | 0 | 0 | 0 | 0 | 0 | 0 | 0 | System Off | 0 | 0
8141 | 8141 | 2012-12-05 04:59 | 3.01 | 3.01 | 3.01 | 3.01 | 0 | 0 | 0 | 0 | 0 | 0 | 0 | 0 | 0 | 0 | 0 | 0 | 0 | 0 | 0 | 0 | 0 | System Off | 0 | 0
8142 | 8142 | 2012-12-05 05:59 | 2.87 | 2.87 | 2.87 | 2.87 | 0 | 0 | 0 | 0 | 0 | 0 | 0 | 0 | 0 | 0 | 0 | 0 | 0 | 0 | 0 | 0 | 0 | System Off | 0 | 0
8143 | 8143 | 2012-12-05 06:59 | 2.94 | 2.94 | 2.94 | 2.94 | 0 | 0 | 0 | 0 | 0 | 0 | 0 | 0 | 0 | 0 | 0 | 0 | 0 | 0 | 0 | 0 | 0 | System Off | 0 | 0
8144 | 8144 | 2012-12-05 07:59 | 3.01 | 4.03 | 4.03 | 3.01 | 55.84 | 19.58 | 20 | 14.54 | 60.66 | 0.49 | 0.32 | 0.32 | 0.01 | 17.19 | 0 | 0 | 15.69 | 0.17829 | 0.056448 | 0.002 | 10 | System Off | 0 | 0
8145 | 8145 | 2012-12-05 08:59 | 3.08 | 5.25 | 5.25 | 3.08 | 119.34 | 81.98 | 42 | 14.8 | 125.83 | 0.71 | 0.65 | 0.64 | 0.03 | 60.96 | 0 | 0 | 32.82 | 0.17952 | 0.056448 | 0.004 | 9.52 | System Off | 0 | 0
8146 | 8146 | 2012-12-05 09:59 | 3.29 | 7.28 | 7.28 | 3.29 | 225.92 | 186.65 | 78 | 15.09 | 232.62 | 0.89 | 0.8 | 0.79 | 0.07 | 127.77 | 0 | 0 | 60.71 | 0.18164 | 0.056448 | 0.008 | 10.26 | System Off | 1 | 0
8147 | 8147 | 2012-12-05 10:59 | 3.49 | 4.5 | 4.5 | 3.49 | 55.72 | 19.46 | 20 | 14.51 | 60.56 | 0.49 | 0.32 | 0.31 | 0.01 | 12.26 | 0 | 0 | 15.69 | 0.17896 | 0.056448 | 0.002 | 10 | System Off | 0 | 0
8148 | 8148 | 2012-12-05 11:59 | 3.7 | 9.95 | 9.95 | 3.7 | 367.29 | 325.4 | 127 | 15.06 | 371.77 | 0.94 | 0.88 | 0.86 | 0.12 | 193.69 | 0 | 0 | 98.82 | 0.18474 | 0.056448 | 0.013 | 10.24 | System Off | 1 | 0
8149 | 8149 | 2012-12-05 12:59 | 3.47 | 8.6 | 8.6 | 3.47 | 300.26 | 259.62 | 104 | 15.04 | 306.03 | 0.86 | 0.85 | 0.83 | 0.09 | 166.31 | 0 | 0 | 80.97 | 0.18323 | 0.056448 | 0.011 | 10.58 | System Off | 1 | 0
8150 | 8150 | 2012-12-05 13:59 | 3.24 | 5.43 | 5.43 | 3.24 | 125.15 | 87.68 | 44 | 14.81 | 131.73 | 0.68 | 0.67 | 0.65 | 0.03 | 64.96 | 0 | 0 | 34.38 | 0.17984 | 0.056448 | 0.004 | 9.09 | System Off | 0 | 0
8151 | 8151 | 2012-12-05 14:59 | 3.01 | 3.01 | 3.01 | 3.01 | 0 | 0 | 0 | 0 | 0 | 0 | 0 | 0 | 0 | 0 | 0 | 0 | 0 | 0 | 0 | 0 | 0 | System Off | 0 | 0
8152 | 8152 | 2012-12-05 15:59 | 2.58 | 2.58 | 2.58 | 2.58 | 0 | 0 | 0 | 0 | 0 | 0 | 0 | 0 | 0 | 0 | 0 | 0 | 0 | 0 | 0 | 0 | 0 | System Off | 0 | 0
8153 | 8153 | 2012-12-05 16:59 | 2.16 | 2.16 | 2.16 | 2.16 | 0 | 0 | 0 | 0 | 0 | 0 | 0 | 0 | 0 | 0 | 0 | 0 | 0 | 0 | 0 | 0 | 0 | System Off | 0 | 0
8154 | 8154 | 2012-12-05 17:59 | 1.73 | 1.73 | 1.73 | 1.73 | 0 | 0 | 0 | 0 | 0 | 0 | 0 | 0 | 0 | 0 | 0 | 0 | 0 | 0 | 0 | 0 | 0 | System Off | 0 | 0
8155 | 8155 | 2012-12-05 18:59 | 1.68 | 1.68 | 1.68 | 1.68 | 0 | 0 | 0 | 0 | 0 | 0 | 0 | 0 | 0 | 0 | 0 | 0 | 0 | 0 | 0 | 0 | 0 | System Off | 0 | 0
8156 | 8156 | 2012-12-05 19:59 | 1.63 | 1.63 | 1.63 | 1.63 | 0 | 0 | 0 | 0 | 0 | 0 | 0 | 0 | 0 | 0 | 0 | 0 | 0 | 0 | 0 | 0 | 0 | System Off | 0 | 0
8157 | 8157 | 2012-12-05 20:59 | 1.58 | 1.58 | 1.58 | 1.58 | 0 | 0 | 0 | 0 | 0 | 0 | 0 | 0 | 0 | 0 | 0 | 0 | 0 | 0 | 0 | 0 | 0 | System Off | 0 | 0
8158 | 8158 | 2012-12-05 21:59 | 1.5 | 1.5 | 1.5 | 1.5 | 0 | 0 | 0 | 0 | 0 | 0 | 0 | 0 | 0 | 0 | 0 | 0 | 0 | 0 | 0 | 0 | 0 | System Off | 0 | 0
8159 | 8159 | 2012-12-05 22:59 | 1.42 | 1.42 | 1.42 | 1.42 | 0 | 0 | 0 | 0 | 0 | 0 | 0 | 0 | 0 | 0 | 0 | 0 | 0 | 0 | 0 | 0 | 0 | System Off | 0 | 0
8160 | 8160 | 2012-12-05 23:59 | 1.34 | 1.34 | 1.34 | 1.34 | 0 | 0 | 0 | 0 | 0 | 0 | 0 | 0 | 0 | 0 | 0 | 0 | 0 | 0 | 0 | 0 | 0 | System Off | 0 | 0
8161 | 8161 | 2012-12-06 00:59 | 0.86 | 0.86 | 0.86 | 0.86 | 0 | 0 | 0 | 0 | 0 | 0 | 0 | 0 | 0 | 0 | 0 | 0 | 0 | 0 | 0 | 0 | 0 | System Off | 0 | 0
8162 | 8162 | 2012-12-06 01:59 | 0.38 | 0.38 | 0.38 | 0.38 | 0 | 0 | 0 | 0 | 0 | 0 | 0 | 0 | 0 | 0 | 0 | 0 | 0 | 0 | 0 | 0 | 0 | System Off | 0 | 0
8163 | 8163 | 2012-12-06 02:59 | -0.11 | -0.11 | -0.11 | -0.11 | 0 | 0 | 0 | 0 | 0 | 0 | 0 | 0 | 0 | 0 | 0 | 0 | 0 | 0 | 0 | 0 | 0 | System Off | 0 | 0
8164 | 8164 | 2012-12-06 03:59 | -0.38 | -0.38 | -0.38 | -0.38 | 0 | 0 | 0 | 0 | 0 | 0 | 0 | 0 | 0 | 0 | 0 | 0 | 0 | 0 | 0 | 0 | 0 | System Off | 0 | 0
8165 | 8165 | 2012-12-06 04:59 | -0.65 | -0.65 | -0.65 | -0.65 | 0 | 0 | 0 | 0 | 0 | 0 | 0 | 0 | 0 | 0 | 0 | 0 | 0 | 0 | 0 | 0 | 0 | System Off | 0 | 0
8166 | 8166 | 2012-12-06 05:59 | -0.92 | -0.92 | -0.92 | -0.92 | 0 | 0 | 0 | 0 | 0 | 0 | 0 | 0 | 0 | 0 | 0 | 0 | 0 | 0 | 0 | 0 | 0 | System Off | 0 | 0
8167 | 8167 | 2012-12-06 06:59 | -0.72 | -0.72 | -0.72 | -0.72 | 0 | 0 | 0 | 0 | 0 | 0 | 0 | 0 | 0 | 0 | 0 | 0 | 0 | 0 | 0 | 0 | 0 | System Off | 0 | 0
8168 | 8168 | 2012-12-06 07:59 | -0.52 | 0.96 | 0.96 | -0.52 | 103.33 | 66.25 | 36 | 14.95 | 109.26 | 0.55 | 0.61 | 0.59 | 0.02 | 58.16 | 0 | 0 | 28.09 | 0.1742 | 0.056448 | 0.004 | 11.11 | System Off | 0 | 0
8169 | 8169 | 2012-12-06 08:59 | -0.33 | 4.05 | 4.05 | -0.33 | 314.77 | 273.87 | 107 | 15.32 | 319.71 | 0.93 | 0.86 | 0.84 | 0.1 | 203.67 | 0 | 0 | 83.03 | 0.17802 | 0.056448 | 0.011 | 10.28 | System Off | 1 | 0
8170 | 8170 | 2012-12-06 09:59 | 0.39 | 7.95 | 7.95 | 0.39 | 557.64 | 512.05 | 188 | 15.45 | 555.79 | 1.01 | 0.92 | 0.9 | 0.19 | 350.52 | 0 | 0 | 145.55 | 0.1831 | 0.056448 | 0.019 | 10.11 | System Off | 1 | 0
8171 | 8171 | 2012-12-06 10:59 | 1.11 | 6.68 | 6.68 | 1.11 | 409.12 | 366.43 | 139 | 15.33 | 412.02 | 0.93 | 0.89 | 0.87 | 0.13 | 230.89 | 0 | 0 | 107.83 | 0.18165 | 0.056448 | 0.014 | 10.07 | System Off | 1 | 0
8172 | 8172 | 2012-12-06 11:59 | 1.83 | 6.71 | 6.71 | 1.83 | 361.01 | 319.23 | 123 | 15.29 | 365.2 | 0.97 | 0.87 | 0.86 | 0.12 | 190.02 | 0 | 0 | 95.48 | 0.18186 | 0.056448 | 0.012 | 9.76 | System Off | 1 | 0
8173 | 8173 | 2012-12-06 12:59 | 1.61 | 6.26 | 6.26 | 1.61 | 324.69 | 283.59 | 111 | 15.24 | 329.68 | 0.9 | 0.86 | 0.84 | 0.1 | 181.67 | 0 | 0 | 86.23 | 0.18095 | 0.056448 | 0.011 | 9.91 | System Off | 1 | 0
8174 | 8174 | 2012-12-06 13:59 | 1.39 | 4.12 | 4.12 | 1.39 | 176.21 | 137.84 | 61 | 15.05 | 182.88 | 0.82 | 0.75 | 0.74 | 0.05 | 102.12 | 0 | 0 | 47.52 | 0.17811 | 0.056448 | 0.006 | 9.84 | System Off | 1 | 0
8175 | 8175 | 2012-12-06 14:59 | 1.17 | 1.17 | 1.17 | 1.17 | 0 | 0 | 0 | 0 | 0 | 0 | 0 | 0 | 0 | 0 | 0 | 0 | 0 | 0 | 0 | 0 | 0 | System Off | 0 | 0
8176 | 8176 | 2012-12-06 15:59 | 0.48 | 0.48 | 0.48 | 0.48 | 0 | 0 | 0 | 0 | 0 | 0 | 0 | 0 | 0 | 0 | 0 | 0 | 0 | 0 | 0 | 0 | 0 | System Off | 0 | 0
8177 | 8177 | 2012-12-06 16:59 | -0.22 | -0.22 | -0.22 | -0.22 | 0 | 0 | 0 | 0 | 0 | 0 | 0 | 0 | 0 | 0 | 0 | 0 | 0 | 0 | 0 | 0 | 0 | System Off | 0 | 0
8178 | 8178 | 2012-12-06 17:59 | -0.91 | -0.91 | -0.91 | -0.91 | 0 | 0 | 0 | 0 | 0 | 0 | 0 | 0 | 0 | 0 | 0 | 0 | 0 | 0 | 0 | 0 | 0 | System Off | 0 | 0
8179 | 8179 | 2012-12-06 18:59 | -0.98 | -0.98 | -0.98 | -0.98 | 0 | 0 | 0 | 0 | 0 | 0 | 0 | 0 | 0 | 0 | 0 | 0 | 0 | 0 | 0 | 0 | 0 | System Off | 0 | 0
8180 | 8180 | 2012-12-06 19:59 | -1.06 | -1.06 | -1.06 | -1.06 | 0 | 0 | 0 | 0 | 0 | 0 | 0 | 0 | 0 | 0 | 0 | 0 | 0 | 0 | 0 | 0 | 0 | System Off | 0 | 0
8181 | 8181 | 2012-12-06 20:59 | -1.14 | -1.14 | -1.14 | -1.14 | 0 | 0 | 0 | 0 | 0 | 0 | 0 | 0 | 0 | 0 | 0 | 0 | 0 | 0 | 0 | 0 | 0 | System Off | 0 | 0
8182 | 8182 | 2012-12-06 21:59 | -1.01 | -1.01 | -1.01 | -1.01 | 0 | 0 | 0 | 0 | 0 | 0 | 0 | 0 | 0 | 0 | 0 | 0 | 0 | 0 | 0 | 0 | 0 | System Off | 0 | 0
8183 | 8183 | 2012-12-06 22:59 | -0.87 | -0.87 | -0.87 | -0.87 | 0 | 0 | 0 | 0 | 0 | 0 | 0 | 0 | 0 | 0 | 0 | 0 | 0 | 0 | 0 | 0 | 0 | System Off | 0 | 0
8184 | 8184 | 2012-12-06 23:59 | -0.73 | -0.73 | -0.73 | -0.73 | 0 | 0 | 0 | 0 | 0 | 0 | 0 | 0 | 0 | 0 | 0 | 0 | 0 | 0 | 0 | 0 | 0 | System Off | 0 | 0
8185 | 8185 | 2012-12-07 00:59 | -0.9 | -0.9 | -0.9 | -0.9 | 0 | 0 | 0 | 0 | 0 | 0 | 0 | 0 | 0 | 0 | 0 | 0 | 0 | 0 | 0 | 0 | 0 | System Off | 0 | 0
8186 | 8186 | 2012-12-07 01:59 | -1.07 | -1.07 | -1.07 | -1.07 | 0 | 0 | 0 | 0 | 0 | 0 | 0 | 0 | 0 | 0 | 0 | 0 | 0 | 0 | 0 | 0 | 0 | System Off | 0 | 0
8187 | 8187 | 2012-12-07 02:59 | -1.24 | -1.24 | -1.24 | -1.24 | 0 | 0 | 0 | 0 | 0 | 0 | 0 | 0 | 0 | 0 | 0 | 0 | 0 | 0 | 0 | 0 | 0 | System Off | 0 | 0
8188 | 8188 | 2012-12-07 03:59 | -1.11 | -1.11 | -1.11 | -1.11 | 0 | 0 | 0 | 0 | 0 | 0 | 0 | 0 | 0 | 0 | 0 | 0 | 0 | 0 | 0 | 0 | 0 | System Off | 0 | 0
8189 | 8189 | 2012-12-07 04:59 | -0.99 | -0.99 | -0.99 | -0.99 | 0 | 0 | 0 | 0 | 0 | 0 | 0 | 0 | 0 | 0 | 0 | 0 | 0 | 0 | 0 | 0 | 0 | System Off | 0 | 0
8190 | 8190 | 2012-12-07 05:59 | -0.87 | -0.87 | -0.87 | -0.87 | 0 | 0 | 0 | 0 | 0 | 0 | 0 | 0 | 0 | 0 | 0 | 0 | 0 | 0 | 0 | 0 | 0 | System Off | 0 | 0
8191 | 8191 | 2012-12-07 06:59 | -0.71 | -0.71 | -0.71 | -0.71 | 0 | 0 | 0 | 0 | 0 | 0 | 0 | 0 | 0 | 0 | 0 | 0 | 0 | 0 | 0 | 0 | 0 | System Off | 0 | 0
8192 | 8192 | 2012-12-07 07:59 | -0.56 | 0.02 | 0.02 | -0.56 | 42.14 | 6.12 | 15 | 14.63 | 46.14 | 0 | 0.13 | 0.13 | 0 | 5.37 | 0 | 0 | 11.75 | 0.17309 | 0.056448 | 0.002 | 13.33 | System Off | 0 | 0
8193 | 8193 | 2012-12-07 08:59 | -0.41 | 0.13 | 0.13 | -0.41 | 39.68 | 3.7 | 14 | 14.76 | 43.56 | 0 | 0.09 | 0.08 | 0 | 2.75 | 0 | 0 | 10.95 | 0.17324 | 0.056448 | 0.001 | 7.14 | System Off | 0 | 0
8194 | 8194 | 2012-12-07 09:59 | -0.05 | 2.01 | 2.01 | -0.05 | 161.52 | 123.41 | 55 | 15.3 | 168 | 0.72 | 0.73 | 0.72 | 0.04 | 84.48 | 0 | 0 | 42.72 | 0.17579 | 0.056448 | 0.006 | 10.91 | System Off | 1 | 0
8195 | 8195 | 2012-12-07 10:59 | 0.3 | 2.1 | 2.1 | 0.3 | 143.7 | 105.9 | 49 | 15.27 | 150.14 | 0.8 | 0.71 | 0.69 | 0.04 | 66.73 | 0 | 0 | 38.07 | 0.17598 | 0.056448 | 0.005 | 10.2 | System Off | 0 | 0
8196 | 8196 | 2012-12-07 11:59 | 0.66 | 1.88 | 1.88 | 0.66 | 98.5 | 61.5 | 34 | 15.09 | 104.41 | 0.58 | 0.59 | 0.58 | 0.02 | 36.61 | 0 | 0 | 26.48 | 0.17572 | 0.056448 | 0.003 | 8.82 | System Off | 0 | 0
8197 | 8197 | 2012-12-07 12:59 | 0.6 | 1.11 | 1.11 | 0.6 | 39.5 | 3.53 | 14 | 14.69 | 43.41 | 0 | 0.08 | 0.08 | 0 | 2.26 | 0 | 0 | 10.96 | 0.17463 | 0.056448 | 0.001 | 7.14 | System Off | 0 | 0
8198 | 8198 | 2012-12-07 13:59 | 0.54 | 0.81 | 0.81 | 0.54 | 20.37 | 0 | 7 | 15.16 | 23 | 0 | 0 | 0 | 0 | 0 | 0 | 0 | 5.45 | 0.17419 | 0.056448 | 0.001 | 14.29 | System Off | 0 | 0
8199 | 8199 | 2012-12-07 14:59 | 0.49 | 0.49 | 0.49 | 0.49 | 0 | 0 | 0 | 0 | 0 | 0 | 0 | 0 | 0 | 0 | 0 | 0 | 0 | 0 | 0 | 0 | 0 | System Off | 0 | 0
8200 | 8200 | 2012-12-07 15:59 | -0.09 | -0.09 | -0.09 | -0.09 | 0 | 0 | 0 | 0 | 0 | 0 | 0 | 0 | 0 | 0 | 0 | 0 | 0 | 0 | 0 | 0 | 0 | System Off | 0 | 0
8201 | 8201 | 2012-12-07 16:59 | -0.68 | -0.68 | -0.68 | -0.68 | 0 | 0 | 0 | 0 | 0 | 0 | 0 | 0 | 0 | 0 | 0 | 0 | 0 | 0 | 0 | 0 | 0 | System Off | 0 | 0
8202 | 8202 | 2012-12-07 17:59 | -1.26 | -1.26 | -1.26 | -1.26 | 0 | 0 | 0 | 0 | 0 | 0 | 0 | 0 | 0 | 0 | 0 | 0 | 0 | 0 | 0 | 0 | 0 | System Off | 0 | 0
8203 | 8203 | 2012-12-07 18:59 | -1.58 | -1.58 | -1.58 | -1.58 | 0 | 0 | 0 | 0 | 0 | 0 | 0 | 0 | 0 | 0 | 0 | 0 | 0 | 0 | 0 | 0 | 0 | System Off | 0 | 0
8204 | 8204 | 2012-12-07 19:59 | -1.9 | -1.9 | -1.9 | -1.9 | 0 | 0 | 0 | 0 | 0 | 0 | 0 | 0 | 0 | 0 | 0 | 0 | 0 | 0 | 0 | 0 | 0 | System Off | 0 | 0
8205 | 8205 | 2012-12-07 20:59 | -2.22 | -2.22 | -2.22 | -2.22 | 0 | 0 | 0 | 0 | 0 | 0 | 0 | 0 | 0 | 0 | 0 | 0 | 0 | 0 | 0 | 0 | 0 | System Off | 0 | 0
8206 | 8206 | 2012-12-07 21:59 | -2.03 | -2.03 | -2.03 | -2.03 | 0 | 0 | 0 | 0 | 0 | 0 | 0 | 0 | 0 | 0 | 0 | 0 | 0 | 0 | 0 | 0 | 0 | System Off | 0 | 0
8207 | 8207 | 2012-12-07 22:59 | -1.83 | -1.83 | -1.83 | -1.83 | 0 | 0 | 0 | 0 | 0 | 0 | 0 | 0 | 0 | 0 | 0 | 0 | 0 | 0 | 0 | 0 | 0 | System Off | 0 | 0
8208 | 8208 | 2012-12-07 23:59 | -1.63 | -1.63 | -1.63 | -1.63 | 0 | 0 | 0 | 0 | 0 | 0 | 0 | 0 | 0 | 0 | 0 | 0 | 0 | 0 | 0 | 0 | 0 | System Off | 0 | 0
8209 | 8209 | 2012-12-08 00:59 | -3.74 | -3.74 | -3.74 | -3.74 | 0 | 0 | 0 | 0 | 0 | 0 | 0 | 0 | 0 | 0 | 0 | 0 | 0 | 0 | 0 | 0 | 0 | System Off | 0 | 0
8210 | 8210 | 2012-12-08 01:59 | -5.84 | -5.84 | -5.84 | -5.84 | 0 | 0 | 0 | 0 | 0 | 0 | 0 | 0 | 0 | 0 | 0 | 0 | 0 | 0 | 0 | 0 | 0 | System Off | 0 | 0
8211 | 8211 | 2012-12-08 02:59 | -7.95 | -7.95 | -7.95 | -7.95 | 0 | 0 | 0 | 0 | 0 | 0 | 0 | 0 | 0 | 0 | 0 | 0 | 0 | 0 | 0 | 0 | 0 | System Off | 0 | 0
8212 | 8212 | 2012-12-08 03:59 | -8.53 | -8.53 | -8.53 | -8.53 | 0 | 0 | 0 | 0 | 0 | 0 | 0 | 0 | 0 | 0 | 0 | 0 | 0 | 0 | 0 | 0 | 0 | System Off | 0 | 0
8213 | 8213 | 2012-12-08 04:59 | -9.12 | -9.12 | -9.12 | -9.12 | 0 | 0 | 0 | 0 | 0 | 0 | 0 | 0 | 0 | 0 | 0 | 0 | 0 | 0 | 0 | 0 | 0 | System Off | 0 | 0
8214 | 8214 | 2012-12-08 05:59 | -9.71 | -9.71 | -9.71 | -9.71 | 0 | 0 | 0 | 0 | 0 | 0 | 0 | 0 | 0 | 0 | 0 | 0 | 0 | 0 | 0 | 0 | 0 | System Off | 0 | 0
8215 | 8215 | 2012-12-08 06:59 | -9.12 | -9.12 | -9.12 | -9.12 | 0 | 0 | 0 | 0 | 0 | 0 | 0 | 0 | 0 | 0 | 0 | 0 | 0 | 0 | 0 | 0 | 0 | System Off | 0 | 0
8216 | 8216 | 2012-12-08 07:59 | -8.53 | -7.4 | -7.4 | -8.53 | 62.54 | 26.16 | 21 | 15.51 | 67 | 0.46 | 0.39 | 0.38 | 0.01 | 22.97 | 0 | 0 | 16.27 | 0.16259 | 0.056448 | 0.002 | 9.52 | System Off | 0 | 0
8217 | 8217 | 2012-12-08 08:59 | -7.95 | -3.41 | -3.41 | -7.95 | 243.46 | 203.87 | 81 | 15.65 | 248.82 | 0.86 | 0.82 | 0.8 | 0.07 | 151.61 | 0 | 0 | 62.57 | 0.16626 | 0.056448 | 0.008 | 9.88 | System Off | 1 | 0
8218 | 8218 | 2012-12-08 09:59 | -5.35 | -0.34 | -0.34 | -5.35 | 273.07 | 232.93 | 91 | 15.63 | 278.31 | 0.87 | 0.84 | 0.82 | 0.08 | 159.45 | 0 | 0 | 70.31 | 0.17027 | 0.056448 | 0.009 | 9.89 | System Off | 1 | 0
8219 | 8219 | 2012-12-08 10:59 | -2.74 | 4.47 | 4.47 | -2.74 | 401.59 | 359.05 | 135 | 15.49 | 404.44 | 0.96 | 0.89 | 0.87 | 0.13 | 226.24 | 0 | 0 | 104.43 | 0.17604 | 0.056448 | 0.014 | 10.37 | System Off | 1 | 0
8220 | 8220 | 2012-12-08 11:59 | -0.14 | 6.85 | 6.85 | -0.14 | 395.88 | 353.44 | 135 | 15.27 | 399.17 | 0.96 | 0.89 | 0.87 | 0.13 | 210.38 | 0 | 0 | 104.74 | 0.17969 | 0.056448 | 0.014 | 10.37 | System Off | 1 | 0
8221 | 8221 | 2012-12-08 12:59 | -0.15 | 4.68 | 4.68 | -0.15 | 273.17 | 233.03 | 93 | 15.3 | 278.96 | 0.85 | 0.84 | 0.82 | 0.08 | 149.27 | 0 | 0 | 72.17 | 0.17756 | 0.056448 | 0.009 | 9.68 | System Off | 1 | 0
8222 | 8222 | 2012-12-08 13:59 | -0.17 | 2.89 | 2.89 | -0.17 | 172.4 | 134.09 | 59 | 15.22 | 178.96 | 0.84 | 0.75 | 0.73 | 0.05 | 99.35 | 0 | 0 | 45.85 | 0.17583 | 0.056448 | 0.006 | 10.17 | System Off | 1 | 0
8223 | 8223 | 2012-12-08 14:59 | -0.18 | -0.18 | -0.18 | -0.18 | 0 | 0 | 0 | 0 | 0 | 0 | 0 | 0 | 0 | 0 | 0 | 0 | 0 | 0 | 0 | 0 | 0 | System Off | 0 | 0
8224 | 8224 | 2012-12-08 15:59 | -2.54 | -2.54 | -2.54 | -2.54 | 0 | 0 | 0 | 0 | 0 | 0 | 0 | 0 | 0 | 0 | 0 | 0 | 0 | 0 | 0 | 0 | 0 | System Off | 0 | 0
8225 | 8225 | 2012-12-08 16:59 | -4.89 | -4.89 | -4.89 | -4.89 | 0 | 0 | 0 | 0 | 0 | 0 | 0 | 0 | 0 | 0 | 0 | 0 | 0 | 0 | 0 | 0 | 0 | System Off | 0 | 0
8226 | 8226 | 2012-12-08 17:59 | -7.25 | -7.25 | -7.25 | -7.25 | 0 | 0 | 0 | 0 | 0 | 0 | 0 | 0 | 0 | 0 | 0 | 0 | 0 | 0 | 0 | 0 | 0 | System Off | 0 | 0
8227 | 8227 | 2012-12-08 18:59 | -8.88 | -8.88 | -8.88 | -8.88 | 0 | 0 | 0 | 0 | 0 | 0 | 0 | 0 | 0 | 0 | 0 | 0 | 0 | 0 | 0 | 0 | 0 | System Off | 0 | 0
8228 | 8228 | 2012-12-08 19:59 | -10.52 | -10.52 | -10.52 | -10.52 | 0 | 0 | 0 | 0 | 0 | 0 | 0 | 0 | 0 | 0 | 0 | 0 | 0 | 0 | 0 | 0 | 0 | System Off | 0 | 0
8229 | 8229 | 2012-12-08 20:59 | -12.16 | -12.16 | -12.16 | -12.16 | 0 | 0 | 0 | 0 | 0 | 0 | 0 | 0 | 0 | 0 | 0 | 0 | 0 | 0 | 0 | 0 | 0 | System Off | 0 | 0
8230 | 8230 | 2012-12-08 21:59 | -10.29 | -10.29 | -10.29 | -10.29 | 0 | 0 | 0 | 0 | 0 | 0 | 0 | 0 | 0 | 0 | 0 | 0 | 0 | 0 | 0 | 0 | 0 | System Off | 0 | 0
8231 | 8231 | 2012-12-08 22:59 | -8.42 | -8.42 | -8.42 | -8.42 | 0 | 0 | 0 | 0 | 0 | 0 | 0 | 0 | 0 | 0 | 0 | 0 | 0 | 0 | 0 | 0 | 0 | System Off | 0 | 0
8232 | 8232 | 2012-12-08 23:59 | -6.54 | -6.54 | -6.54 | -6.54 | 0 | 0 | 0 | 0 | 0 | 0 | 0 | 0 | 0 | 0 | 0 | 0 | 0 | 0 | 0 | 0 | 0 | System Off | 0 | 0
8233 | 8233 | 2012-12-09 00:59 | -5.79 | -5.79 | -5.79 | -5.79 | 0 | 0 | 0 | 0 | 0 | 0 | 0 | 0 | 0 | 0 | 0 | 0 | 0 | 0 | 0 | 0 | 0 | System Off | 0 | 0
8234 | 8234 | 2012-12-09 01:59 | -5.04 | -5.04 | -5.04 | -5.04 | 0 | 0 | 0 | 0 | 0 | 0 | 0 | 0 | 0 | 0 | 0 | 0 | 0 | 0 | 0 | 0 | 0 | System Off | 0 | 0
8235 | 8235 | 2012-12-09 02:59 | -4.29 | -4.29 | -4.29 | -4.29 | 0 | 0 | 0 | 0 | 0 | 0 | 0 | 0 | 0 | 0 | 0 | 0 | 0 | 0 | 0 | 0 | 0 | System Off | 0 | 0
8236 | 8236 | 2012-12-09 03:59 | -3.53 | -3.53 | -3.53 | -3.53 | 0 | 0 | 0 | 0 | 0 | 0 | 0 | 0 | 0 | 0 | 0 | 0 | 0 | 0 | 0 | 0 | 0 | System Off | 0 | 0
8237 | 8237 | 2012-12-09 04:59 | -2.78 | -2.78 | -2.78 | -2.78 | 0 | 0 | 0 | 0 | 0 | 0 | 0 | 0 | 0 | 0 | 0 | 0 | 0 | 0 | 0 | 0 | 0 | System Off | 0 | 0
8238 | 8238 | 2012-12-09 05:59 | -2.03 | -2.03 | -2.03 | -2.03 | 0 | 0 | 0 | 0 | 0 | 0 | 0 | 0 | 0 | 0 | 0 | 0 | 0 | 0 | 0 | 0 | 0 | System Off | 0 | 0
8239 | 8239 | 2012-12-09 06:59 | -0.87 | -0.87 | -0.87 | -0.87 | 0 | 0 | 0 | 0 | 0 | 0 | 0 | 0 | 0 | 0 | 0 | 0 | 0 | 0 | 0 | 0 | 0 | System Off | 0 | 0
8240 | 8240 | 2012-12-09 07:59 | 0.28 | 0.51 | 0.51 | 0.28 | 15.69 | 0 | 5 | 16.34 | 17.91 | 0 | 0 | 0 | 0 | 0 | 0 | 0 | 3.83 | 0.17373 | 0.056448 | 0.001 | 20 | System Off | 0 | 0
8241 | 8241 | 2012-12-09 08:59 | 1.43 | 2.02 | 2.02 | 1.43 | 44.17 | 8.12 | 16 | 14.38 | 48.36 | 0 | 0.17 | 0.16 | 0 | 6.04 | 0 | 0 | 12.58 | 0.17589 | 0.056448 | 0.002 | 12.5 | System Off | 0 | 0
8242 | 8242 | 2012-12-09 09:59 | 2.2 | 4.38 | 4.38 | 2.2 | 180.11 | 141.67 | 62 | 15.13 | 186.8 | 0.8 | 0.76 | 0.74 | 0.05 | 96.98 | 0 | 0 | 48.26 | 0.17929 | 0.056448 | 0.006 | 9.68 | System Off | 1 | 0
8243 | 8243 | 2012-12-09 10:59 | 2.97 | 5.45 | 5.45 | 2.97 | 214.94 | 175.87 | 74 | 15.13 | 221.54 | 0.8 | 0.79 | 0.78 | 0.06 | 110.82 | 0 | 0 | 57.6 | 0.18099 | 0.056448 | 0.007 | 9.46 | System Off | 1 | 0
8244 | 8244 | 2012-12-09 11:59 | 3.74 | 4.49 | 4.49 | 3.74 | 65.44 | 29.02 | 23 | 14.82 | 70.66 | 0.42 | 0.41 | 0.4 | 0.01 | 17.27 | 0 | 0 | 17.98 | 0.17947 | 0.056448 | 0.002 | 8.7 | System Off | 0 | 0
8245 | 8245 | 2012-12-09 12:59 | 3.95 | 4.47 | 4.47 | 3.95 | 43.67 | 7.63 | 16 | 14.22 | 47.95 | 0 | 0.16 | 0.16 | 0 | 4.88 | 0 | 0 | 12.6 | 0.17941 | 0.056448 | 0.002 | 12.5 | System Off | 0 | 0
8246 | 8246 | 2012-12-09 13:59 | 4.16 | 4.99 | 4.99 | 4.16 | 70.16 | 33.66 | 25 | 14.62 | 75.57 | 0.39 | 0.45 | 0.44 | 0.01 | 24.94 | 0 | 0 | 19.59 | 0.18016 | 0.056448 | 0.003 | 12 | System Off | 0 | 0
8247 | 8247 | 2012-12-09 14:59 | 4.38 | 4.38 | 4.38 | 4.38 | 0 | 0 | 0 | 0 | 0 | 0 | 0 | 0 | 0 | 0 | 0 | 0 | 0 | 0 | 0 | 0 | 0 | System Off | 0 | 0
8248 | 8248 | 2012-12-09 15:59 | 4.38 | 4.38 | 4.38 | 4.38 | 0 | 0 | 0 | 0 | 0 | 0 | 0 | 0 | 0 | 0 | 0 | 0 | 0 | 0 | 0 | 0 | 0 | System Off | 0 | 0
8249 | 8249 | 2012-12-09 16:59 | 4.39 | 4.39 | 4.39 | 4.39 | 0 | 0 | 0 | 0 | 0 | 0 | 0 | 0 | 0 | 0 | 0 | 0 | 0 | 0 | 0 | 0 | 0 | System Off | 0 | 0
8250 | 8250 | 2012-12-09 17:59 | 4.39 | 4.39 | 4.39 | 4.39 | 0 | 0 | 0 | 0 | 0 | 0 | 0 | 0 | 0 | 0 | 0 | 0 | 0 | 0 | 0 | 0 | 0 | System Off | 0 | 0
8251 | 8251 | 2012-12-09 18:59 | 4.32 | 4.32 | 4.32 | 4.32 | 0 | 0 | 0 | 0 | 0 | 0 | 0 | 0 | 0 | 0 | 0 | 0 | 0 | 0 | 0 | 0 | 0 | System Off | 0 | 0
8252 | 8252 | 2012-12-09 19:59 | 4.25 | 4.25 | 4.25 | 4.25 | 0 | 0 | 0 | 0 | 0 | 0 | 0 | 0 | 0 | 0 | 0 | 0 | 0 | 0 | 0 | 0 | 0 | System Off | 0 | 0
8253 | 8253 | 2012-12-09 20:59 | 4.18 | 4.18 | 4.18 | 4.18 | 0 | 0 | 0 | 0 | 0 | 0 | 0 | 0 | 0 | 0 | 0 | 0 | 0 | 0 | 0 | 0 | 0 | System Off | 0 | 0
8254 | 8254 | 2012-12-09 21:59 | 4.14 | 4.14 | 4.14 | 4.14 | 0 | 0 | 0 | 0 | 0 | 0 | 0 | 0 | 0 | 0 | 0 | 0 | 0 | 0 | 0 | 0 | 0 | System Off | 0 | 0
8255 | 8255 | 2012-12-09 22:59 | 4.1 | 4.1 | 4.1 | 4.1 | 0 | 0 | 0 | 0 | 0 | 0 | 0 | 0 | 0 | 0 | 0 | 0 | 0 | 0 | 0 | 0 | 0 | System Off | 0 | 0
8256 | 8256 | 2012-12-09 23:59 | 4.07 | 4.07 | 4.07 | 4.07 | 0 | 0 | 0 | 0 | 0 | 0 | 0 | 0 | 0 | 0 | 0 | 0 | 0 | 0 | 0 | 0 | 0 | System Off | 0 | 0
8257 | 8257 | 2012-12-10 00:59 | 3.73 | 3.73 | 3.73 | 3.73 | 0 | 0 | 0 | 0 | 0 | 0 | 0 | 0 | 0 | 0 | 0 | 0 | 0 | 0 | 0 | 0 | 0 | System Off | 0 | 0
8258 | 8258 | 2012-12-10 01:59 | 3.39 | 3.39 | 3.39 | 3.39 | 0 | 0 | 0 | 0 | 0 | 0 | 0 | 0 | 0 | 0 | 0 | 0 | 0 | 0 | 0 | 0 | 0 | System Off | 0 | 0
8259 | 8259 | 2012-12-10 02:59 | 3.05 | 3.05 | 3.05 | 3.05 | 0 | 0 | 0 | 0 | 0 | 0 | 0 | 0 | 0 | 0 | 0 | 0 | 0 | 0 | 0 | 0 | 0 | System Off | 0 | 0
8260 | 8260 | 2012-12-10 03:59 | 3.02 | 3.02 | 3.02 | 3.02 | 0 | 0 | 0 | 0 | 0 | 0 | 0 | 0 | 0 | 0 | 0 | 0 | 0 | 0 | 0 | 0 | 0 | System Off | 0 | 0
8261 | 8261 | 2012-12-10 04:59 | 2.99 | 2.99 | 2.99 | 2.99 | 0 | 0 | 0 | 0 | 0 | 0 | 0 | 0 | 0 | 0 | 0 | 0 | 0 | 0 | 0 | 0 | 0 | System Off | 0 | 0
8262 | 8262 | 2012-12-10 05:59 | 2.95 | 2.95 | 2.95 | 2.95 | 0 | 0 | 0 | 0 | 0 | 0 | 0 | 0 | 0 | 0 | 0 | 0 | 0 | 0 | 0 | 0 | 0 | System Off | 0 | 0
8263 | 8263 | 2012-12-10 06:59 | 2.96 | 2.96 | 2.96 | 2.96 | 0 | 0 | 0 | 0 | 0 | 0 | 0 | 0 | 0 | 0 | 0 | 0 | 0 | 0 | 0 | 0 | 0 | System Off | 0 | 0
8264 | 8264 | 2012-12-10 07:59 | 2.97 | 3.34 | 3.34 | 2.97 | 29.55 | 0 | 11 | 13.99 | 32.94 | 0 | 0 | 0 | 0 | 0 | 0 | 0 | 8.69 | 0.17778 | 0.056448 | 0.001 | 9.09 | System Off | 0 | 0
8265 | 8265 | 2012-12-10 08:59 | 2.98 | 5.28 | 5.28 | 2.98 | 192.96 | 154.28 | 67 | 15 | 199.69 | 0.89 | 0.77 | 0.76 | 0.06 | 114.74 | 0 | 0 | 52.24 | 0.18065 | 0.056448 | 0.007 | 10.45 | System Off | 1 | 0
8266 | 8266 | 2012-12-10 09:59 | 3.17 | 7.01 | 7.01 | 3.17 | 315.76 | 274.84 | 108 | 15.23 | 321.03 | 0.92 | 0.86 | 0.84 | 0.1 | 188.14 | 0 | 0 | 83.93 | 0.183 | 0.056448 | 0.011 | 10.19 | System Off | 1 | 0
8267 | 8267 | 2012-12-10 10:59 | 3.36 | 4.57 | 4.57 | 3.36 | 92.4 | 55.51 | 33 | 14.58 | 98.38 | 0.61 | 0.56 | 0.55 | 0.02 | 34.98 | 0 | 0 | 25.87 | 0.17945 | 0.056448 | 0.003 | 9.09 | System Off | 0 | 0
8268 | 8268 | 2012-12-10 11:59 | 3.55 | 5.61 | 5.61 | 3.55 | 154.07 | 116.09 | 54 | 14.86 | 160.86 | 0.74 | 0.72 | 0.71 | 0.04 | 69.1 | 0 | 0 | 42.18 | 0.18079 | 0.056448 | 0.005 | 9.26 | System Off | 0 | 0
8269 | 8269 | 2012-12-10 12:59 | 3.15 | 4.36 | 4.36 | 3.15 | 90.02 | 53.17 | 32 | 14.65 | 95.93 | 0.62 | 0.55 | 0.54 | 0.02 | 34.06 | 0 | 0 | 25.06 | 0.1791 | 0.056448 | 0.003 | 9.38 | System Off | 0 | 0
8270 | 8270 | 2012-12-10 13:59 | 2.75 | 3.73 | 3.73 | 2.75 | 73.02 | 36.46 | 26 | 14.63 | 78.44 | 0.38 | 0.46 | 0.46 | 0.01 | 27.02 | 0 | 0 | 20.37 | 0.17824 | 0.056448 | 0.003 | 11.54 | System Off | 0 | 0
8271 | 8271 | 2012-12-10 14:59 | 2.35 | 2.35 | 2.35 | 2.35 | 0 | 0 | 0 | 0 | 0 | 0 | 0 | 0 | 0 | 0 | 0 | 0 | 0 | 0 | 0 | 0 | 0 | System Off | 0 | 0
8272 | 8272 | 2012-12-10 15:59 | 1.88 | 1.88 | 1.88 | 1.88 | 0 | 0 | 0 | 0 | 0 | 0 | 0 | 0 | 0 | 0 | 0 | 0 | 0 | 0 | 0 | 0 | 0 | System Off | 0 | 0
8273 | 8273 | 2012-12-10 16:59 | 1.41 | 1.41 | 1.41 | 1.41 | 0 | 0 | 0 | 0 | 0 | 0 | 0 | 0 | 0 | 0 | 0 | 0 | 0 | 0 | 0 | 0 | 0 | System Off | 0 | 0
8274 | 8274 | 2012-12-10 17:59 | 0.94 | 0.94 | 0.94 | 0.94 | 0 | 0 | 0 | 0 | 0 | 0 | 0 | 0 | 0 | 0 | 0 | 0 | 0 | 0 | 0 | 0 | 0 | System Off | 0 | 0
8275 | 8275 | 2012-12-10 18:59 | 0.49 | 0.49 | 0.49 | 0.49 | 0 | 0 | 0 | 0 | 0 | 0 | 0 | 0 | 0 | 0 | 0 | 0 | 0 | 0 | 0 | 0 | 0 | System Off | 0 | 0
8276 | 8276 | 2012-12-10 19:59 | 0.04 | 0.04 | 0.04 | 0.04 | 0 | 0 | 0 | 0 | 0 | 0 | 0 | 0 | 0 | 0 | 0 | 0 | 0 | 0 | 0 | 0 | 0 | System Off | 0 | 0
8277 | 8277 | 2012-12-10 20:59 | -0.41 | -0.41 | -0.41 | -0.41 | 0 | 0 | 0 | 0 | 0 | 0 | 0 | 0 | 0 | 0 | 0 | 0 | 0 | 0 | 0 | 0 | 0 | System Off | 0 | 0
8278 | 8278 | 2012-12-10 21:59 | -0.55 | -0.55 | -0.55 | -0.55 | 0 | 0 | 0 | 0 | 0 | 0 | 0 | 0 | 0 | 0 | 0 | 0 | 0 | 0 | 0 | 0 | 0 | System Off | 0 | 0
8279 | 8279 | 2012-12-10 22:59 | -0.69 | -0.69 | -0.69 | -0.69 | 0 | 0 | 0 | 0 | 0 | 0 | 0 | 0 | 0 | 0 | 0 | 0 | 0 | 0 | 0 | 0 | 0 | System Off | 0 | 0
8280 | 8280 | 2012-12-10 23:59 | -0.82 | -0.82 | -0.82 | -0.82 | 0 | 0 | 0 | 0 | 0 | 0 | 0 | 0 | 0 | 0 | 0 | 0 | 0 | 0 | 0 | 0 | 0 | System Off | 0 | 0
8281 | 8281 | 2012-12-11 00:59 | -0.73 | -0.73 | -0.73 | -0.73 | 0 | 0 | 0 | 0 | 0 | 0 | 0 | 0 | 0 | 0 | 0 | 0 | 0 | 0 | 0 | 0 | 0 | System Off | 0 | 0
8282 | 8282 | 2012-12-11 01:59 | -0.63 | -0.63 | -0.63 | -0.63 | 0 | 0 | 0 | 0 | 0 | 0 | 0 | 0 | 0 | 0 | 0 | 0 | 0 | 0 | 0 | 0 | 0 | System Off | 0 | 0
8283 | 8283 | 2012-12-11 02:59 | -0.54 | -0.54 | -0.54 | -0.54 | 0 | 0 | 0 | 0 | 0 | 0 | 0 | 0 | 0 | 0 | 0 | 0 | 0 | 0 | 0 | 0 | 0 | System Off | 0 | 0
8284 | 8284 | 2012-12-11 03:59 | -0.57 | -0.57 | -0.57 | -0.57 | 0 | 0 | 0 | 0 | 0 | 0 | 0 | 0 | 0 | 0 | 0 | 0 | 0 | 0 | 0 | 0 | 0 | System Off | 0 | 0
8285 | 8285 | 2012-12-11 04:59 | -0.6 | -0.6 | -0.6 | -0.6 | 0 | 0 | 0 | 0 | 0 | 0 | 0 | 0 | 0 | 0 | 0 | 0 | 0 | 0 | 0 | 0 | 0 | System Off | 0 | 0
8286 | 8286 | 2012-12-11 05:59 | -0.63 | -0.63 | -0.63 | -0.63 | 0 | 0 | 0 | 0 | 0 | 0 | 0 | 0 | 0 | 0 | 0 | 0 | 0 | 0 | 0 | 0 | 0 | System Off | 0 | 0
8287 | 8287 | 2012-12-11 06:59 | -0.49 | -0.49 | -0.49 | -0.49 | 0 | 0 | 0 | 0 | 0 | 0 | 0 | 0 | 0 | 0 | 0 | 0 | 0 | 0 | 0 | 0 | 0 | System Off | 0 | 0
8288 | 8288 | 2012-12-11 07:59 | -0.36 | 0.94 | 0.94 | -0.36 | 80.76 | 44.07 | 28 | 15.02 | 86.22 | 0.7 | 0.51 | 0.5 | 0.02 | 38.69 | 0 | 0 | 21.83 | 0.17401 | 0.056448 | 0.003 | 10.71 | System Off | 0 | 0
8289 | 8289 | 2012-12-11 08:59 | -0.23 | 1.88 | 1.88 | -0.23 | 130.86 | 93.29 | 45 | 15.15 | 137.2 | 0.66 | 0.68 | 0.67 | 0.03 | 69.38 | 0 | 0 | 35.02 | 0.17504 | 0.056448 | 0.005 | 11.11 | System Off | 0 | 0
8290 | 8290 | 2012-12-11 09:59 | 0.05 | 7.26 | 7.26 | 0.05 | 484.89 | 440.73 | 164 | 15.4 | 485.51 | 0.97 | 0.91 | 0.89 | 0.16 | 301.7 | 0 | 0 | 127.05 | 0.18141 | 0.056448 | 0.016 | 9.76 | System Off | 1 | 0
8291 | 8291 | 2012-12-11 10:59 | 0.33 | 5.65 | 5.65 | 0.33 | 368.11 | 326.2 | 125 | 15.34 | 372.01 | 0.96 | 0.88 | 0.86 | 0.12 | 205.54 | 0 | 0 | 96.95 | 0.17985 | 0.056448 | 0.013 | 10.4 | System Off | 1 | 0
8292 | 8292 | 2012-12-11 11:59 | 0.61 | 7.45 | 7.45 | 0.61 | 495.98 | 451.61 | 168 | 15.38 | 496.25 | 0.95 | 0.91 | 0.89 | 0.16 | 268.81 | 0 | 0 | 130.2 | 0.18241 | 0.056448 | 0.017 | 10.12 | System Off | 1 | 0
8293 | 8293 | 2012-12-11 12:59 | 0.11 | 5.2 | 5.2 | 0.11 | 361.24 | 319.46 | 122 | 15.42 | 365.26 | 0.98 | 0.87 | 0.86 | 0.12 | 204.64 | 0 | 0 | 94.53 | 0.17938 | 0.056448 | 0.012 | 9.84 | System Off | 1 | 0
8294 | 8294 | 2012-12-11 13:59 | -0.4 | 2.25 | 2.25 | -0.4 | 181.38 | 142.91 | 62 | 15.24 | 187.86 | 0.8 | 0.76 | 0.75 | 0.05 | 105.88 | 0 | 0 | 48.18 | 0.17566 | 0.056448 | 0.006 | 9.68 | System Off | 1 | 0
8295 | 8295 | 2012-12-11 14:59 | -0.9 | -0.9 | -0.9 | -0.9 | 0 | 0 | 0 | 0 | 0 | 0 | 0 | 0 | 0 | 0 | 0 | 0 | 0 | 0 | 0 | 0 | 0 | System Off | 0 | 0
8296 | 8296 | 2012-12-11 15:59 | -1.97 | -1.97 | -1.97 | -1.97 | 0 | 0 | 0 | 0 | 0 | 0 | 0 | 0 | 0 | 0 | 0 | 0 | 0 | 0 | 0 | 0 | 0 | System Off | 0 | 0
8297 | 8297 | 2012-12-11 16:59 | -3.04 | -3.04 | -3.04 | -3.04 | 0 | 0 | 0 | 0 | 0 | 0 | 0 | 0 | 0 | 0 | 0 | 0 | 0 | 0 | 0 | 0 | 0 | System Off | 0 | 0
8298 | 8298 | 2012-12-11 17:59 | -4.11 | -4.11 | -4.11 | -4.11 | 0 | 0 | 0 | 0 | 0 | 0 | 0 | 0 | 0 | 0 | 0 | 0 | 0 | 0 | 0 | 0 | 0 | System Off | 0 | 0
8299 | 8299 | 2012-12-11 18:59 | -4.35 | -4.35 | -4.35 | -4.35 | 0 | 0 | 0 | 0 | 0 | 0 | 0 | 0 | 0 | 0 | 0 | 0 | 0 | 0 | 0 | 0 | 0 | System Off | 0 | 0
8300 | 8300 | 2012-12-11 19:59 | -4.59 | -4.59 | -4.59 | -4.59 | 0 | 0 | 0 | 0 | 0 | 0 | 0 | 0 | 0 | 0 | 0 | 0 | 0 | 0 | 0 | 0 | 0 | System Off | 0 | 0
8301 | 8301 | 2012-12-11 20:59 | -4.83 | -4.83 | -4.83 | -4.83 | 0 | 0 | 0 | 0 | 0 | 0 | 0 | 0 | 0 | 0 | 0 | 0 | 0 | 0 | 0 | 0 | 0 | System Off | 0 | 0
8302 | 8302 | 2012-12-11 21:59 | -5.43 | -5.43 | -5.43 | -5.43 | 0 | 0 | 0 | 0 | 0 | 0 | 0 | 0 | 0 | 0 | 0 | 0 | 0 | 0 | 0 | 0 | 0 | System Off | 0 | 0
8303 | 8303 | 2012-12-11 22:59 | -6.03 | -6.03 | -6.03 | -6.03 | 0 | 0 | 0 | 0 | 0 | 0 | 0 | 0 | 0 | 0 | 0 | 0 | 0 | 0 | 0 | 0 | 0 | System Off | 0 | 0
8304 | 8304 | 2012-12-11 23:59 | -6.62 | -6.62 | -6.62 | -6.62 | 0 | 0 | 0 | 0 | 0 | 0 | 0 | 0 | 0 | 0 | 0 | 0 | 0 | 0 | 0 | 0 | 0 | System Off | 0 | 0
8305 | 8305 | 2012-12-12 00:59 | -6.34 | -6.34 | -6.34 | -6.34 | 0 | 0 | 0 | 0 | 0 | 0 | 0 | 0 | 0 | 0 | 0 | 0 | 0 | 0 | 0 | 0 | 0 | System Off | 0 | 0
8306 | 8306 | 2012-12-12 01:59 | -6.05 | -6.05 | -6.05 | -6.05 | 0 | 0 | 0 | 0 | 0 | 0 | 0 | 0 | 0 | 0 | 0 | 0 | 0 | 0 | 0 | 0 | 0 | System Off | 0 | 0
8307 | 8307 | 2012-12-12 02:59 | -5.77 | -5.77 | -5.77 | -5.77 | 0 | 0 | 0 | 0 | 0 | 0 | 0 | 0 | 0 | 0 | 0 | 0 | 0 | 0 | 0 | 0 | 0 | System Off | 0 | 0
8308 | 8308 | 2012-12-12 03:59 | -5.55 | -5.55 | -5.55 | -5.55 | 0 | 0 | 0 | 0 | 0 | 0 | 0 | 0 | 0 | 0 | 0 | 0 | 0 | 0 | 0 | 0 | 0 | System Off | 0 | 0
8309 | 8309 | 2012-12-12 04:59 | -5.34 | -5.34 | -5.34 | -5.34 | 0 | 0 | 0 | 0 | 0 | 0 | 0 | 0 | 0 | 0 | 0 | 0 | 0 | 0 | 0 | 0 | 0 | System Off | 0 | 0
8310 | 8310 | 2012-12-12 05:59 | -5.13 | -5.13 | -5.13 | -5.13 | 0 | 0 | 0 | 0 | 0 | 0 | 0 | 0 | 0 | 0 | 0 | 0 | 0 | 0 | 0 | 0 | 0 | System Off | 0 | 0
8311 | 8311 | 2012-12-12 06:59 | -4.44 | -4.44 | -4.44 | -4.44 | 0 | 0 | 0 | 0 | 0 | 0 | 0 | 0 | 0 | 0 | 0 | 0 | 0 | 0 | 0 | 0 | 0 | System Off | 0 | 0
8312 | 8312 | 2012-12-12 07:59 | -3.75 | -2.58 | -2.58 | -3.75 | 76.48 | 39.87 | 26 | 15.32 | 81.61 | 0.37 | 0.49 | 0.48 | 0.01 | 35 | 0 | 0 | 20.19 | 0.16926 | 0.056448 | 0.003 | 11.54 | System Off | 0 | 0
8313 | 8313 | 2012-12-12 08:59 | -3.06 | -1.46 | -1.46 | -3.06 | 107.53 | 70.38 | 37 | 15.14 | 113.35 | 0.81 | 0.62 | 0.61 | 0.03 | 52.34 | 0 | 0 | 28.8 | 0.17075 | 0.056448 | 0.004 | 10.81 | System Off | 0 | 0
8314 | 8314 | 2012-12-12 09:59 | -1.93 | 1.14 | 1.14 | -1.93 | 208.33 | 169.38 | 71 | 15.28 | 214.54 | 0.84 | 0.79 | 0.77 | 0.06 | 115.94 | 0 | 0 | 55.14 | 0.17399 | 0.056448 | 0.007 | 9.86 | System Off | 1 | 0
8315 | 8315 | 2012-12-12 10:59 | -0.79 | 2.97 | 2.97 | -0.79 | 253.7 | 213.92 | 86 | 15.36 | 259.59 | 0.92 | 0.82 | 0.81 | 0.08 | 134.79 | 0 | 0 | 66.7 | 0.17632 | 0.056448 | 0.009 | 10.47 | System Off | 1 | 0
8316 | 8316 | 2012-12-12 11:59 | 0.34 | 5.97 | 5.97 | 0.34 | 380.43 | 338.29 | 129 | 15.36 | 384.04 | 0.93 | 0.88 | 0.86 | 0.12 | 201.36 | 0 | 0 | 100.02 | 0.18006 | 0.056448 | 0.013 | 10.08 | System Off | 1 | 0
8317 | 8317 | 2012-12-12 12:59 | -0.27 | 4.45 | 4.45 | -0.27 | 313.89 | 273 | 107 | 15.28 | 318.9 | 0.93 | 0.86 | 0.84 | 0.1 | 174.88 | 0 | 0 | 83.07 | 0.1781 | 0.056448 | 0.011 | 10.28 | System Off | 1 | 0
8318 | 8318 | 2012-12-12 13:59 | -0.89 | 1.82 | 1.82 | -0.89 | 175.15 | 136.79 | 60 | 15.2 | 181.6 | 0.83 | 0.75 | 0.74 | 0.05 | 101.35 | 0 | 0 | 46.65 | 0.17488 | 0.056448 | 0.006 | 10 | System Off | 1 | 0
8319 | 8319 | 2012-12-12 14:59 | -1.5 | -1.5 | -1.5 | -1.5 | 0 | 0 | 0 | 0 | 0 | 0 | 0 | 0 | 0 | 0 | 0 | 0 | 0 | 0 | 0 | 0 | 0 | System Off | 0 | 0
8320 | 8320 | 2012-12-12 15:59 | -2.93 | -2.93 | -2.93 | -2.93 | 0 | 0 | 0 | 0 | 0 | 0 | 0 | 0 | 0 | 0 | 0 | 0 | 0 | 0 | 0 | 0 | 0 | System Off | 0 | 0
8321 | 8321 | 2012-12-12 16:59 | -4.35 | -4.35 | -4.35 | -4.35 | 0 | 0 | 0 | 0 | 0 | 0 | 0 | 0 | 0 | 0 | 0 | 0 | 0 | 0 | 0 | 0 | 0 | System Off | 0 | 0
8322 | 8322 | 2012-12-12 17:59 | -5.78 | -5.78 | -5.78 | -5.78 | 0 | 0 | 0 | 0 | 0 | 0 | 0 | 0 | 0 | 0 | 0 | 0 | 0 | 0 | 0 | 0 | 0 | System Off | 0 | 0
8323 | 8323 | 2012-12-12 18:59 | -6.58 | -6.58 | -6.58 | -6.58 | 0 | 0 | 0 | 0 | 0 | 0 | 0 | 0 | 0 | 0 | 0 | 0 | 0 | 0 | 0 | 0 | 0 | System Off | 0 | 0
8324 | 8324 | 2012-12-12 19:59 | -7.38 | -7.38 | -7.38 | -7.38 | 0 | 0 | 0 | 0 | 0 | 0 | 0 | 0 | 0 | 0 | 0 | 0 | 0 | 0 | 0 | 0 | 0 | System Off | 0 | 0
8325 | 8325 | 2012-12-12 20:59 | -8.18 | -8.18 | -8.18 | -8.18 | 0 | 0 | 0 | 0 | 0 | 0 | 0 | 0 | 0 | 0 | 0 | 0 | 0 | 0 | 0 | 0 | 0 | System Off | 0 | 0
8326 | 8326 | 2012-12-12 21:59 | -8.64 | -8.64 | -8.64 | -8.64 | 0 | 0 | 0 | 0 | 0 | 0 | 0 | 0 | 0 | 0 | 0 | 0 | 0 | 0 | 0 | 0 | 0 | System Off | 0 | 0
8327 | 8327 | 2012-12-12 22:59 | -9.1 | -9.1 | -9.1 | -9.1 | 0 | 0 | 0 | 0 | 0 | 0 | 0 | 0 | 0 | 0 | 0 | 0 | 0 | 0 | 0 | 0 | 0 | System Off | 0 | 0
8328 | 8328 | 2012-12-12 23:59 | -9.55 | -9.55 | -9.55 | -9.55 | 0 | 0 | 0 | 0 | 0 | 0 | 0 | 0 | 0 | 0 | 0 | 0 | 0 | 0 | 0 | 0 | 0 | System Off | 0 | 0
8329 | 8329 | 2012-12-13 00:59 | -9.48 | -9.48 | -9.48 | -9.48 | 0 | 0 | 0 | 0 | 0 | 0 | 0 | 0 | 0 | 0 | 0 | 0 | 0 | 0 | 0 | 0 | 0 | System Off | 0 | 0
8330 | 8330 | 2012-12-13 01:59 | -9.4 | -9.4 | -9.4 | -9.4 | 0 | 0 | 0 | 0 | 0 | 0 | 0 | 0 | 0 | 0 | 0 | 0 | 0 | 0 | 0 | 0 | 0 | System Off | 0 | 0
8331 | 8331 | 2012-12-13 02:59 | -9.33 | -9.33 | -9.33 | -9.33 | 0 | 0 | 0 | 0 | 0 | 0 | 0 | 0 | 0 | 0 | 0 | 0 | 0 | 0 | 0 | 0 | 0 | System Off | 0 | 0
8332 | 8332 | 2012-12-13 03:59 | -9.03 | -9.03 | -9.03 | -9.03 | 0 | 0 | 0 | 0 | 0 | 0 | 0 | 0 | 0 | 0 | 0 | 0 | 0 | 0 | 0 | 0 | 0 | System Off | 0 | 0
8333 | 8333 | 2012-12-13 04:59 | -8.74 | -8.74 | -8.74 | -8.74 | 0 | 0 | 0 | 0 | 0 | 0 | 0 | 0 | 0 | 0 | 0 | 0 | 0 | 0 | 0 | 0 | 0 | System Off | 0 | 0
8334 | 8334 | 2012-12-13 05:59 | -8.45 | -8.45 | -8.45 | -8.45 | 0 | 0 | 0 | 0 | 0 | 0 | 0 | 0 | 0 | 0 | 0 | 0 | 0 | 0 | 0 | 0 | 0 | System Off | 0 | 0
8335 | 8335 | 2012-12-13 06:59 | -7.28 | -7.28 | -7.28 | -7.28 | 0 | 0 | 0 | 0 | 0 | 0 | 0 | 0 | 0 | 0 | 0 | 0 | 0 | 0 | 0 | 0 | 0 | System Off | 0 | 0
8336 | 8336 | 2012-12-13 07:59 | -6.11 | -5.02 | -5.02 | -6.11 | 72.53 | 35.99 | 25 | 15.11 | 77.42 | 0.4 | 0.46 | 0.46 | 0.01 | 31.59 | 0 | 0 | 19.47 | 0.16602 | 0.056448 | 0.003 | 12 | System Off | 0 | 0
8337 | 8337 | 2012-12-13 08:59 | -4.95 | -2.37 | -2.37 | -4.95 | 173.84 | 135.51 | 58 | 15.61 | 179.91 | 0.85 | 0.75 | 0.74 | 0.05 | 100.78 | 0 | 0 | 44.86 | 0.1692 | 0.056448 | 0.006 | 10.34 | System Off | 1 | 0
8338 | 8338 | 2012-12-13 09:59 | -2.47 | 2.74 | 2.74 | -2.47 | 366.08 | 324.21 | 123 | 15.5 | 369.66 | 0.97 | 0.88 | 0.86 | 0.12 | 221.94 | 0 | 0 | 95.21 | 0.17582 | 0.056448 | 0.012 | 9.76 | System Off | 1 | 0
8339 | 8339 | 2012-12-13 10:59 | 0 | 7.86 | 7.86 | 0 | 571.69 | 525.81 | 193 | 15.43 | 569.3 | 0.98 | 0.92 | 0.9 | 0.19 | 331.33 | 0 | 0 | 149.45 | 0.1828 | 0.056448 | 0.019 | 9.84 | System Off | 1 | 0
8340 | 8340 | 2012-12-13 11:59 | 2.48 | 9.9 | 9.9 | 2.48 | 551.07 | 505.6 | 188 | 15.27 | 549.74 | 0.96 | 0.92 | 0.9 | 0.18 | 300.95 | 0 | 0 | 145.9 | 0.17827 | 0.056448 | 0.019 | 10.11 | System Off | 1 | 0
8341 | 8341 | 2012-12-13 12:59 | 2.42 | 5.44 | 5.44 | 2.42 | 212.45 | 173.42 | 73 | 15.16 | 219.07 | 0.81 | 0.79 | 0.78 | 0.06 | 111.09 | 0 | 0 | 56.78 | 0.18016 | 0.056448 | 0.007 | 9.59 | System Off | 1 | 0
8342 | 8342 | 2012-12-13 13:59 | 2.36 | 5.38 | 5.38 | 2.36 | 208.26 | 169.31 | 72 | 15.07 | 214.91 | 0.83 | 0.79 | 0.77 | 0.06 | 125.44 | 0 | 0 | 56.07 | 0.18003 | 0.056448 | 0.007 | 9.72 | System Off | 1 | 0
8343 | 8343 | 2012-12-13 14:59 | 2.31 | 2.31 | 2.31 | 2.31 | 0 | 0 | 0 | 0 | 0 | 0 | 0 | 0 | 0 | 0 | 0 | 0 | 0 | 0 | 0 | 0 | 0 | System Off | 0 | 0
8344 | 8344 | 2012-12-13 15:59 | 2.4 | 2.4 | 2.4 | 2.4 | 0 | 0 | 0 | 0 | 0 | 0 | 0 | 0 | 0 | 0 | 0 | 0 | 0 | 0 | 0 | 0 | 0 | System Off | 0 | 0
8345 | 8345 | 2012-12-13 16:59 | 2.5 | 2.5 | 2.5 | 2.5 | 0 | 0 | 0 | 0 | 0 | 0 | 0 | 0 | 0 | 0 | 0 | 0 | 0 | 0 | 0 | 0 | 0 | System Off | 0 | 0
8346 | 8346 | 2012-12-13 17:59 | 2.59 | 2.59 | 2.59 | 2.59 | 0 | 0 | 0 | 0 | 0 | 0 | 0 | 0 | 0 | 0 | 0 | 0 | 0 | 0 | 0 | 0 | 0 | System Off | 0 | 0
8347 | 8347 | 2012-12-13 18:59 | 2.8 | 2.8 | 2.8 | 2.8 | 0 | 0 | 0 | 0 | 0 | 0 | 0 | 0 | 0 | 0 | 0 | 0 | 0 | 0 | 0 | 0 | 0 | System Off | 0 | 0
8348 | 8348 | 2012-12-13 19:59 | 3.01 | 3.01 | 3.01 | 3.01 | 0 | 0 | 0 | 0 | 0 | 0 | 0 | 0 | 0 | 0 | 0 | 0 | 0 | 0 | 0 | 0 | 0 | System Off | 0 | 0
8349 | 8349 | 2012-12-13 20:59 | 3.22 | 3.22 | 3.22 | 3.22 | 0 | 0 | 0 | 0 | 0 | 0 | 0 | 0 | 0 | 0 | 0 | 0 | 0 | 0 | 0 | 0 | 0 | System Off | 0 | 0
8350 | 8350 | 2012-12-13 21:59 | 3.48 | 3.48 | 3.48 | 3.48 | 0 | 0 | 0 | 0 | 0 | 0 | 0 | 0 | 0 | 0 | 0 | 0 | 0 | 0 | 0 | 0 | 0 | System Off | 0 | 0
8351 | 8351 | 2012-12-13 22:59 | 3.74 | 3.74 | 3.74 | 3.74 | 0 | 0 | 0 | 0 | 0 | 0 | 0 | 0 | 0 | 0 | 0 | 0 | 0 | 0 | 0 | 0 | 0 | System Off | 0 | 0
8352 | 8352 | 2012-12-13 23:59 | 4 | 4 | 4 | 4 | 0 | 0 | 0 | 0 | 0 | 0 | 0 | 0 | 0 | 0 | 0 | 0 | 0 | 0 | 0 | 0 | 0 | System Off | 0 | 0
8353 | 8353 | 2012-12-14 00:59 | 3.7 | 3.7 | 3.7 | 3.7 | 0 | 0 | 0 | 0 | 0 | 0 | 0 | 0 | 0 | 0 | 0 | 0 | 0 | 0 | 0 | 0 | 0 | System Off | 0 | 0
8354 | 8354 | 2012-12-14 01:59 | 3.4 | 3.4 | 3.4 | 3.4 | 0 | 0 | 0 | 0 | 0 | 0 | 0 | 0 | 0 | 0 | 0 | 0 | 0 | 0 | 0 | 0 | 0 | System Off | 0 | 0
8355 | 8355 | 2012-12-14 02:59 | 3.09 | 3.09 | 3.09 | 3.09 | 0 | 0 | 0 | 0 | 0 | 0 | 0 | 0 | 0 | 0 | 0 | 0 | 0 | 0 | 0 | 0 | 0 | System Off | 0 | 0
8356 | 8356 | 2012-12-14 03:59 | 3.16 | 3.16 | 3.16 | 3.16 | 0 | 0 | 0 | 0 | 0 | 0 | 0 | 0 | 0 | 0 | 0 | 0 | 0 | 0 | 0 | 0 | 0 | System Off | 0 | 0
8357 | 8357 | 2012-12-14 04:59 | 3.23 | 3.23 | 3.23 | 3.23 | 0 | 0 | 0 | 0 | 0 | 0 | 0 | 0 | 0 | 0 | 0 | 0 | 0 | 0 | 0 | 0 | 0 | System Off | 0 | 0
8358 | 8358 | 2012-12-14 05:59 | 3.29 | 3.29 | 3.29 | 3.29 | 0 | 0 | 0 | 0 | 0 | 0 | 0 | 0 | 0 | 0 | 0 | 0 | 0 | 0 | 0 | 0 | 0 | System Off | 0 | 0
8359 | 8359 | 2012-12-14 06:59 | 3.58 | 3.58 | 3.58 | 3.58 | 0 | 0 | 0 | 0 | 0 | 0 | 0 | 0 | 0 | 0 | 0 | 0 | 0 | 0 | 0 | 0 | 0 | System Off | 0 | 0
8360 | 8360 | 2012-12-14 07:59 | 3.87 | 4.37 | 4.37 | 3.87 | 34.14 | 0 | 12 | 14.82 | 37.87 | 0 | 0 | 0 | 0 | 0 | 0 | 0 | 9.38 | 0.17908 | 0.056448 | 0.001 | 8.33 | System Off | 0 | 0
8361 | 8361 | 2012-12-14 08:59 | 4.16 | 6.84 | 6.84 | 4.16 | 203.52 | 164.65 | 71 | 14.93 | 210.35 | 0.84 | 0.78 | 0.77 | 0.06 | 122.45 | 0 | 0 | 55.4 | 0.18252 | 0.056448 | 0.007 | 9.86 | System Off | 1 | 0
8362 | 8362 | 2012-12-14 09:59 | 4.88 | 7.95 | 7.95 | 4.88 | 238.23 | 198.74 | 83 | 14.95 | 244.88 | 0.84 | 0.81 | 0.79 | 0.07 | 136.04 | 0 | 0 | 64.74 | 0.18416 | 0.056448 | 0.008 | 9.64 | System Off | 1 | 0
8363 | 8363 | 2012-12-14 10:59 | 5.61 | 8.37 | 8.37 | 5.61 | 217.33 | 178.22 | 76 | 14.89 | 224.24 | 0.79 | 0.79 | 0.78 | 0.06 | 112.3 | 0 | 0 | 59.33 | 0.18484 | 0.056448 | 0.008 | 10.53 | System Off | 1 | 0
8364 | 8364 | 2012-12-14 11:59 | 6.33 | 11.74 | 11.74 | 6.33 | 443.97 | 400.61 | 153 | 15.11 | 446.5 | 0.91 | 0.9 | 0.88 | 0.14 | 238.46 | 0 | 0 | 119.04 | 0.17926 | 0.056448 | 0.015 | 9.8 | System Off | 1 | 0
8365 | 8365 | 2012-12-14 12:59 | 6.41 | 8.81 | 8.81 | 6.41 | 196.81 | 158.07 | 69 | 14.86 | 203.9 | 0.86 | 0.78 | 0.76 | 0.06 | 101.26 | 0 | 0 | 53.89 | 0.18303 | 0.056448 | 0.007 | 10.14 | System Off | 1 | 0
8366 | 8366 | 2012-12-14 13:59 | 6.48 | 7.62 | 7.62 | 6.48 | 93.17 | 56.27 | 33 | 14.7 | 99.4 | 0.59 | 0.57 | 0.55 | 0.02 | 41.69 | 0 | 0 | 25.83 | 0.18385 | 0.056448 | 0.003 | 9.09 | System Off | 0 | 0
8367 | 8367 | 2012-12-14 14:59 | 6.56 | 6.56 | 6.56 | 6.56 | 0 | 0 | 0 | 0 | 0 | 0 | 0 | 0 | 0 | 0 | 0 | 0 | 0 | 0 | 0 | 0 | 0 | System Off | 0 | 0
8368 | 8368 | 2012-12-14 15:59 | 6.77 | 6.77 | 6.77 | 6.77 | 0 | 0 | 0 | 0 | 0 | 0 | 0 | 0 | 0 | 0 | 0 | 0 | 0 | 0 | 0 | 0 | 0 | System Off | 0 | 0
8369 | 8369 | 2012-12-14 16:59 | 6.98 | 6.98 | 6.98 | 6.98 | 0 | 0 | 0 | 0 | 0 | 0 | 0 | 0 | 0 | 0 | 0 | 0 | 0 | 0 | 0 | 0 | 0 | System Off | 0 | 0
8370 | 8370 | 2012-12-14 17:59 | 7.19 | 7.19 | 7.19 | 7.19 | 0 | 0 | 0 | 0 | 0 | 0 | 0 | 0 | 0 | 0 | 0 | 0 | 0 | 0 | 0 | 0 | 0 | System Off | 0 | 0
8371 | 8371 | 2012-12-14 18:59 | 7.49 | 7.49 | 7.49 | 7.49 | 0 | 0 | 0 | 0 | 0 | 0 | 0 | 0 | 0 | 0 | 0 | 0 | 0 | 0 | 0 | 0 | 0 | System Off | 0 | 0
8372 | 8372 | 2012-12-14 19:59 | 7.78 | 7.78 | 7.78 | 7.78 | 0 | 0 | 0 | 0 | 0 | 0 | 0 | 0 | 0 | 0 | 0 | 0 | 0 | 0 | 0 | 0 | 0 | System Off | 0 | 0
8373 | 8373 | 2012-12-14 20:59 | 8.07 | 8.07 | 8.07 | 8.07 | 0 | 0 | 0 | 0 | 0 | 0 | 0 | 0 | 0 | 0 | 0 | 0 | 0 | 0 | 0 | 0 | 0 | System Off | 0 | 0
8374 | 8374 | 2012-12-14 21:59 | 8.01 | 8.01 | 8.01 | 8.01 | 0 | 0 | 0 | 0 | 0 | 0 | 0 | 0 | 0 | 0 | 0 | 0 | 0 | 0 | 0 | 0 | 0 | System Off | 0 | 0
8375 | 8375 | 2012-12-14 22:59 | 7.95 | 7.95 | 7.95 | 7.95 | 0 | 0 | 0 | 0 | 0 | 0 | 0 | 0 | 0 | 0 | 0 | 0 | 0 | 0 | 0 | 0 | 0 | System Off | 0 | 0
8376 | 8376 | 2012-12-14 23:59 | 7.9 | 7.9 | 7.9 | 7.9 | 0 | 0 | 0 | 0 | 0 | 0 | 0 | 0 | 0 | 0 | 0 | 0 | 0 | 0 | 0 | 0 | 0 | System Off | 0 | 0
8377 | 8377 | 2012-12-15 00:59 | 7.87 | 7.87 | 7.87 | 7.87 | 0 | 0 | 0 | 0 | 0 | 0 | 0 | 0 | 0 | 0 | 0 | 0 | 0 | 0 | 0 | 0 | 0 | System Off | 0 | 0
8378 | 8378 | 2012-12-15 01:59 | 7.85 | 7.85 | 7.85 | 7.85 | 0 | 0 | 0 | 0 | 0 | 0 | 0 | 0 | 0 | 0 | 0 | 0 | 0 | 0 | 0 | 0 | 0 | System Off | 0 | 0
8379 | 8379 | 2012-12-15 02:59 | 7.82 | 7.82 | 7.82 | 7.82 | 0 | 0 | 0 | 0 | 0 | 0 | 0 | 0 | 0 | 0 | 0 | 0 | 0 | 0 | 0 | 0 | 0 | System Off | 0 | 0
8380 | 8380 | 2012-12-15 03:59 | 7.69 | 7.69 | 7.69 | 7.69 | 0 | 0 | 0 | 0 | 0 | 0 | 0 | 0 | 0 | 0 | 0 | 0 | 0 | 0 | 0 | 0 | 0 | System Off | 0 | 0
8381 | 8381 | 2012-12-15 04:59 | 7.56 | 7.56 | 7.56 | 7.56 | 0 | 0 | 0 | 0 | 0 | 0 | 0 | 0 | 0 | 0 | 0 | 0 | 0 | 0 | 0 | 0 | 0 | System Off | 0 | 0
8382 | 8382 | 2012-12-15 05:59 | 7.42 | 7.42 | 7.42 | 7.42 | 0 | 0 | 0 | 0 | 0 | 0 | 0 | 0 | 0 | 0 | 0 | 0 | 0 | 0 | 0 | 0 | 0 | System Off | 0 | 0
8383 | 8383 | 2012-12-15 06:59 | 7.43 | 7.43 | 7.43 | 7.43 | 0 | 0 | 0 | 0 | 0 | 0 | 0 | 0 | 0 | 0 | 0 | 0 | 0 | 0 | 0 | 0 | 0 | System Off | 0 | 0
8384 | 8384 | 2012-12-15 07:59 | 7.44 | 8.56 | 8.56 | 7.44 | 72.49 | 35.95 | 26 | 14.52 | 78.2 | 0.38 | 0.46 | 0.45 | 0.01 | 31.56 | 0 | 0 | 20.4 | 0.18227 | 0.056448 | 0.003 | 11.54 | System Off | 0 | 0
8385 | 8385 | 2012-12-15 08:59 | 7.44 | 11.76 | 11.76 | 7.44 | 290.26 | 249.8 | 102 | 14.82 | 296.59 | 0.88 | 0.84 | 0.82 | 0.09 | 185.77 | 0 | 0 | 79.66 | 0.17828 | 0.056448 | 0.01 | 9.8 | System Off | 1 | 0
8386 | 8386 | 2012-12-15 09:59 | 7.71 | 15.24 | 15.24 | 7.71 | 529.81 | 484.77 | 184 | 15 | 529.97 | 0.97 | 0.91 | 0.9 | 0.18 | 331.84 | 0 | 0 | 143.28 | 0.18274 | 0.056448 | 0.019 | 10.33 | System Off | 1 | 0
8387 | 8387 | 2012-12-15 10:59 | 7.98 | 16.91 | 16.91 | 7.98 | 646.8 | 599.4 | 225 | 14.97 | 642.63 | 0.98 | 0.93 | 0.91 | 0.22 | 377.7 | 0 | 0 | 175.22 | 0.18517 | 0.056448 | 0.023 | 10.22 | System Off | 1 | 0
8388 | 8388 | 2012-12-15 11:59 | 8.25 | 15.75 | 15.75 | 8.25 | 551.15 | 505.68 | 192 | 14.95 | 550.61 | 0.94 | 0.92 | 0.9 | 0.18 | 301 | 0 | 0 | 149.61 | 0.1839 | 0.056448 | 0.019 | 9.9 | System Off | 1 | 0
8389 | 8389 | 2012-12-15 12:59 | 7.87 | 14.15 | 14.15 | 7.87 | 452.44 | 408.91 | 158 | 14.91 | 455.03 | 0.95 | 0.9 | 0.88 | 0.15 | 261.94 | 0 | 0 | 123.2 | 0.18167 | 0.056448 | 0.016 | 10.13 | System Off | 1 | 0
8390 | 8390 | 2012-12-15 13:59 | 7.49 | 10.24 | 10.24 | 7.49 | 187.46 | 148.88 | 66 | 14.79 | 194.72 | 0.75 | 0.76 | 0.75 | 0.05 | 110.3 | 0 | 0 | 51.58 | 0.17654 | 0.056448 | 0.007 | 10.61 | System Off | 1 | 0
8391 | 8391 | 2012-12-15 14:59 | 7.11 | 7.11 | 7.11 | 7.11 | 0 | 0 | 0 | 0 | 0 | 0 | 0 | 0 | 0 | 0 | 0 | 0 | 0 | 0 | 0 | 0 | 0 | System Off | 0 | 0
8392 | 8392 | 2012-12-15 15:59 | 7.14 | 7.14 | 7.14 | 7.14 | 0 | 0 | 0 | 0 | 0 | 0 | 0 | 0 | 0 | 0 | 0 | 0 | 0 | 0 | 0 | 0 | 0 | System Off | 0 | 0
8393 | 8393 | 2012-12-15 16:59 | 7.18 | 7.18 | 7.18 | 7.18 | 0 | 0 | 0 | 0 | 0 | 0 | 0 | 0 | 0 | 0 | 0 | 0 | 0 | 0 | 0 | 0 | 0 | System Off | 0 | 0
8394 | 8394 | 2012-12-15 17:59 | 7.21 | 7.21 | 7.21 | 7.21 | 0 | 0 | 0 | 0 | 0 | 0 | 0 | 0 | 0 | 0 | 0 | 0 | 0 | 0 | 0 | 0 | 0 | System Off | 0 | 0
8395 | 8395 | 2012-12-15 18:59 | 7.21 | 7.21 | 7.21 | 7.21 | 0 | 0 | 0 | 0 | 0 | 0 | 0 | 0 | 0 | 0 | 0 | 0 | 0 | 0 | 0 | 0 | 0 | System Off | 0 | 0
8396 | 8396 | 2012-12-15 19:59 | 7.2 | 7.2 | 7.2 | 7.2 | 0 | 0 | 0 | 0 | 0 | 0 | 0 | 0 | 0 | 0 | 0 | 0 | 0 | 0 | 0 | 0 | 0 | System Off | 0 | 0
8397 | 8397 | 2012-12-15 20:59 | 7.2 | 7.2 | 7.2 | 7.2 | 0 | 0 | 0 | 0 | 0 | 0 | 0 | 0 | 0 | 0 | 0 | 0 | 0 | 0 | 0 | 0 | 0 | System Off | 0 | 0
8398 | 8398 | 2012-12-15 21:59 | 7.36 | 7.36 | 7.36 | 7.36 | 0 | 0 | 0 | 0 | 0 | 0 | 0 | 0 | 0 | 0 | 0 | 0 | 0 | 0 | 0 | 0 | 0 | System Off | 0 | 0
8399 | 8399 | 2012-12-15 22:59 | 7.53 | 7.53 | 7.53 | 7.53 | 0 | 0 | 0 | 0 | 0 | 0 | 0 | 0 | 0 | 0 | 0 | 0 | 0 | 0 | 0 | 0 | 0 | System Off | 0 | 0
8400 | 8400 | 2012-12-15 23:59 | 7.7 | 7.7 | 7.7 | 7.7 | 0 | 0 | 0 | 0 | 0 | 0 | 0 | 0 | 0 | 0 | 0 | 0 | 0 | 0 | 0 | 0 | 0 | System Off | 0 | 0
8401 | 8401 | 2012-12-16 00:59 | 7.35 | 7.35 | 7.35 | 7.35 | 0 | 0 | 0 | 0 | 0 | 0 | 0 | 0 | 0 | 0 | 0 | 0 | 0 | 0 | 0 | 0 | 0 | System Off | 0 | 0
8402 | 8402 | 2012-12-16 01:59 | 7 | 7 | 7 | 7 | 0 | 0 | 0 | 0 | 0 | 0 | 0 | 0 | 0 | 0 | 0 | 0 | 0 | 0 | 0 | 0 | 0 | System Off | 0 | 0
8403 | 8403 | 2012-12-16 02:59 | 6.65 | 6.65 | 6.65 | 6.65 | 0 | 0 | 0 | 0 | 0 | 0 | 0 | 0 | 0 | 0 | 0 | 0 | 0 | 0 | 0 | 0 | 0 | System Off | 0 | 0
8404 | 8404 | 2012-12-16 03:59 | 6.58 | 6.58 | 6.58 | 6.58 | 0 | 0 | 0 | 0 | 0 | 0 | 0 | 0 | 0 | 0 | 0 | 0 | 0 | 0 | 0 | 0 | 0 | System Off | 0 | 0
8405 | 8405 | 2012-12-16 04:59 | 6.5 | 6.5 | 6.5 | 6.5 | 0 | 0 | 0 | 0 | 0 | 0 | 0 | 0 | 0 | 0 | 0 | 0 | 0 | 0 | 0 | 0 | 0 | System Off | 0 | 0
8406 | 8406 | 2012-12-16 05:59 | 6.42 | 6.42 | 6.42 | 6.42 | 0 | 0 | 0 | 0 | 0 | 0 | 0 | 0 | 0 | 0 | 0 | 0 | 0 | 0 | 0 | 0 | 0 | System Off | 0 | 0
8407 | 8407 | 2012-12-16 06:59 | 6.49 | 6.49 | 6.49 | 6.49 | 0 | 0 | 0 | 0 | 0 | 0 | 0 | 0 | 0 | 0 | 0 | 0 | 0 | 0 | 0 | 0 | 0 | System Off | 0 | 0
8408 | 8408 | 2012-12-16 07:59 | 6.56 | 7.08 | 7.08 | 6.56 | 33.7 | 0 | 12 | 14.63 | 37.51 | 0 | 0 | 0 | 0 | 0 | 0 | 0 | 9.4 | 0.18287 | 0.056448 | 0.001 | 8.33 | System Off | 0 | 0
8409 | 8409 | 2012-12-16 08:59 | 6.62 | 10.68 | 10.68 | 6.62 | 286.98 | 246.59 | 100 | 14.95 | 293.24 | 0.89 | 0.84 | 0.82 | 0.09 | 183.38 | 0 | 0 | 77.98 | 0.17704 | 0.056448 | 0.01 | 10 | System Off | 1 | 0
8410 | 8410 | 2012-12-16 09:59 | 6.95 | 10.11 | 10.11 | 6.95 | 220.78 | 181.6 | 78 | 14.74 | 227.86 | 0.9 | 0.8 | 0.78 | 0.07 | 124.31 | 0 | 0 | 61 | 0.17641 | 0.056448 | 0.008 | 10.26 | System Off | 1 | 0
8411 | 8411 | 2012-12-16 10:59 | 7.29 | 9.17 | 9.17 | 7.29 | 129.56 | 92.01 | 46 | 14.67 | 136.5 | 0.64 | 0.67 | 0.66 | 0.03 | 57.98 | 0 | 0 | 36.02 | 0.18309 | 0.056448 | 0.005 | 10.87 | System Off | 0 | 0
8412 | 8412 | 2012-12-16 11:59 | 7.62 | 12.04 | 12.04 | 7.62 | 313.01 | 272.14 | 109 | 14.96 | 318.96 | 0.91 | 0.85 | 0.84 | 0.1 | 161.99 | 0 | 0 | 84.98 | 0.17886 | 0.056448 | 0.011 | 10.09 | System Off | 1 | 0
8413 | 8413 | 2012-12-16 12:59 | 7.53 | 10.06 | 10.06 | 7.53 | 170.87 | 132.59 | 60 | 14.83 | 178.13 | 0.82 | 0.74 | 0.73 | 0.05 | 84.94 | 0 | 0 | 46.87 | 0.1763 | 0.056448 | 0.006 | 10 | System Off | 1 | 0
8414 | 8414 | 2012-12-16 13:59 | 7.43 | 7.79 | 7.79 | 7.43 | 21.98 | 0 | 8 | 14.31 | 24.94 | 0 | 0 | 0 | 0 | 0 | 0 | 0 | 6.29 | 0.18132 | 0.056448 | 0.001 | 12.5 | System Off | 0 | 0
8415 | 8415 | 2012-12-16 14:59 | 7.34 | 7.34 | 7.34 | 7.34 | 0 | 0 | 0 | 0 | 0 | 0 | 0 | 0 | 0 | 0 | 0 | 0 | 0 | 0 | 0 | 0 | 0 | System Off | 0 | 0
8416 | 8416 | 2012-12-16 15:59 | 7.05 | 7.05 | 7.05 | 7.05 | 0 | 0 | 0 | 0 | 0 | 0 | 0 | 0 | 0 | 0 | 0 | 0 | 0 | 0 | 0 | 0 | 0 | System Off | 0 | 0
8417 | 8417 | 2012-12-16 16:59 | 6.77 | 6.77 | 6.77 | 6.77 | 0 | 0 | 0 | 0 | 0 | 0 | 0 | 0 | 0 | 0 | 0 | 0 | 0 | 0 | 0 | 0 | 0 | System Off | 0 | 0
8418 | 8418 | 2012-12-16 17:59 | 6.48 | 6.48 | 6.48 | 6.48 | 0 | 0 | 0 | 0 | 0 | 0 | 0 | 0 | 0 | 0 | 0 | 0 | 0 | 0 | 0 | 0 | 0 | System Off | 0 | 0
8419 | 8419 | 2012-12-16 18:59 | 6.24 | 6.24 | 6.24 | 6.24 | 0 | 0 | 0 | 0 | 0 | 0 | 0 | 0 | 0 | 0 | 0 | 0 | 0 | 0 | 0 | 0 | 0 | System Off | 0 | 0
8420 | 8420 | 2012-12-16 19:59 | 6 | 6 | 6 | 6 | 0 | 0 | 0 | 0 | 0 | 0 | 0 | 0 | 0 | 0 | 0 | 0 | 0 | 0 | 0 | 0 | 0 | System Off | 0 | 0
8421 | 8421 | 2012-12-16 20:59 | 5.76 | 5.76 | 5.76 | 5.76 | 0 | 0 | 0 | 0 | 0 | 0 | 0 | 0 | 0 | 0 | 0 | 0 | 0 | 0 | 0 | 0 | 0 | System Off | 0 | 0
8422 | 8422 | 2012-12-16 21:59 | 5.78 | 5.78 | 5.78 | 5.78 | 0 | 0 | 0 | 0 | 0 | 0 | 0 | 0 | 0 | 0 | 0 | 0 | 0 | 0 | 0 | 0 | 0 | System Off | 0 | 0
8423 | 8423 | 2012-12-16 22:59 | 5.8 | 5.8 | 5.8 | 5.8 | 0 | 0 | 0 | 0 | 0 | 0 | 0 | 0 | 0 | 0 | 0 | 0 | 0 | 0 | 0 | 0 | 0 | System Off | 0 | 0
8424 | 8424 | 2012-12-16 23:59 | 5.82 | 5.82 | 5.82 | 5.82 | 0 | 0 | 0 | 0 | 0 | 0 | 0 | 0 | 0 | 0 | 0 | 0 | 0 | 0 | 0 | 0 | 0 | System Off | 0 | 0
8425 | 8425 | 2012-12-17 00:59 | 5.88 | 5.88 | 5.88 | 5.88 | 0 | 0 | 0 | 0 | 0 | 0 | 0 | 0 | 0 | 0 | 0 | 0 | 0 | 0 | 0 | 0 | 0 | System Off | 0 | 0
8426 | 8426 | 2012-12-17 01:59 | 5.94 | 5.94 | 5.94 | 5.94 | 0 | 0 | 0 | 0 | 0 | 0 | 0 | 0 | 0 | 0 | 0 | 0 | 0 | 0 | 0 | 0 | 0 | System Off | 0 | 0
8427 | 8427 | 2012-12-17 02:59 | 5.99 | 5.99 | 5.99 | 5.99 | 0 | 0 | 0 | 0 | 0 | 0 | 0 | 0 | 0 | 0 | 0 | 0 | 0 | 0 | 0 | 0 | 0 | System Off | 0 | 0
8428 | 8428 | 2012-12-17 03:59 | 6.1 | 6.1 | 6.1 | 6.1 | 0 | 0 | 0 | 0 | 0 | 0 | 0 | 0 | 0 | 0 | 0 | 0 | 0 | 0 | 0 | 0 | 0 | System Off | 0 | 0
8429 | 8429 | 2012-12-17 04:59 | 6.21 | 6.21 | 6.21 | 6.21 | 0 | 0 | 0 | 0 | 0 | 0 | 0 | 0 | 0 | 0 | 0 | 0 | 0 | 0 | 0 | 0 | 0 | System Off | 0 | 0
8430 | 8430 | 2012-12-17 05:59 | 6.31 | 6.31 | 6.31 | 6.31 | 0 | 0 | 0 | 0 | 0 | 0 | 0 | 0 | 0 | 0 | 0 | 0 | 0 | 0 | 0 | 0 | 0 | System Off | 0 | 0
8431 | 8431 | 2012-12-17 06:59 | 6.48 | 6.48 | 6.48 | 6.48 | 0 | 0 | 0 | 0 | 0 | 0 | 0 | 0 | 0 | 0 | 0 | 0 | 0 | 0 | 0 | 0 | 0 | System Off | 0 | 0
8432 | 8432 | 2012-12-17 07:59 | 6.65 | 7.29 | 7.29 | 6.65 | 36.82 | 0.9 | 13 | 14.75 | 40.84 | 0 | 0.02 | 0.02 | 0 | 0.79 | 0 | 0 | 10.17 | 0.18305 | 0.056448 | 0.001 | 7.69 | System Off | 0 | 0
8433 | 8433 | 2012-12-17 08:59 | 6.82 | 9.49 | 9.49 | 6.82 | 164.88 | 126.71 | 58 | 14.81 | 172.08 | 0.85 | 0.74 | 0.72 | 0.05 | 94.23 | 0 | 0 | 45.32 | 0.18304 | 0.056448 | 0.006 | 10.34 | System Off | 1 | 0
8434 | 8434 | 2012-12-17 09:59 | 6.98 | 11.24 | 11.24 | 6.98 | 273.63 | 233.49 | 96 | 14.85 | 280.18 | 0.83 | 0.83 | 0.82 | 0.08 | 159.83 | 0 | 0 | 74.95 | 0.17734 | 0.056448 | 0.01 | 10.42 | System Off | 1 | 0
8435 | 8435 | 2012-12-17 10:59 | 7.14 | 16.18 | 16.18 | 7.14 | 614.2 | 567.47 | 213 | 15.02 | 611.26 | 0.98 | 0.93 | 0.91 | 0.21 | 357.57 | 0 | 0 | 165.75 | 0.18338 | 0.056448 | 0.021 | 9.86 | System Off | 1 | 0
8436 | 8436 | 2012-12-17 11:59 | 7.3 | 13.97 | 13.97 | 7.3 | 460.61 | 416.93 | 160 | 14.99 | 462.92 | 0.93 | 0.9 | 0.88 | 0.15 | 248.17 | 0 | 0 | 124.62 | 0.18097 | 0.056448 | 0.016 | 10 | System Off | 1 | 0
8437 | 8437 | 2012-12-17 12:59 | 7.4 | 8.66 | 8.66 | 7.4 | 81.05 | 44.36 | 29 | 14.56 | 87.03 | 0.67 | 0.51 | 0.5 | 0.02 | 28.41 | 0 | 0 | 22.74 | 0.18236 | 0.056448 | 0.003 | 10.34 | System Off | 0 | 0
8438 | 8438 | 2012-12-17 13:59 | 7.5 | 7.83 | 7.83 | 7.5 | 19.68 | 0 | 7 | 14.64 | 22.44 | 0 | 0 | 0 | 0 | 0 | 0 | 0 | 5.48 | 0.18136 | 0.056448 | 0.001 | 14.29 | System Off | 0 | 0
8439 | 8439 | 2012-12-17 14:59 | 7.61 | 7.61 | 7.61 | 7.61 | 0 | 0 | 0 | 0 | 0 | 0 | 0 | 0 | 0 | 0 | 0 | 0 | 0 | 0 | 0 | 0 | 0 | System Off | 0 | 0
8440 | 8440 | 2012-12-17 15:59 | 7.29 | 7.29 | 7.29 | 7.29 | 0 | 0 | 0 | 0 | 0 | 0 | 0 | 0 | 0 | 0 | 0 | 0 | 0 | 0 | 0 | 0 | 0 | System Off | 0 | 0
8441 | 8441 | 2012-12-17 16:59 | 6.96 | 6.96 | 6.96 | 6.96 | 0 | 0 | 0 | 0 | 0 | 0 | 0 | 0 | 0 | 0 | 0 | 0 | 0 | 0 | 0 | 0 | 0 | System Off | 0 | 0
8442 | 8442 | 2012-12-17 17:59 | 6.64 | 6.64 | 6.64 | 6.64 | 0 | 0 | 0 | 0 | 0 | 0 | 0 | 0 | 0 | 0 | 0 | 0 | 0 | 0 | 0 | 0 | 0 | System Off | 0 | 0
8443 | 8443 | 2012-12-17 18:59 | 6.37 | 6.37 | 6.37 | 6.37 | 0 | 0 | 0 | 0 | 0 | 0 | 0 | 0 | 0 | 0 | 0 | 0 | 0 | 0 | 0 | 0 | 0 | System Off | 0 | 0
8444 | 8444 | 2012-12-17 19:59 | 6.1 | 6.1 | 6.1 | 6.1 | 0 | 0 | 0 | 0 | 0 | 0 | 0 | 0 | 0 | 0 | 0 | 0 | 0 | 0 | 0 | 0 | 0 | System Off | 0 | 0
8445 | 8445 | 2012-12-17 20:59 | 5.83 | 5.83 | 5.83 | 5.83 | 0 | 0 | 0 | 0 | 0 | 0 | 0 | 0 | 0 | 0 | 0 | 0 | 0 | 0 | 0 | 0 | 0 | System Off | 0 | 0
8446 | 8446 | 2012-12-17 21:59 | 5.75 | 5.75 | 5.75 | 5.75 | 0 | 0 | 0 | 0 | 0 | 0 | 0 | 0 | 0 | 0 | 0 | 0 | 0 | 0 | 0 | 0 | 0 | System Off | 0 | 0
8447 | 8447 | 2012-12-17 22:59 | 5.67 | 5.67 | 5.67 | 5.67 | 0 | 0 | 0 | 0 | 0 | 0 | 0 | 0 | 0 | 0 | 0 | 0 | 0 | 0 | 0 | 0 | 0 | System Off | 0 | 0
8448 | 8448 | 2012-12-17 23:59 | 5.59 | 5.59 | 5.59 | 5.59 | 0 | 0 | 0 | 0 | 0 | 0 | 0 | 0 | 0 | 0 | 0 | 0 | 0 | 0 | 0 | 0 | 0 | System Off | 0 | 0
8449 | 8449 | 2012-12-18 00:59 | 5.56 | 5.56 | 5.56 | 5.56 | 0 | 0 | 0 | 0 | 0 | 0 | 0 | 0 | 0 | 0 | 0 | 0 | 0 | 0 | 0 | 0 | 0 | System Off | 0 | 0
8450 | 8450 | 2012-12-18 01:59 | 5.53 | 5.53 | 5.53 | 5.53 | 0 | 0 | 0 | 0 | 0 | 0 | 0 | 0 | 0 | 0 | 0 | 0 | 0 | 0 | 0 | 0 | 0 | System Off | 0 | 0
8451 | 8451 | 2012-12-18 02:59 | 5.49 | 5.49 | 5.49 | 5.49 | 0 | 0 | 0 | 0 | 0 | 0 | 0 | 0 | 0 | 0 | 0 | 0 | 0 | 0 | 0 | 0 | 0 | System Off | 0 | 0
8452 | 8452 | 2012-12-18 03:59 | 5.4 | 5.4 | 5.4 | 5.4 | 0 | 0 | 0 | 0 | 0 | 0 | 0 | 0 | 0 | 0 | 0 | 0 | 0 | 0 | 0 | 0 | 0 | System Off | 0 | 0
8453 | 8453 | 2012-12-18 04:59 | 5.31 | 5.31 | 5.31 | 5.31 | 0 | 0 | 0 | 0 | 0 | 0 | 0 | 0 | 0 | 0 | 0 | 0 | 0 | 0 | 0 | 0 | 0 | System Off | 0 | 0
8454 | 8454 | 2012-12-18 05:59 | 5.21 | 5.21 | 5.21 | 5.21 | 0 | 0 | 0 | 0 | 0 | 0 | 0 | 0 | 0 | 0 | 0 | 0 | 0 | 0 | 0 | 0 | 0 | System Off | 0 | 0
8455 | 8455 | 2012-12-18 06:59 | 5.34 | 5.34 | 5.34 | 5.34 | 0 | 0 | 0 | 0 | 0 | 0 | 0 | 0 | 0 | 0 | 0 | 0 | 0 | 0 | 0 | 0 | 0 | System Off | 0 | 0
8456 | 8456 | 2012-12-18 07:59 | 5.47 | 5.97 | 5.97 | 5.47 | 26.83 | 0 | 10 | 13.97 | 30.12 | 0 | 0 | 0 | 0 | 0 | 0 | 0 | 7.9 | 0.18123 | 0.056448 | 0.001 | 10 | System Off | 0 | 0
8457 | 8457 | 2012-12-18 08:59 | 5.59 | 8.89 | 8.89 | 5.59 | 189.45 | 150.84 | 67 | 14.73 | 196.57 | 0.75 | 0.77 | 0.75 | 0.05 | 112.17 | 0 | 0 | 52.4 | 0.18435 | 0.056448 | 0.007 | 10.45 | System Off | 1 | 0
8458 | 8458 | 2012-12-18 09:59 | 5.96 | 7.67 | 7.67 | 5.96 | 98.45 | 61.45 | 35 | 14.65 | 104.8 | 0.56 | 0.59 | 0.57 | 0.02 | 42.07 | 0 | 0 | 27.41 | 0.18322 | 0.056448 | 0.004 | 11.43 | System Off | 0 | 0
8459 | 8459 | 2012-12-18 10:59 | 6.33 | 8.6 | 8.6 | 6.33 | 134.8 | 97.16 | 48 | 14.63 | 141.75 | 0.83 | 0.69 | 0.67 | 0.04 | 61.22 | 0 | 0 | 37.6 | 0.18442 | 0.056448 | 0.005 | 10.42 | System Off | 0 | 0
8460 | 8460 | 2012-12-18 11:59 | 6.7 | 9.12 | 9.12 | 6.7 | 146.81 | 108.96 | 52 | 14.7 | 153.9 | 0.76 | 0.71 | 0.69 | 0.04 | 64.86 | 0 | 0 | 40.69 | 0.18256 | 0.056448 | 0.005 | 9.62 | System Off | 0 | 0
8461 | 8461 | 2012-12-18 12:59 | 6.45 | 7.82 | 7.82 | 6.45 | 78.93 | 42.28 | 28 | 14.68 | 84.79 | 0.69 | 0.5 | 0.49 | 0.02 | 27.08 | 0 | 0 | 21.92 | 0.18355 | 0.056448 | 0.003 | 10.71 | System Off | 0 | 0
8462 | 8462 | 2012-12-18 13:59 | 6.2 | 8.71 | 8.71 | 6.2 | 143.76 | 105.97 | 51 | 14.68 | 150.8 | 0.78 | 0.7 | 0.69 | 0.04 | 78.51 | 0 | 0 | 39.92 | 0.18439 | 0.056448 | 0.005 | 9.8 | System Off | 1 | 0
8463 | 8463 | 2012-12-18 14:59 | 5.96 | 5.96 | 5.96 | 5.96 | 0 | 0 | 0 | 0 | 0 | 0 | 0 | 0 | 0 | 0 | 0 | 0 | 0 | 0 | 0 | 0 | 0 | System Off | 0 | 0
8464 | 8464 | 2012-12-18 15:59 | 5.47 | 5.47 | 5.47 | 5.47 | 0 | 0 | 0 | 0 | 0 | 0 | 0 | 0 | 0 | 0 | 0 | 0 | 0 | 0 | 0 | 0 | 0 | System Off | 0 | 0
8465 | 8465 | 2012-12-18 16:59 | 4.97 | 4.97 | 4.97 | 4.97 | 0 | 0 | 0 | 0 | 0 | 0 | 0 | 0 | 0 | 0 | 0 | 0 | 0 | 0 | 0 | 0 | 0 | System Off | 0 | 0
8466 | 8466 | 2012-12-18 17:59 | 4.48 | 4.48 | 4.48 | 4.48 | 0 | 0 | 0 | 0 | 0 | 0 | 0 | 0 | 0 | 0 | 0 | 0 | 0 | 0 | 0 | 0 | 0 | System Off | 0 | 0
8467 | 8467 | 2012-12-18 18:59 | 4.17 | 4.17 | 4.17 | 4.17 | 0 | 0 | 0 | 0 | 0 | 0 | 0 | 0 | 0 | 0 | 0 | 0 | 0 | 0 | 0 | 0 | 0 | System Off | 0 | 0
8468 | 8468 | 2012-12-18 19:59 | 3.85 | 3.85 | 3.85 | 3.85 | 0 | 0 | 0 | 0 | 0 | 0 | 0 | 0 | 0 | 0 | 0 | 0 | 0 | 0 | 0 | 0 | 0 | System Off | 0 | 0
8469 | 8469 | 2012-12-18 20:59 | 3.53 | 3.53 | 3.53 | 3.53 | 0 | 0 | 0 | 0 | 0 | 0 | 0 | 0 | 0 | 0 | 0 | 0 | 0 | 0 | 0 | 0 | 0 | System Off | 0 | 0
8470 | 8470 | 2012-12-18 21:59 | 3.8 | 3.8 | 3.8 | 3.8 | 0 | 0 | 0 | 0 | 0 | 0 | 0 | 0 | 0 | 0 | 0 | 0 | 0 | 0 | 0 | 0 | 0 | System Off | 0 | 0
8471 | 8471 | 2012-12-18 22:59 | 4.07 | 4.07 | 4.07 | 4.07 | 0 | 0 | 0 | 0 | 0 | 0 | 0 | 0 | 0 | 0 | 0 | 0 | 0 | 0 | 0 | 0 | 0 | System Off | 0 | 0
8472 | 8472 | 2012-12-18 23:59 | 4.35 | 4.35 | 4.35 | 4.35 | 0 | 0 | 0 | 0 | 0 | 0 | 0 | 0 | 0 | 0 | 0 | 0 | 0 | 0 | 0 | 0 | 0 | System Off | 0 | 0
8473 | 8473 | 2012-12-19 00:59 | 4.41 | 4.41 | 4.41 | 4.41 | 0 | 0 | 0 | 0 | 0 | 0 | 0 | 0 | 0 | 0 | 0 | 0 | 0 | 0 | 0 | 0 | 0 | System Off | 0 | 0
8474 | 8474 | 2012-12-19 01:59 | 4.48 | 4.48 | 4.48 | 4.48 | 0 | 0 | 0 | 0 | 0 | 0 | 0 | 0 | 0 | 0 | 0 | 0 | 0 | 0 | 0 | 0 | 0 | System Off | 0 | 0
8475 | 8475 | 2012-12-19 02:59 | 4.54 | 4.54 | 4.54 | 4.54 | 0 | 0 | 0 | 0 | 0 | 0 | 0 | 0 | 0 | 0 | 0 | 0 | 0 | 0 | 0 | 0 | 0 | System Off | 0 | 0
8476 | 8476 | 2012-12-19 03:59 | 4.55 | 4.55 | 4.55 | 4.55 | 0 | 0 | 0 | 0 | 0 | 0 | 0 | 0 | 0 | 0 | 0 | 0 | 0 | 0 | 0 | 0 | 0 | System Off | 0 | 0
8477 | 8477 | 2012-12-19 04:59 | 4.56 | 4.56 | 4.56 | 4.56 | 0 | 0 | 0 | 0 | 0 | 0 | 0 | 0 | 0 | 0 | 0 | 0 | 0 | 0 | 0 | 0 | 0 | System Off | 0 | 0
8478 | 8478 | 2012-12-19 05:59 | 4.57 | 4.57 | 4.57 | 4.57 | 0 | 0 | 0 | 0 | 0 | 0 | 0 | 0 | 0 | 0 | 0 | 0 | 0 | 0 | 0 | 0 | 0 | System Off | 0 | 0
8479 | 8479 | 2012-12-19 06:59 | 4.8 | 4.8 | 4.8 | 4.8 | 0 | 0 | 0 | 0 | 0 | 0 | 0 | 0 | 0 | 0 | 0 | 0 | 0 | 0 | 0 | 0 | 0 | System Off | 0 | 0
8480 | 8480 | 2012-12-19 07:59 | 5.03 | 5.42 | 5.42 | 5.03 | 19.92 | 0 | 7 | 14.82 | 22.64 | 0 | 0 | 0 | 0 | 0 | 0 | 0 | 5.47 | 0.18045 | 0.056448 | 0.001 | 14.29 | System Off | 0 | 0
8481 | 8481 | 2012-12-19 08:59 | 5.26 | 7.12 | 7.12 | 5.26 | 103.6 | 66.52 | 37 | 14.58 | 110 | 0.54 | 0.6 | 0.59 | 0.02 | 49.47 | 0 | 0 | 29 | 0.18233 | 0.056448 | 0.004 | 10.81 | System Off | 0 | 0
8482 | 8482 | 2012-12-19 09:59 | 5.57 | 8.48 | 8.48 | 5.57 | 164.57 | 126.41 | 58 | 14.78 | 171.67 | 0.86 | 0.74 | 0.72 | 0.05 | 86.53 | 0 | 0 | 45.33 | 0.18386 | 0.056448 | 0.006 | 10.34 | System Off | 1 | 0
8483 | 8483 | 2012-12-19 10:59 | 5.88 | 9.33 | 9.33 | 5.88 | 196.25 | 157.52 | 69 | 14.81 | 203.4 | 0.86 | 0.77 | 0.76 | 0.06 | 99.26 | 0 | 0 | 53.9 | 0.18487 | 0.056448 | 0.007 | 10.14 | System Off | 1 | 0
8484 | 8484 | 2012-12-19 11:59 | 6.19 | 9.72 | 9.72 | 6.19 | 201.1 | 162.28 | 71 | 14.75 | 208.27 | 0.84 | 0.78 | 0.76 | 0.06 | 96.6 | 0 | 0 | 55.5 | 0.18542 | 0.056448 | 0.007 | 9.86 | System Off | 1 | 0
8485 | 8485 | 2012-12-19 12:59 | 5.99 | 8.08 | 8.08 | 5.99 | 115.41 | 78.11 | 41 | 14.66 | 122.09 | 0.72 | 0.64 | 0.63 | 0.03 | 50.04 | 0 | 0 | 32.1 | 0.18357 | 0.056448 | 0.004 | 9.76 | System Off | 0 | 0
8486 | 8486 | 2012-12-19 13:59 | 5.79 | 8.71 | 8.71 | 5.79 | 161.81 | 123.7 | 57 | 14.79 | 168.93 | 0.7 | 0.73 | 0.72 | 0.04 | 91.65 | 0 | 0 | 44.55 | 0.18412 | 0.056448 | 0.006 | 10.53 | System Off | 1 | 0
8487 | 8487 | 2012-12-19 14:59 | 5.59 | 5.59 | 5.59 | 5.59 | 0 | 0 | 0 | 0 | 0 | 0 | 0 | 0 | 0 | 0 | 0 | 0 | 0 | 0 | 0 | 0 | 0 | System Off | 0 | 0
8488 | 8488 | 2012-12-19 15:59 | 4.72 | 4.72 | 4.72 | 4.72 | 0 | 0 | 0 | 0 | 0 | 0 | 0 | 0 | 0 | 0 | 0 | 0 | 0 | 0 | 0 | 0 | 0 | System Off | 0 | 0
8489 | 8489 | 2012-12-19 16:59 | 3.84 | 3.84 | 3.84 | 3.84 | 0 | 0 | 0 | 0 | 0 | 0 | 0 | 0 | 0 | 0 | 0 | 0 | 0 | 0 | 0 | 0 | 0 | System Off | 0 | 0
8490 | 8490 | 2012-12-19 17:59 | 2.97 | 2.97 | 2.97 | 2.97 | 0 | 0 | 0 | 0 | 0 | 0 | 0 | 0 | 0 | 0 | 0 | 0 | 0 | 0 | 0 | 0 | 0 | System Off | 0 | 0
8491 | 8491 | 2012-12-19 18:59 | 2.96 | 2.96 | 2.96 | 2.96 | 0 | 0 | 0 | 0 | 0 | 0 | 0 | 0 | 0 | 0 | 0 | 0 | 0 | 0 | 0 | 0 | 0 | System Off | 0 | 0
8492 | 8492 | 2012-12-19 19:59 | 2.95 | 2.95 | 2.95 | 2.95 | 0 | 0 | 0 | 0 | 0 | 0 | 0 | 0 | 0 | 0 | 0 | 0 | 0 | 0 | 0 | 0 | 0 | System Off | 0 | 0
8493 | 8493 | 2012-12-19 20:59 | 2.94 | 2.94 | 2.94 | 2.94 | 0 | 0 | 0 | 0 | 0 | 0 | 0 | 0 | 0 | 0 | 0 | 0 | 0 | 0 | 0 | 0 | 0 | System Off | 0 | 0
8494 | 8494 | 2012-12-19 21:59 | 3.01 | 3.01 | 3.01 | 3.01 | 0 | 0 | 0 | 0 | 0 | 0 | 0 | 0 | 0 | 0 | 0 | 0 | 0 | 0 | 0 | 0 | 0 | System Off | 0 | 0
8495 | 8495 | 2012-12-19 22:59 | 3.08 | 3.08 | 3.08 | 3.08 | 0 | 0 | 0 | 0 | 0 | 0 | 0 | 0 | 0 | 0 | 0 | 0 | 0 | 0 | 0 | 0 | 0 | System Off | 0 | 0
8496 | 8496 | 2012-12-19 23:59 | 3.15 | 3.15 | 3.15 | 3.15 | 0 | 0 | 0 | 0 | 0 | 0 | 0 | 0 | 0 | 0 | 0 | 0 | 0 | 0 | 0 | 0 | 0 | System Off | 0 | 0
8497 | 8497 | 2012-12-20 00:59 | 3.02 | 3.02 | 3.02 | 3.02 | 0 | 0 | 0 | 0 | 0 | 0 | 0 | 0 | 0 | 0 | 0 | 0 | 0 | 0 | 0 | 0 | 0 | System Off | 0 | 0
8498 | 8498 | 2012-12-20 01:59 | 2.89 | 2.89 | 2.89 | 2.89 | 0 | 0 | 0 | 0 | 0 | 0 | 0 | 0 | 0 | 0 | 0 | 0 | 0 | 0 | 0 | 0 | 0 | System Off | 0 | 0
8499 | 8499 | 2012-12-20 02:59 | 2.76 | 2.76 | 2.76 | 2.76 | 0 | 0 | 0 | 0 | 0 | 0 | 0 | 0 | 0 | 0 | 0 | 0 | 0 | 0 | 0 | 0 | 0 | System Off | 0 | 0
8500 | 8500 | 2012-12-20 03:59 | 2.5 | 2.5 | 2.5 | 2.5 | 0 | 0 | 0 | 0 | 0 | 0 | 0 | 0 | 0 | 0 | 0 | 0 | 0 | 0 | 0 | 0 | 0 | System Off | 0 | 0
8501 | 8501 | 2012-12-20 04:59 | 2.24 | 2.24 | 2.24 | 2.24 | 0 | 0 | 0 | 0 | 0 | 0 | 0 | 0 | 0 | 0 | 0 | 0 | 0 | 0 | 0 | 0 | 0 | System Off | 0 | 0
8502 | 8502 | 2012-12-20 05:59 | 1.97 | 1.97 | 1.97 | 1.97 | 0 | 0 | 0 | 0 | 0 | 0 | 0 | 0 | 0 | 0 | 0 | 0 | 0 | 0 | 0 | 0 | 0 | System Off | 0 | 0
8503 | 8503 | 2012-12-20 06:59 | 2.17 | 2.17 | 2.17 | 2.17 | 0 | 0 | 0 | 0 | 0 | 0 | 0 | 0 | 0 | 0 | 0 | 0 | 0 | 0 | 0 | 0 | 0 | System Off | 0 | 0
8504 | 8504 | 2012-12-20 07:59 | 2.37 | 3.07 | 3.07 | 2.37 | 53.17 | 16.96 | 19 | 14.58 | 57.82 | 0.52 | 0.29 | 0.29 | 0.01 | 14.88 | 0 | 0 | 14.9 | 0.17735 | 0.056448 | 0.002 | 10.53 | System Off | 0 | 0
8505 | 8505 | 2012-12-20 08:59 | 2.56 | 5.78 | 5.78 | 2.56 | 264.39 | 224.41 | 91 | 15.13 | 270.44 | 0.88 | 0.83 | 0.81 | 0.08 | 166.89 | 0 | 0 | 70.81 | 0.18128 | 0.056448 | 0.009 | 9.89 | System Off | 1 | 0
8506 | 8506 | 2012-12-20 09:59 | 2.94 | 9.09 | 9.09 | 2.94 | 522.55 | 477.65 | 178 | 15.29 | 522.13 | 0.95 | 0.91 | 0.9 | 0.17 | 326.97 | 0 | 0 | 138.15 | 0.17841 | 0.056448 | 0.018 | 10.11 | System Off | 1 | 0
8507 | 8507 | 2012-12-20 10:59 | 3.33 | 8.44 | 8.44 | 3.33 | 431.68 | 388.56 | 147 | 15.29 | 434.16 | 0.95 | 0.89 | 0.88 | 0.14 | 244.84 | 0 | 0 | 114.11 | 0.18522 | 0.056448 | 0.015 | 10.2 | System Off | 1 | 0
8508 | 8508 | 2012-12-20 11:59 | 3.71 | 7.06 | 7.06 | 3.71 | 281.54 | 241.25 | 97 | 15.12 | 287.46 | 0.92 | 0.84 | 0.82 | 0.09 | 143.6 | 0 | 0 | 75.5 | 0.18321 | 0.056448 | 0.01 | 10.31 | System Off | 1 | 0
8509 | 8509 | 2012-12-20 12:59 | 3.51 | 4.89 | 4.89 | 3.51 | 112.07 | 74.83 | 39 | 14.97 | 118.43 | 0.75 | 0.63 | 0.62 | 0.03 | 47.94 | 0 | 0 | 30.42 | 0.17996 | 0.056448 | 0.004 | 10.26 | System Off | 0 | 0
8510 | 8510 | 2012-12-20 13:59 | 3.31 | 4.4 | 4.4 | 3.31 | 87.54 | 50.73 | 31 | 14.71 | 93.4 | 0.64 | 0.54 | 0.53 | 0.02 | 37.59 | 0 | 0 | 24.26 | 0.17928 | 0.056448 | 0.003 | 9.68 | System Off | 0 | 0
8511 | 8511 | 2012-12-20 14:59 | 3.12 | 3.12 | 3.12 | 3.12 | 0 | 0 | 0 | 0 | 0 | 0 | 0 | 0 | 0 | 0 | 0 | 0 | 0 | 0 | 0 | 0 | 0 | System Off | 0 | 0
8512 | 8512 | 2012-12-20 15:59 | 3.05 | 3.05 | 3.05 | 3.05 | 0 | 0 | 0 | 0 | 0 | 0 | 0 | 0 | 0 | 0 | 0 | 0 | 0 | 0 | 0 | 0 | 0 | System Off | 0 | 0
8513 | 8513 | 2012-12-20 16:59 | 2.98 | 2.98 | 2.98 | 2.98 | 0 | 0 | 0 | 0 | 0 | 0 | 0 | 0 | 0 | 0 | 0 | 0 | 0 | 0 | 0 | 0 | 0 | System Off | 0 | 0
8514 | 8514 | 2012-12-20 17:59 | 2.91 | 2.91 | 2.91 | 2.91 | 0 | 0 | 0 | 0 | 0 | 0 | 0 | 0 | 0 | 0 | 0 | 0 | 0 | 0 | 0 | 0 | 0 | System Off | 0 | 0
8515 | 8515 | 2012-12-20 18:59 | 3.24 | 3.24 | 3.24 | 3.24 | 0 | 0 | 0 | 0 | 0 | 0 | 0 | 0 | 0 | 0 | 0 | 0 | 0 | 0 | 0 | 0 | 0 | System Off | 0 | 0
8516 | 8516 | 2012-12-20 19:59 | 3.56 | 3.56 | 3.56 | 3.56 | 0 | 0 | 0 | 0 | 0 | 0 | 0 | 0 | 0 | 0 | 0 | 0 | 0 | 0 | 0 | 0 | 0 | System Off | 0 | 0
8517 | 8517 | 2012-12-20 20:59 | 3.89 | 3.89 | 3.89 | 3.89 | 0 | 0 | 0 | 0 | 0 | 0 | 0 | 0 | 0 | 0 | 0 | 0 | 0 | 0 | 0 | 0 | 0 | System Off | 0 | 0
8518 | 8518 | 2012-12-20 21:59 | 4.56 | 4.56 | 4.56 | 4.56 | 0 | 0 | 0 | 0 | 0 | 0 | 0 | 0 | 0 | 0 | 0 | 0 | 0 | 0 | 0 | 0 | 0 | System Off | 0 | 0
8519 | 8519 | 2012-12-20 22:59 | 5.23 | 5.23 | 5.23 | 5.23 | 0 | 0 | 0 | 0 | 0 | 0 | 0 | 0 | 0 | 0 | 0 | 0 | 0 | 0 | 0 | 0 | 0 | System Off | 0 | 0
8520 | 8520 | 2012-12-20 23:59 | 5.9 | 5.9 | 5.9 | 5.9 | 0 | 0 | 0 | 0 | 0 | 0 | 0 | 0 | 0 | 0 | 0 | 0 | 0 | 0 | 0 | 0 | 0 | System Off | 0 | 0
8521 | 8521 | 2012-12-21 00:59 | 5.86 | 5.86 | 5.86 | 5.86 | 0 | 0 | 0 | 0 | 0 | 0 | 0 | 0 | 0 | 0 | 0 | 0 | 0 | 0 | 0 | 0 | 0 | System Off | 0 | 0
8522 | 8522 | 2012-12-21 01:59 | 5.82 | 5.82 | 5.82 | 5.82 | 0 | 0 | 0 | 0 | 0 | 0 | 0 | 0 | 0 | 0 | 0 | 0 | 0 | 0 | 0 | 0 | 0 | System Off | 0 | 0
8523 | 8523 | 2012-12-21 02:59 | 5.77 | 5.77 | 5.77 | 5.77 | 0 | 0 | 0 | 0 | 0 | 0 | 0 | 0 | 0 | 0 | 0 | 0 | 0 | 0 | 0 | 0 | 0 | System Off | 0 | 0
8524 | 8524 | 2012-12-21 03:59 | 6.19 | 6.19 | 6.19 | 6.19 | 0 | 0 | 0 | 0 | 0 | 0 | 0 | 0 | 0 | 0 | 0 | 0 | 0 | 0 | 0 | 0 | 0 | System Off | 0 | 0
8525 | 8525 | 2012-12-21 04:59 | 6.6 | 6.6 | 6.6 | 6.6 | 0 | 0 | 0 | 0 | 0 | 0 | 0 | 0 | 0 | 0 | 0 | 0 | 0 | 0 | 0 | 0 | 0 | System Off | 0 | 0
8526 | 8526 | 2012-12-21 05:59 | 7.01 | 7.01 | 7.01 | 7.01 | 0 | 0 | 0 | 0 | 0 | 0 | 0 | 0 | 0 | 0 | 0 | 0 | 0 | 0 | 0 | 0 | 0 | System Off | 0 | 0
8527 | 8527 | 2012-12-21 06:59 | 7.29 | 7.29 | 7.29 | 7.29 | 0 | 0 | 0 | 0 | 0 | 0 | 0 | 0 | 0 | 0 | 0 | 0 | 0 | 0 | 0 | 0 | 0 | System Off | 0 | 0
8528 | 8528 | 2012-12-21 07:59 | 7.57 | 8.22 | 8.22 | 7.57 | 33.51 | 0 | 12 | 14.54 | 37.35 | 0 | 0 | 0 | 0 | 0 | 0 | 0 | 9.41 | 0.18172 | 0.056448 | 0.001 | 8.33 | System Off | 0 | 0
8529 | 8529 | 2012-12-21 08:59 | 7.84 | 9.57 | 9.57 | 7.84 | 87.94 | 51.13 | 32 | 14.31 | 94.18 | 0.62 | 0.54 | 0.53 | 0.02 | 38.02 | 0 | 0 | 25.17 | 0.18315 | 0.056448 | 0.003 | 9.38 | System Off | 0 | 0
8530 | 8530 | 2012-12-21 09:59 | 8.02 | 10.51 | 10.51 | 8.02 | 133.68 | 96.07 | 48 | 14.51 | 140.79 | 0.62 | 0.68 | 0.67 | 0.03 | 65.76 | 0 | 0 | 37.65 | 0.17638 | 0.056448 | 0.005 | 10.42 | System Off | 0 | 0
8531 | 8531 | 2012-12-21 10:59 | 8.19 | 9.49 | 9.49 | 8.19 | 71.13 | 34.61 | 26 | 14.25 | 76.85 | 0.38 | 0.45 | 0.44 | 0.01 | 21.81 | 0 | 0 | 20.47 | 0.18333 | 0.056448 | 0.003 | 11.54 | System Off | 0 | 0
8532 | 8532 | 2012-12-21 11:59 | 8.37 | 9.34 | 9.34 | 8.37 | 54.48 | 18.25 | 20 | 14.19 | 59.53 | 0.49 | 0.31 | 0.3 | 0.01 | 10.86 | 0 | 0 | 15.76 | 0.18327 | 0.056448 | 0.002 | 10 | System Off | 0 | 0
8533 | 8533 | 2012-12-21 12:59 | 7.95 | 9.24 | 9.24 | 7.95 | 73.61 | 37.05 | 27 | 14.2 | 79.4 | 0.37 | 0.47 | 0.46 | 0.01 | 23.73 | 0 | 0 | 21.27 | 0.18304 | 0.056448 | 0.003 | 11.11 | System Off | 0 | 0
8534 | 8534 | 2012-12-21 13:59 | 7.53 | 9.6 | 9.6 | 7.53 | 120.59 | 83.2 | 43 | 14.61 | 127.46 | 0.69 | 0.65 | 0.64 | 0.03 | 61.64 | 0 | 0 | 33.69 | 0.18328 | 0.056448 | 0.004 | 9.3 | System Off | 0 | 0
8535 | 8535 | 2012-12-21 14:59 | 7.11 | 7.11 | 7.11 | 7.11 | 0 | 0 | 0 | 0 | 0 | 0 | 0 | 0 | 0 | 0 | 0 | 0 | 0 | 0 | 0 | 0 | 0 | System Off | 0 | 0
8536 | 8536 | 2012-12-21 15:59 | 6.97 | 6.97 | 6.97 | 6.97 | 0 | 0 | 0 | 0 | 0 | 0 | 0 | 0 | 0 | 0 | 0 | 0 | 0 | 0 | 0 | 0 | 0 | System Off | 0 | 0
8537 | 8537 | 2012-12-21 16:59 | 6.82 | 6.82 | 6.82 | 6.82 | 0 | 0 | 0 | 0 | 0 | 0 | 0 | 0 | 0 | 0 | 0 | 0 | 0 | 0 | 0 | 0 | 0 | System Off | 0 | 0
8538 | 8538 | 2012-12-21 17:59 | 6.68 | 6.68 | 6.68 | 6.68 | 0 | 0 | 0 | 0 | 0 | 0 | 0 | 0 | 0 | 0 | 0 | 0 | 0 | 0 | 0 | 0 | 0 | System Off | 0 | 0
8539 | 8539 | 2012-12-21 18:59 | 6.57 | 6.57 | 6.57 | 6.57 | 0 | 0 | 0 | 0 | 0 | 0 | 0 | 0 | 0 | 0 | 0 | 0 | 0 | 0 | 0 | 0 | 0 | System Off | 0 | 0
8540 | 8540 | 2012-12-21 19:59 | 6.46 | 6.46 | 6.46 | 6.46 | 0 | 0 | 0 | 0 | 0 | 0 | 0 | 0 | 0 | 0 | 0 | 0 | 0 | 0 | 0 | 0 | 0 | System Off | 0 | 0
8541 | 8541 | 2012-12-21 20:59 | 6.35 | 6.35 | 6.35 | 6.35 | 0 | 0 | 0 | 0 | 0 | 0 | 0 | 0 | 0 | 0 | 0 | 0 | 0 | 0 | 0 | 0 | 0 | System Off | 0 | 0
8542 | 8542 | 2012-12-21 21:59 | 6.31 | 6.31 | 6.31 | 6.31 | 0 | 0 | 0 | 0 | 0 | 0 | 0 | 0 | 0 | 0 | 0 | 0 | 0 | 0 | 0 | 0 | 0 | System Off | 0 | 0
8543 | 8543 | 2012-12-21 22:59 | 6.28 | 6.28 | 6.28 | 6.28 | 0 | 0 | 0 | 0 | 0 | 0 | 0 | 0 | 0 | 0 | 0 | 0 | 0 | 0 | 0 | 0 | 0 | System Off | 0 | 0
8544 | 8544 | 2012-12-21 23:59 | 6.25 | 6.25 | 6.25 | 6.25 | 0 | 0 | 0 | 0 | 0 | 0 | 0 | 0 | 0 | 0 | 0 | 0 | 0 | 0 | 0 | 0 | 0 | System Off | 0 | 0
8545 | 8545 | 2012-12-22 00:59 | 6.3 | 6.3 | 6.3 | 6.3 | 0 | 0 | 0 | 0 | 0 | 0 | 0 | 0 | 0 | 0 | 0 | 0 | 0 | 0 | 0 | 0 | 0 | System Off | 0 | 0
8546 | 8546 | 2012-12-22 01:59 | 6.35 | 6.35 | 6.35 | 6.35 | 0 | 0 | 0 | 0 | 0 | 0 | 0 | 0 | 0 | 0 | 0 | 0 | 0 | 0 | 0 | 0 | 0 | System Off | 0 | 0
8547 | 8547 | 2012-12-22 02:59 | 6.39 | 6.39 | 6.39 | 6.39 | 0 | 0 | 0 | 0 | 0 | 0 | 0 | 0 | 0 | 0 | 0 | 0 | 0 | 0 | 0 | 0 | 0 | System Off | 0 | 0
8548 | 8548 | 2012-12-22 03:59 | 6.24 | 6.24 | 6.24 | 6.24 | 0 | 0 | 0 | 0 | 0 | 0 | 0 | 0 | 0 | 0 | 0 | 0 | 0 | 0 | 0 | 0 | 0 | System Off | 0 | 0
8549 | 8549 | 2012-12-22 04:59 | 6.08 | 6.08 | 6.08 | 6.08 | 0 | 0 | 0 | 0 | 0 | 0 | 0 | 0 | 0 | 0 | 0 | 0 | 0 | 0 | 0 | 0 | 0 | System Off | 0 | 0
8550 | 8550 | 2012-12-22 05:59 | 5.92 | 5.92 | 5.92 | 5.92 | 0 | 0 | 0 | 0 | 0 | 0 | 0 | 0 | 0 | 0 | 0 | 0 | 0 | 0 | 0 | 0 | 0 | System Off | 0 | 0
8551 | 8551 | 2012-12-22 06:59 | 5.94 | 5.94 | 5.94 | 5.94 | 0 | 0 | 0 | 0 | 0 | 0 | 0 | 0 | 0 | 0 | 0 | 0 | 0 | 0 | 0 | 0 | 0 | System Off | 0 | 0
8552 | 8552 | 2012-12-22 07:59 | 5.96 | 6.54 | 6.54 | 5.96 | 33.79 | 0 | 12 | 14.67 | 37.58 | 0 | 0 | 0 | 0 | 0 | 0 | 0 | 9.4 | 0.18202 | 0.056448 | 0.001 | 8.33 | System Off | 0 | 0
8553 | 8553 | 2012-12-22 08:59 | 5.97 | 8.3 | 8.3 | 5.97 | 143.96 | 106.16 | 51 | 14.7 | 150.96 | 0.78 | 0.7 | 0.69 | 0.04 | 78.95 | 0 | 0 | 39.91 | 0.18406 | 0.056448 | 0.005 | 9.8 | System Off | 1 | 0
8554 | 8554 | 2012-12-22 09:59 | 6.03 | 10.28 | 10.28 | 6.03 | 274.63 | 234.46 | 96 | 14.9 | 281.07 | 0.83 | 0.83 | 0.82 | 0.08 | 160.5 | 0 | 0 | 74.9 | 0.17603 | 0.056448 | 0.01 | 10.42 | System Off | 1 | 0
8555 | 8555 | 2012-12-22 10:59 | 6.09 | 11.73 | 11.73 | 6.09 | 376.75 | 334.67 | 131 | 14.98 | 381.19 | 0.91 | 0.88 | 0.86 | 0.12 | 210.88 | 0 | 0 | 102.07 | 0.17785 | 0.056448 | 0.013 | 9.92 | System Off | 1 | 0
8556 | 8556 | 2012-12-22 11:59 | 6.15 | 9.19 | 9.19 | 6.15 | 204.06 | 165.19 | 72 | 14.76 | 211.15 | 0.83 | 0.78 | 0.77 | 0.06 | 98.33 | 0 | 0 | 56.29 | 0.18541 | 0.056448 | 0.007 | 9.72 | System Off | 1 | 0
8557 | 8557 | 2012-12-22 12:59 | 6.43 | 8.01 | 8.01 | 6.43 | 105.63 | 68.51 | 38 | 14.48 | 112.15 | 0.52 | 0.61 | 0.6 | 0.02 | 43.89 | 0 | 0 | 29.83 | 0.18405 | 0.056448 | 0.004 | 10.53 | System Off | 0 | 0
8558 | 8558 | 2012-12-22 13:59 | 6.7 | 7.78 | 7.78 | 6.7 | 71.69 | 35.16 | 26 | 14.36 | 77.32 | 0.38 | 0.45 | 0.45 | 0.01 | 26.05 | 0 | 0 | 20.44 | 0.18381 | 0.056448 | 0.003 | 11.54 | System Off | 0 | 0
8559 | 8559 | 2012-12-22 14:59 | 6.98 | 6.98 | 6.98 | 6.98 | 0 | 0 | 0 | 0 | 0 | 0 | 0 | 0 | 0 | 0 | 0 | 0 | 0 | 0 | 0 | 0 | 0 | System Off | 0 | 0
8560 | 8560 | 2012-12-22 15:59 | 6.9 | 6.9 | 6.9 | 6.9 | 0 | 0 | 0 | 0 | 0 | 0 | 0 | 0 | 0 | 0 | 0 | 0 | 0 | 0 | 0 | 0 | 0 | System Off | 0 | 0
8561 | 8561 | 2012-12-22 16:59 | 6.82 | 6.82 | 6.82 | 6.82 | 0 | 0 | 0 | 0 | 0 | 0 | 0 | 0 | 0 | 0 | 0 | 0 | 0 | 0 | 0 | 0 | 0 | System Off | 0 | 0
8562 | 8562 | 2012-12-22 17:59 | 6.74 | 6.74 | 6.74 | 6.74 | 0 | 0 | 0 | 0 | 0 | 0 | 0 | 0 | 0 | 0 | 0 | 0 | 0 | 0 | 0 | 0 | 0 | System Off | 0 | 0
8563 | 8563 | 2012-12-22 18:59 | 7.6 | 7.6 | 7.6 | 7.6 | 0 | 0 | 0 | 0 | 0 | 0 | 0 | 0 | 0 | 0 | 0 | 0 | 0 | 0 | 0 | 0 | 0 | System Off | 0 | 0
8564 | 8564 | 2012-12-22 19:59 | 8.45 | 8.45 | 8.45 | 8.45 | 0 | 0 | 0 | 0 | 0 | 0 | 0 | 0 | 0 | 0 | 0 | 0 | 0 | 0 | 0 | 0 | 0 | System Off | 0 | 0
8565 | 8565 | 2012-12-22 20:59 | 9.31 | 9.31 | 9.31 | 9.31 | 0 | 0 | 0 | 0 | 0 | 0 | 0 | 0 | 0 | 0 | 0 | 0 | 0 | 0 | 0 | 0 | 0 | System Off | 0 | 0
8566 | 8566 | 2012-12-22 21:59 | 10.39 | 10.39 | 10.39 | 10.39 | 0 | 0 | 0 | 0 | 0 | 0 | 0 | 0 | 0 | 0 | 0 | 0 | 0 | 0 | 0 | 0 | 0 | System Off | 0 | 0
8567 | 8567 | 2012-12-22 22:59 | 11.47 | 11.47 | 11.47 | 11.47 | 0 | 0 | 0 | 0 | 0 | 0 | 0 | 0 | 0 | 0 | 0 | 0 | 0 | 0 | 0 | 0 | 0 | System Off | 0 | 0
8568 | 8568 | 2012-12-22 23:59 | 12.55 | 12.55 | 12.55 | 12.55 | 0 | 0 | 0 | 0 | 0 | 0 | 0 | 0 | 0 | 0 | 0 | 0 | 0 | 0 | 0 | 0 | 0 | System Off | 0 | 0
8569 | 8569 | 2012-12-23 00:59 | 12.14 | 12.14 | 12.14 | 12.14 | 0 | 0 | 0 | 0 | 0 | 0 | 0 | 0 | 0 | 0 | 0 | 0 | 0 | 0 | 0 | 0 | 0 | System Off | 0 | 0
8570 | 8570 | 2012-12-23 01:59 | 11.74 | 11.74 | 11.74 | 11.74 | 0 | 0 | 0 | 0 | 0 | 0 | 0 | 0 | 0 | 0 | 0 | 0 | 0 | 0 | 0 | 0 | 0 | System Off | 0 | 0
8571 | 8571 | 2012-12-23 02:59 | 11.33 | 11.33 | 11.33 | 11.33 | 0 | 0 | 0 | 0 | 0 | 0 | 0 | 0 | 0 | 0 | 0 | 0 | 0 | 0 | 0 | 0 | 0 | System Off | 0 | 0
8572 | 8572 | 2012-12-23 03:59 | 11.44 | 11.44 | 11.44 | 11.44 | 0 | 0 | 0 | 0 | 0 | 0 | 0 | 0 | 0 | 0 | 0 | 0 | 0 | 0 | 0 | 0 | 0 | System Off | 0 | 0
8573 | 8573 | 2012-12-23 04:59 | 11.55 | 11.55 | 11.55 | 11.55 | 0 | 0 | 0 | 0 | 0 | 0 | 0 | 0 | 0 | 0 | 0 | 0 | 0 | 0 | 0 | 0 | 0 | System Off | 0 | 0
8574 | 8574 | 2012-12-23 05:59 | 11.66 | 11.66 | 11.66 | 11.66 | 0 | 0 | 0 | 0 | 0 | 0 | 0 | 0 | 0 | 0 | 0 | 0 | 0 | 0 | 0 | 0 | 0 | System Off | 0 | 0
8575 | 8575 | 2012-12-23 06:59 | 11.8 | 11.8 | 11.8 | 11.8 | 0 | 0 | 0 | 0 | 0 | 0 | 0 | 0 | 0 | 0 | 0 | 0 | 0 | 0 | 0 | 0 | 0 | System Off | 0 | 0
8576 | 8576 | 2012-12-23 07:59 | 11.94 | 12.06 | 12.06 | 11.94 | 8.22 | 0 | 3 | 14.27 | 9.83 | 0 | 0 | 0 | 0 | 0 | 0 | 0 | 2.36 | 0.17949 | 0.056448 | 0 | 0 | System Off | 0 | 0
8577 | 8577 | 2012-12-23 08:59 | 12.07 | 12.96 | 12.96 | 12.07 | 69.99 | 33.49 | 26 | 14.02 | 75.9 | 0.38 | 0.44 | 0.43 | 0.01 | 24.91 | 0 | 0 | 20.53 | 0.18086 | 0.056448 | 0.003 | 11.54 | System Off | 0 | 0
8578 | 8578 | 2012-12-23 09:59 | 12.18 | 12.73 | 12.73 | 12.18 | 41.99 | 5.97 | 16 | 13.67 | 46.56 | 0 | 0.13 | 0.13 | 0 | 4.09 | 0 | 0 | 12.69 | 0.1805 | 0.056448 | 0.002 | 12.5 | System Off | 0 | 0
8579 | 8579 | 2012-12-23 10:59 | 12.28 | 13.35 | 13.35 | 12.28 | 84.06 | 47.31 | 31 | 14.12 | 90.46 | 0.64 | 0.52 | 0.51 | 0.02 | 29.81 | 0 | 0 | 24.45 | 0.1814 | 0.056448 | 0.003 | 9.68 | System Off | 0 | 0
8580 | 8580 | 2012-12-23 11:59 | 12.39 | 13.46 | 13.46 | 12.39 | 84.01 | 47.27 | 31 | 14.11 | 90.42 | 0.64 | 0.52 | 0.51 | 0.02 | 28.14 | 0 | 0 | 24.45 | 0.18156 | 0.056448 | 0.003 | 9.68 | System Off | 0 | 0
8581 | 8581 | 2012-12-23 12:59 | 12.39 | 13.04 | 13.04 | 12.39 | 48.88 | 12.74 | 18 | 14.14 | 53.84 | 0 | 0.24 | 0.23 | 0 | 8.16 | 0 | 0 | 14.19 | 0.18089 | 0.056448 | 0.002 | 11.11 | System Off | 0 | 0
8582 | 8582 | 2012-12-23 13:59 | 12.39 | 13.21 | 13.21 | 12.39 | 60.51 | 24.17 | 22 | 14.33 | 66.04 | 0.44 | 0.37 | 0.36 | 0.01 | 17.91 | 0 | 0 | 17.31 | 0.18109 | 0.056448 | 0.002 | 9.09 | System Off | 0 | 0
8583 | 8583 | 2012-12-23 14:59 | 12.39 | 12.39 | 12.39 | 12.39 | 0 | 0 | 0 | 0 | 0 | 0 | 0 | 0 | 0 | 0 | 0 | 0 | 0 | 0 | 0 | 0 | 0 | System Off | 0 | 0
8584 | 8584 | 2012-12-23 15:59 | 12.34 | 12.34 | 12.34 | 12.34 | 0 | 0 | 0 | 0 | 0 | 0 | 0 | 0 | 0 | 0 | 0 | 0 | 0 | 0 | 0 | 0 | 0 | System Off | 0 | 0
8585 | 8585 | 2012-12-23 16:59 | 12.28 | 12.28 | 12.28 | 12.28 | 0 | 0 | 0 | 0 | 0 | 0 | 0 | 0 | 0 | 0 | 0 | 0 | 0 | 0 | 0 | 0 | 0 | System Off | 0 | 0
8586 | 8586 | 2012-12-23 17:59 | 12.23 | 12.23 | 12.23 | 12.23 | 0 | 0 | 0 | 0 | 0 | 0 | 0 | 0 | 0 | 0 | 0 | 0 | 0 | 0 | 0 | 0 | 0 | System Off | 0 | 0
8587 | 8587 | 2012-12-23 18:59 | 12.25 | 12.25 | 12.25 | 12.25 | 0 | 0 | 0 | 0 | 0 | 0 | 0 | 0 | 0 | 0 | 0 | 0 | 0 | 0 | 0 | 0 | 0 | System Off | 0 | 0
8588 | 8588 | 2012-12-23 19:59 | 12.26 | 12.26 | 12.26 | 12.26 | 0 | 0 | 0 | 0 | 0 | 0 | 0 | 0 | 0 | 0 | 0 | 0 | 0 | 0 | 0 | 0 | 0 | System Off | 0 | 0
8589 | 8589 | 2012-12-23 20:59 | 12.28 | 12.28 | 12.28 | 12.28 | 0 | 0 | 0 | 0 | 0 | 0 | 0 | 0 | 0 | 0 | 0 | 0 | 0 | 0 | 0 | 0 | 0 | System Off | 0 | 0
8590 | 8590 | 2012-12-23 21:59 | 12.12 | 12.12 | 12.12 | 12.12 | 0 | 0 | 0 | 0 | 0 | 0 | 0 | 0 | 0 | 0 | 0 | 0 | 0 | 0 | 0 | 0 | 0 | System Off | 0 | 0
8591 | 8591 | 2012-12-23 22:59 | 11.97 | 11.97 | 11.97 | 11.97 | 0 | 0 | 0 | 0 | 0 | 0 | 0 | 0 | 0 | 0 | 0 | 0 | 0 | 0 | 0 | 0 | 0 | System Off | 0 | 0
8592 | 8592 | 2012-12-23 23:59 | 11.82 | 11.82 | 11.82 | 11.82 | 0 | 0 | 0 | 0 | 0 | 0 | 0 | 0 | 0 | 0 | 0 | 0 | 0 | 0 | 0 | 0 | 0 | System Off | 0 | 0
8593 | 8593 | 2012-12-24 00:59 | 11.51 | 11.51 | 11.51 | 11.51 | 0 | 0 | 0 | 0 | 0 | 0 | 0 | 0 | 0 | 0 | 0 | 0 | 0 | 0 | 0 | 0 | 0 | System Off | 0 | 0
8594 | 8594 | 2012-12-24 01:59 | 11.21 | 11.21 | 11.21 | 11.21 | 0 | 0 | 0 | 0 | 0 | 0 | 0 | 0 | 0 | 0 | 0 | 0 | 0 | 0 | 0 | 0 | 0 | System Off | 0 | 0
8595 | 8595 | 2012-12-24 02:59 | 10.9 | 10.9 | 10.9 | 10.9 | 0 | 0 | 0 | 0 | 0 | 0 | 0 | 0 | 0 | 0 | 0 | 0 | 0 | 0 | 0 | 0 | 0 | System Off | 0 | 0
8596 | 8596 | 2012-12-24 03:59 | 10.69 | 10.69 | 10.69 | 10.69 | 0 | 0 | 0 | 0 | 0 | 0 | 0 | 0 | 0 | 0 | 0 | 0 | 0 | 0 | 0 | 0 | 0 | System Off | 0 | 0
8597 | 8597 | 2012-12-24 04:59 | 10.48 | 10.48 | 10.48 | 10.48 | 0 | 0 | 0 | 0 | 0 | 0 | 0 | 0 | 0 | 0 | 0 | 0 | 0 | 0 | 0 | 0 | 0 | System Off | 0 | 0
8598 | 8598 | 2012-12-24 05:59 | 10.27 | 10.27 | 10.27 | 10.27 | 0 | 0 | 0 | 0 | 0 | 0 | 0 | 0 | 0 | 0 | 0 | 0 | 0 | 0 | 0 | 0 | 0 | System Off | 0 | 0
8599 | 8599 | 2012-12-24 06:59 | 10.33 | 10.33 | 10.33 | 10.33 | 0 | 0 | 0 | 0 | 0 | 0 | 0 | 0 | 0 | 0 | 0 | 0 | 0 | 0 | 0 | 0 | 0 | System Off | 0 | 0
8600 | 8600 | 2012-12-24 07:59 | 10.39 | 10.96 | 10.96 | 10.39 | 30.77 | 0 | 11 | 14.57 | 34.52 | 0 | 0 | 0 | 0 | 0 | 0 | 0 | 8.63 | 0.17776 | 0.056448 | 0.001 | 9.09 | System Off | 0 | 0
8601 | 8601 | 2012-12-24 08:59 | 10.44 | 13.37 | 13.37 | 10.44 | 171.31 | 133.02 | 61 | 14.63 | 178.9 | 0.81 | 0.74 | 0.73 | 0.05 | 98.92 | 0 | 0 | 47.77 | 0.18036 | 0.056448 | 0.006 | 9.84 | System Off | 1 | 0
8602 | 8602 | 2012-12-24 09:59 | 10.87 | 16.74 | 16.74 | 10.87 | 361.15 | 319.37 | 128 | 14.7 | 366.68 | 0.93 | 0.87 | 0.85 | 0.12 | 218.62 | 0 | 0 | 100.08 | 0.18436 | 0.056448 | 0.013 | 10.16 | System Off | 1 | 0
8603 | 8603 | 2012-12-24 10:59 | 11.3 | 18.46 | 18.46 | 11.3 | 454.24 | 410.68 | 161 | 14.69 | 457.37 | 0.93 | 0.9 | 0.88 | 0.15 | 258.77 | 0 | 0 | 125.86 | 0.18665 | 0.056448 | 0.016 | 9.94 | System Off | 1 | 0
8604 | 8604 | 2012-12-24 11:59 | 11.73 | 19.27 | 19.27 | 11.73 | 493.02 | 448.7 | 175 | 14.67 | 495.01 | 0.91 | 0.91 | 0.89 | 0.16 | 267.08 | 0 | 0 | 136.83 | 0.18797 | 0.056448 | 0.018 | 10.29 | System Off | 1 | 0
8605 | 8605 | 2012-12-24 12:59 | 11.76 | 15.8 | 15.8 | 11.76 | 268.9 | 228.84 | 96 | 14.59 | 276.09 | 0.83 | 0.83 | 0.81 | 0.08 | 146.59 | 0 | 0 | 75.2 | 0.18399 | 0.056448 | 0.01 | 10.42 | System Off | 1 | 0
8606 | 8606 | 2012-12-24 13:59 | 11.79 | 14.13 | 14.13 | 11.79 | 158.96 | 120.89 | 57 | 14.52 | 166.6 | 0.69 | 0.73 | 0.71 | 0.04 | 89.57 | 0 | 0 | 44.71 | 0.18204 | 0.056448 | 0.006 | 10.53 | System Off | 1 | 0
8607 | 8607 | 2012-12-24 14:59 | 11.82 | 11.82 | 11.82 | 11.82 | 0 | 0 | 0 | 0 | 0 | 0 | 0 | 0 | 0 | 0 | 0 | 0 | 0 | 0 | 0 | 0 | 0 | System Off | 0 | 0
8608 | 8608 | 2012-12-24 15:59 | 11.75 | 11.75 | 11.75 | 11.75 | 0 | 0 | 0 | 0 | 0 | 0 | 0 | 0 | 0 | 0 | 0 | 0 | 0 | 0 | 0 | 0 | 0 | System Off | 0 | 0
8609 | 8609 | 2012-12-24 16:59 | 11.68 | 11.68 | 11.68 | 11.68 | 0 | 0 | 0 | 0 | 0 | 0 | 0 | 0 | 0 | 0 | 0 | 0 | 0 | 0 | 0 | 0 | 0 | System Off | 0 | 0
8610 | 8610 | 2012-12-24 17:59 | 11.61 | 11.61 | 11.61 | 11.61 | 0 | 0 | 0 | 0 | 0 | 0 | 0 | 0 | 0 | 0 | 0 | 0 | 0 | 0 | 0 | 0 | 0 | System Off | 0 | 0
8611 | 8611 | 2012-12-24 18:59 | 11.64 | 11.64 | 11.64 | 11.64 | 0 | 0 | 0 | 0 | 0 | 0 | 0 | 0 | 0 | 0 | 0 | 0 | 0 | 0 | 0 | 0 | 0 | System Off | 0 | 0
8612 | 8612 | 2012-12-24 19:59 | 11.67 | 11.67 | 11.67 | 11.67 | 0 | 0 | 0 | 0 | 0 | 0 | 0 | 0 | 0 | 0 | 0 | 0 | 0 | 0 | 0 | 0 | 0 | System Off | 0 | 0
8613 | 8613 | 2012-12-24 20:59 | 11.7 | 11.7 | 11.7 | 11.7 | 0 | 0 | 0 | 0 | 0 | 0 | 0 | 0 | 0 | 0 | 0 | 0 | 0 | 0 | 0 | 0 | 0 | System Off | 0 | 0
8614 | 8614 | 2012-12-24 21:59 | 11.69 | 11.69 | 11.69 | 11.69 | 0 | 0 | 0 | 0 | 0 | 0 | 0 | 0 | 0 | 0 | 0 | 0 | 0 | 0 | 0 | 0 | 0 | System Off | 0 | 0
8615 | 8615 | 2012-12-24 22:59 | 11.68 | 11.68 | 11.68 | 11.68 | 0 | 0 | 0 | 0 | 0 | 0 | 0 | 0 | 0 | 0 | 0 | 0 | 0 | 0 | 0 | 0 | 0 | System Off | 0 | 0
8616 | 8616 | 2012-12-24 23:59 | 11.68 | 11.68 | 11.68 | 11.68 | 0 | 0 | 0 | 0 | 0 | 0 | 0 | 0 | 0 | 0 | 0 | 0 | 0 | 0 | 0 | 0 | 0 | System Off | 0 | 0
8617 | 8617 | 2012-12-25 00:59 | 11.44 | 11.44 | 11.44 | 11.44 | 0 | 0 | 0 | 0 | 0 | 0 | 0 | 0 | 0 | 0 | 0 | 0 | 0 | 0 | 0 | 0 | 0 | System Off | 0 | 0
8618 | 8618 | 2012-12-25 01:59 | 11.21 | 11.21 | 11.21 | 11.21 | 0 | 0 | 0 | 0 | 0 | 0 | 0 | 0 | 0 | 0 | 0 | 0 | 0 | 0 | 0 | 0 | 0 | System Off | 0 | 0
8619 | 8619 | 2012-12-25 02:59 | 10.97 | 10.97 | 10.97 | 10.97 | 0 | 0 | 0 | 0 | 0 | 0 | 0 | 0 | 0 | 0 | 0 | 0 | 0 | 0 | 0 | 0 | 0 | System Off | 0 | 0
8620 | 8620 | 2012-12-25 03:59 | 10.97 | 10.97 | 10.97 | 10.97 | 0 | 0 | 0 | 0 | 0 | 0 | 0 | 0 | 0 | 0 | 0 | 0 | 0 | 0 | 0 | 0 | 0 | System Off | 0 | 0
8621 | 8621 | 2012-12-25 04:59 | 10.97 | 10.97 | 10.97 | 10.97 | 0 | 0 | 0 | 0 | 0 | 0 | 0 | 0 | 0 | 0 | 0 | 0 | 0 | 0 | 0 | 0 | 0 | System Off | 0 | 0
8622 | 8622 | 2012-12-25 05:59 | 10.96 | 10.96 | 10.96 | 10.96 | 0 | 0 | 0 | 0 | 0 | 0 | 0 | 0 | 0 | 0 | 0 | 0 | 0 | 0 | 0 | 0 | 0 | System Off | 0 | 0
8623 | 8623 | 2012-12-25 06:59 | 10.72 | 10.72 | 10.72 | 10.72 | 0 | 0 | 0 | 0 | 0 | 0 | 0 | 0 | 0 | 0 | 0 | 0 | 0 | 0 | 0 | 0 | 0 | System Off | 0 | 0
8624 | 8624 | 2012-12-25 07:59 | 10.48 | 10.69 | 10.69 | 10.48 | 14.9 | 0 | 5 | 15.52 | 17.28 | 0 | 0 | 0 | 0 | 0 | 0 | 0 | 3.87 | 0.17758 | 0.056448 | 0.001 | 20 | System Off | 0 | 0
8625 | 8625 | 2012-12-25 08:59 | 10.23 | 10.87 | 10.87 | 10.23 | 47.04 | 10.94 | 17 | 14.41 | 51.8 | 0 | 0.21 | 0.21 | 0 | 8.13 | 0 | 0 | 13.36 | 0.17785 | 0.056448 | 0.002 | 11.76 | System Off | 0 | 0
8626 | 8626 | 2012-12-25 09:59 | 10.09 | 11.06 | 11.06 | 10.09 | 70.61 | 34.1 | 26 | 14.14 | 76.42 | 0.38 | 0.45 | 0.44 | 0.01 | 23.34 | 0 | 0 | 20.5 | 0.17812 | 0.056448 | 0.003 | 11.54 | System Off | 0 | 0
8627 | 8627 | 2012-12-25 10:59 | 9.95 | 11.73 | 11.73 | 9.95 | 128.1 | 90.58 | 46 | 14.5 | 135.25 | 0.64 | 0.67 | 0.66 | 0.03 | 57.08 | 0 | 0 | 36.09 | 0.17893 | 0.056448 | 0.005 | 10.87 | System Off | 0 | 0
8628 | 8628 | 2012-12-25 11:59 | 9.81 | 13.77 | 13.77 | 9.81 | 284.1 | 243.76 | 100 | 14.8 | 290.79 | 0.89 | 0.84 | 0.82 | 0.09 | 145.1 | 0 | 0 | 78.13 | 0.18146 | 0.056448 | 0.01 | 10 | System Off | 1 | 0
8629 | 8629 | 2012-12-25 12:59 | 9.76 | 13.52 | 13.52 | 9.76 | 284.55 | 244.2 | 100 | 14.82 | 291.2 | 0.89 | 0.84 | 0.82 | 0.09 | 156.43 | 0 | 0 | 78.12 | 0.18139 | 0.056448 | 0.01 | 10 | System Off | 1 | 0
8630 | 8630 | 2012-12-25 13:59 | 9.7 | 12.58 | 12.58 | 9.7 | 229.2 | 189.87 | 81 | 14.74 | 236.47 | 0.86 | 0.8 | 0.79 | 0.07 | 140.67 | 0 | 0 | 63.35 | 0.18035 | 0.056448 | 0.008 | 9.88 | System Off | 1 | 0
8631 | 8631 | 2012-12-25 14:59 | 9.65 | 9.65 | 9.65 | 9.65 | 0 | 0 | 0 | 0 | 0 | 0 | 0 | 0 | 0 | 0 | 0 | 0 | 0 | 0 | 0 | 0 | 0 | System Off | 0 | 0
8632 | 8632 | 2012-12-25 15:59 | 9.38 | 9.38 | 9.38 | 9.38 | 0 | 0 | 0 | 0 | 0 | 0 | 0 | 0 | 0 | 0 | 0 | 0 | 0 | 0 | 0 | 0 | 0 | System Off | 0 | 0
8633 | 8633 | 2012-12-25 16:59 | 9.1 | 9.1 | 9.1 | 9.1 | 0 | 0 | 0 | 0 | 0 | 0 | 0 | 0 | 0 | 0 | 0 | 0 | 0 | 0 | 0 | 0 | 0 | System Off | 0 | 0
8634 | 8634 | 2012-12-25 17:59 | 8.83 | 8.83 | 8.83 | 8.83 | 0 | 0 | 0 | 0 | 0 | 0 | 0 | 0 | 0 | 0 | 0 | 0 | 0 | 0 | 0 | 0 | 0 | System Off | 0 | 0
8635 | 8635 | 2012-12-25 18:59 | 8.7 | 8.7 | 8.7 | 8.7 | 0 | 0 | 0 | 0 | 0 | 0 | 0 | 0 | 0 | 0 | 0 | 0 | 0 | 0 | 0 | 0 | 0 | System Off | 0 | 0
8636 | 8636 | 2012-12-25 19:59 | 8.56 | 8.56 | 8.56 | 8.56 | 0 | 0 | 0 | 0 | 0 | 0 | 0 | 0 | 0 | 0 | 0 | 0 | 0 | 0 | 0 | 0 | 0 | System Off | 0 | 0
8637 | 8637 | 2012-12-25 20:59 | 8.42 | 8.42 | 8.42 | 8.42 | 0 | 0 | 0 | 0 | 0 | 0 | 0 | 0 | 0 | 0 | 0 | 0 | 0 | 0 | 0 | 0 | 0 | System Off | 0 | 0
8638 | 8638 | 2012-12-25 21:59 | 8.32 | 8.32 | 8.32 | 8.32 | 0 | 0 | 0 | 0 | 0 | 0 | 0 | 0 | 0 | 0 | 0 | 0 | 0 | 0 | 0 | 0 | 0 | System Off | 0 | 0
8639 | 8639 | 2012-12-25 22:59 | 8.22 | 8.22 | 8.22 | 8.22 | 0 | 0 | 0 | 0 | 0 | 0 | 0 | 0 | 0 | 0 | 0 | 0 | 0 | 0 | 0 | 0 | 0 | System Off | 0 | 0
8640 | 8640 | 2012-12-25 23:59 | 8.13 | 8.13 | 8.13 | 8.13 | 0 | 0 | 0 | 0 | 0 | 0 | 0 | 0 | 0 | 0 | 0 | 0 | 0 | 0 | 0 | 0 | 0 | System Off | 0 | 0
8641 | 8641 | 2012-12-26 00:59 | 8.12 | 8.12 | 8.12 | 8.12 | 0 | 0 | 0 | 0 | 0 | 0 | 0 | 0 | 0 | 0 | 0 | 0 | 0 | 0 | 0 | 0 | 0 | System Off | 0 | 0
8642 | 8642 | 2012-12-26 01:59 | 8.12 | 8.12 | 8.12 | 8.12 | 0 | 0 | 0 | 0 | 0 | 0 | 0 | 0 | 0 | 0 | 0 | 0 | 0 | 0 | 0 | 0 | 0 | System Off | 0 | 0
8643 | 8643 | 2012-12-26 02:59 | 8.11 | 8.11 | 8.11 | 8.11 | 0 | 0 | 0 | 0 | 0 | 0 | 0 | 0 | 0 | 0 | 0 | 0 | 0 | 0 | 0 | 0 | 0 | System Off | 0 | 0
8644 | 8644 | 2012-12-26 03:59 | 7.93 | 7.93 | 7.93 | 7.93 | 0 | 0 | 0 | 0 | 0 | 0 | 0 | 0 | 0 | 0 | 0 | 0 | 0 | 0 | 0 | 0 | 0 | System Off | 0 | 0
8645 | 8645 | 2012-12-26 04:59 | 7.74 | 7.74 | 7.74 | 7.74 | 0 | 0 | 0 | 0 | 0 | 0 | 0 | 0 | 0 | 0 | 0 | 0 | 0 | 0 | 0 | 0 | 0 | System Off | 0 | 0
8646 | 8646 | 2012-12-26 05:59 | 7.55 | 7.55 | 7.55 | 7.55 | 0 | 0 | 0 | 0 | 0 | 0 | 0 | 0 | 0 | 0 | 0 | 0 | 0 | 0 | 0 | 0 | 0 | System Off | 0 | 0
8647 | 8647 | 2012-12-26 06:59 | 7.52 | 7.52 | 7.52 | 7.52 | 0 | 0 | 0 | 0 | 0 | 0 | 0 | 0 | 0 | 0 | 0 | 0 | 0 | 0 | 0 | 0 | 0 | System Off | 0 | 0
8648 | 8648 | 2012-12-26 07:59 | 7.48 | 7.59 | 7.59 | 7.48 | 6.23 | 0 | 2 | 16.22 | 7.49 | 0 | 0 | 0 | 0 | 0 | 0 | 0 | 1.54 | 0.18107 | 0.056448 | 0 | 0 | System Off | 0 | 0
8649 | 8649 | 2012-12-26 08:59 | 7.44 | 8.23 | 8.23 | 7.44 | 50.01 | 13.85 | 18 | 14.47 | 54.78 | 0.54 | 0.25 | 0.25 | 0.01 | 10.3 | 0 | 0 | 14.13 | 0.18185 | 0.056448 | 0.002 | 11.11 | System Off | 0 | 0
8650 | 8650 | 2012-12-26 09:59 | 7.56 | 10.43 | 10.43 | 7.56 | 200.4 | 161.6 | 71 | 14.7 | 207.64 | 0.84 | 0.78 | 0.76 | 0.06 | 110.62 | 0 | 0 | 55.56 | 0.1769 | 0.056448 | 0.007 | 9.86 | System Off | 1 | 0
8651 | 8651 | 2012-12-26 10:59 | 7.69 | 10.22 | 10.22 | 7.69 | 185.59 | 147.05 | 66 | 14.65 | 192.86 | 0.76 | 0.76 | 0.75 | 0.05 | 92.66 | 0 | 0 | 51.69 | 0.17683 | 0.056448 | 0.007 | 10.61 | System Off | 1 | 0
8652 | 8652 | 2012-12-26 11:59 | 7.81 | 11.65 | 11.65 | 7.81 | 299.94 | 259.31 | 105 | 14.88 | 306.09 | 0.85 | 0.85 | 0.83 | 0.09 | 154.35 | 0 | 0 | 81.96 | 0.17893 | 0.056448 | 0.011 | 10.48 | System Off | 1 | 0
8653 | 8653 | 2012-12-26 12:59 | 7.64 | 11.48 | 11.48 | 7.64 | 300.21 | 259.58 | 105 | 14.89 | 306.34 | 0.85 | 0.85 | 0.83 | 0.09 | 166.28 | 0 | 0 | 81.95 | 0.1787 | 0.056448 | 0.011 | 10.48 | System Off | 1 | 0
8654 | 8654 | 2012-12-26 13:59 | 7.47 | 10.18 | 10.18 | 7.47 | 210.49 | 171.5 | 74 | 14.81 | 217.64 | 0.81 | 0.79 | 0.77 | 0.06 | 127.06 | 0 | 0 | 57.82 | 0.17692 | 0.056448 | 0.008 | 10.81 | System Off | 1 | 0
8655 | 8655 | 2012-12-26 14:59 | 7.31 | 7.31 | 7.31 | 7.31 | 0 | 0 | 0 | 0 | 0 | 0 | 0 | 0 | 0 | 0 | 0 | 0 | 0 | 0 | 0 | 0 | 0 | System Off | 0 | 0
8656 | 8656 | 2012-12-26 15:59 | 7.26 | 7.26 | 7.26 | 7.26 | 0 | 0 | 0 | 0 | 0 | 0 | 0 | 0 | 0 | 0 | 0 | 0 | 0 | 0 | 0 | 0 | 0 | System Off | 0 | 0
8657 | 8657 | 2012-12-26 16:59 | 7.22 | 7.22 | 7.22 | 7.22 | 0 | 0 | 0 | 0 | 0 | 0 | 0 | 0 | 0 | 0 | 0 | 0 | 0 | 0 | 0 | 0 | 0 | System Off | 0 | 0
8658 | 8658 | 2012-12-26 17:59 | 7.17 | 7.17 | 7.17 | 7.17 | 0 | 0 | 0 | 0 | 0 | 0 | 0 | 0 | 0 | 0 | 0 | 0 | 0 | 0 | 0 | 0 | 0 | System Off | 0 | 0
8659 | 8659 | 2012-12-26 18:59 | 7.29 | 7.29 | 7.29 | 7.29 | 0 | 0 | 0 | 0 | 0 | 0 | 0 | 0 | 0 | 0 | 0 | 0 | 0 | 0 | 0 | 0 | 0 | System Off | 0 | 0
8660 | 8660 | 2012-12-26 19:59 | 7.4 | 7.4 | 7.4 | 7.4 | 0 | 0 | 0 | 0 | 0 | 0 | 0 | 0 | 0 | 0 | 0 | 0 | 0 | 0 | 0 | 0 | 0 | System Off | 0 | 0
8661 | 8661 | 2012-12-26 20:59 | 7.52 | 7.52 | 7.52 | 7.52 | 0 | 0 | 0 | 0 | 0 | 0 | 0 | 0 | 0 | 0 | 0 | 0 | 0 | 0 | 0 | 0 | 0 | System Off | 0 | 0
8662 | 8662 | 2012-12-26 21:59 | 7.7 | 7.7 | 7.7 | 7.7 | 0 | 0 | 0 | 0 | 0 | 0 | 0 | 0 | 0 | 0 | 0 | 0 | 0 | 0 | 0 | 0 | 0 | System Off | 0 | 0
8663 | 8663 | 2012-12-26 22:59 | 7.89 | 7.89 | 7.89 | 7.89 | 0 | 0 | 0 | 0 | 0 | 0 | 0 | 0 | 0 | 0 | 0 | 0 | 0 | 0 | 0 | 0 | 0 | System Off | 0 | 0
8664 | 8664 | 2012-12-26 23:59 | 8.08 | 8.08 | 8.08 | 8.08 | 0 | 0 | 0 | 0 | 0 | 0 | 0 | 0 | 0 | 0 | 0 | 0 | 0 | 0 | 0 | 0 | 0 | System Off | 0 | 0
8665 | 8665 | 2012-12-27 00:59 | 8.49 | 8.49 | 8.49 | 8.49 | 0 | 0 | 0 | 0 | 0 | 0 | 0 | 0 | 0 | 0 | 0 | 0 | 0 | 0 | 0 | 0 | 0 | System Off | 0 | 0
8666 | 8666 | 2012-12-27 01:59 | 8.9 | 8.9 | 8.9 | 8.9 | 0 | 0 | 0 | 0 | 0 | 0 | 0 | 0 | 0 | 0 | 0 | 0 | 0 | 0 | 0 | 0 | 0 | System Off | 0 | 0
8667 | 8667 | 2012-12-27 02:59 | 9.3 | 9.3 | 9.3 | 9.3 | 0 | 0 | 0 | 0 | 0 | 0 | 0 | 0 | 0 | 0 | 0 | 0 | 0 | 0 | 0 | 0 | 0 | System Off | 0 | 0
8668 | 8668 | 2012-12-27 03:59 | 9.13 | 9.13 | 9.13 | 9.13 | 0 | 0 | 0 | 0 | 0 | 0 | 0 | 0 | 0 | 0 | 0 | 0 | 0 | 0 | 0 | 0 | 0 | System Off | 0 | 0
8669 | 8669 | 2012-12-27 04:59 | 8.95 | 8.95 | 8.95 | 8.95 | 0 | 0 | 0 | 0 | 0 | 0 | 0 | 0 | 0 | 0 | 0 | 0 | 0 | 0 | 0 | 0 | 0 | System Off | 0 | 0
8670 | 8670 | 2012-12-27 05:59 | 8.77 | 8.77 | 8.77 | 8.77 | 0 | 0 | 0 | 0 | 0 | 0 | 0 | 0 | 0 | 0 | 0 | 0 | 0 | 0 | 0 | 0 | 0 | System Off | 0 | 0
8671 | 8671 | 2012-12-27 06:59 | 8.88 | 8.88 | 8.88 | 8.88 | 0 | 0 | 0 | 0 | 0 | 0 | 0 | 0 | 0 | 0 | 0 | 0 | 0 | 0 | 0 | 0 | 0 | System Off | 0 | 0
8672 | 8672 | 2012-12-27 07:59 | 8.99 | 9.79 | 9.79 | 8.99 | 52.05 | 15.86 | 19 | 14.27 | 57.01 | 0.51 | 0.28 | 0.27 | 0.01 | 13.93 | 0 | 0 | 14.96 | 0.17625 | 0.056448 | 0.002 | 10.53 | System Off | 0 | 0
8673 | 8673 | 2012-12-27 08:59 | 9.09 | 13.34 | 13.34 | 9.09 | 284.55 | 244.21 | 100 | 14.82 | 291.18 | 0.89 | 0.84 | 0.82 | 0.09 | 181.61 | 0 | 0 | 78.1 | 0.18045 | 0.056448 | 0.01 | 10 | System Off | 1 | 0
8674 | 8674 | 2012-12-27 09:59 | 9.32 | 15.93 | 15.93 | 9.32 | 453.06 | 409.52 | 159 | 14.84 | 455.9 | 0.94 | 0.9 | 0.88 | 0.15 | 280.33 | 0 | 0 | 124.08 | 0.18375 | 0.056448 | 0.016 | 10.06 | System Off | 1 | 0
8675 | 8675 | 2012-12-27 10:59 | 9.54 | 10.73 | 10.73 | 9.54 | 77.89 | 41.25 | 28 | 14.49 | 83.91 | 0.35 | 0.49 | 0.48 | 0.01 | 25.99 | 0 | 0 | 21.98 | 0.17745 | 0.056448 | 0.003 | 10.71 | System Off | 0 | 0
8676 | 8676 | 2012-12-27 11:59 | 9.77 | 13.8 | 13.8 | 9.77 | 278.76 | 238.52 | 99 | 14.67 | 285.55 | 0.91 | 0.84 | 0.82 | 0.09 | 141.98 | 0 | 0 | 77.48 | 0.18136 | 0.056448 | 0.01 | 10.1 | System Off | 1 | 0
8677 | 8677 | 2012-12-27 12:59 | 9.35 | 12.79 | 12.79 | 9.35 | 236.29 | 196.83 | 84 | 14.65 | 243.51 | 0.83 | 0.81 | 0.79 | 0.07 | 126.09 | 0 | 0 | 65.76 | 0.18002 | 0.056448 | 0.009 | 10.71 | System Off | 1 | 0
8678 | 8678 | 2012-12-27 13:59 | 8.93 | 9.35 | 9.35 | 8.93 | 26.39 | 0 | 10 | 13.74 | 29.76 | 0 | 0 | 0 | 0 | 0 | 0 | 0 | 7.92 | 0.18354 | 0.056448 | 0.001 | 10 | System Off | 0 | 0
8679 | 8679 | 2012-12-27 14:59 | 8.51 | 8.51 | 8.51 | 8.51 | 0 | 0 | 0 | 0 | 0 | 0 | 0 | 0 | 0 | 0 | 0 | 0 | 0 | 0 | 0 | 0 | 0 | System Off | 0 | 0
8680 | 8680 | 2012-12-27 15:59 | 8.06 | 8.06 | 8.06 | 8.06 | 0 | 0 | 0 | 0 | 0 | 0 | 0 | 0 | 0 | 0 | 0 | 0 | 0 | 0 | 0 | 0 | 0 | System Off | 0 | 0
8681 | 8681 | 2012-12-27 16:59 | 7.62 | 7.62 | 7.62 | 7.62 | 0 | 0 | 0 | 0 | 0 | 0 | 0 | 0 | 0 | 0 | 0 | 0 | 0 | 0 | 0 | 0 | 0 | System Off | 0 | 0
8682 | 8682 | 2012-12-27 17:59 | 7.17 | 7.17 | 7.17 | 7.17 | 0 | 0 | 0 | 0 | 0 | 0 | 0 | 0 | 0 | 0 | 0 | 0 | 0 | 0 | 0 | 0 | 0 | System Off | 0 | 0
8683 | 8683 | 2012-12-27 18:59 | 7.1 | 7.1 | 7.1 | 7.1 | 0 | 0 | 0 | 0 | 0 | 0 | 0 | 0 | 0 | 0 | 0 | 0 | 0 | 0 | 0 | 0 | 0 | System Off | 0 | 0
8684 | 8684 | 2012-12-27 19:59 | 7.03 | 7.03 | 7.03 | 7.03 | 0 | 0 | 0 | 0 | 0 | 0 | 0 | 0 | 0 | 0 | 0 | 0 | 0 | 0 | 0 | 0 | 0 | System Off | 0 | 0
8685 | 8685 | 2012-12-27 20:59 | 6.96 | 6.96 | 6.96 | 6.96 | 0 | 0 | 0 | 0 | 0 | 0 | 0 | 0 | 0 | 0 | 0 | 0 | 0 | 0 | 0 | 0 | 0 | System Off | 0 | 0
8686 | 8686 | 2012-12-27 21:59 | 6.79 | 6.79 | 6.79 | 6.79 | 0 | 0 | 0 | 0 | 0 | 0 | 0 | 0 | 0 | 0 | 0 | 0 | 0 | 0 | 0 | 0 | 0 | System Off | 0 | 0
8687 | 8687 | 2012-12-27 22:59 | 6.62 | 6.62 | 6.62 | 6.62 | 0 | 0 | 0 | 0 | 0 | 0 | 0 | 0 | 0 | 0 | 0 | 0 | 0 | 0 | 0 | 0 | 0 | System Off | 0 | 0
8688 | 8688 | 2012-12-27 23:59 | 6.46 | 6.46 | 6.46 | 6.46 | 0 | 0 | 0 | 0 | 0 | 0 | 0 | 0 | 0 | 0 | 0 | 0 | 0 | 0 | 0 | 0 | 0 | System Off | 0 | 0
8689 | 8689 | 2012-12-28 00:59 | 6.1 | 6.1 | 6.1 | 6.1 | 0 | 0 | 0 | 0 | 0 | 0 | 0 | 0 | 0 | 0 | 0 | 0 | 0 | 0 | 0 | 0 | 0 | System Off | 0 | 0
8690 | 8690 | 2012-12-28 01:59 | 5.74 | 5.74 | 5.74 | 5.74 | 0 | 0 | 0 | 0 | 0 | 0 | 0 | 0 | 0 | 0 | 0 | 0 | 0 | 0 | 0 | 0 | 0 | System Off | 0 | 0
8691 | 8691 | 2012-12-28 02:59 | 5.38 | 5.38 | 5.38 | 5.38 | 0 | 0 | 0 | 0 | 0 | 0 | 0 | 0 | 0 | 0 | 0 | 0 | 0 | 0 | 0 | 0 | 0 | System Off | 0 | 0
8692 | 8692 | 2012-12-28 03:59 | 5.15 | 5.15 | 5.15 | 5.15 | 0 | 0 | 0 | 0 | 0 | 0 | 0 | 0 | 0 | 0 | 0 | 0 | 0 | 0 | 0 | 0 | 0 | System Off | 0 | 0
8693 | 8693 | 2012-12-28 04:59 | 4.92 | 4.92 | 4.92 | 4.92 | 0 | 0 | 0 | 0 | 0 | 0 | 0 | 0 | 0 | 0 | 0 | 0 | 0 | 0 | 0 | 0 | 0 | System Off | 0 | 0
8694 | 8694 | 2012-12-28 05:59 | 4.68 | 4.68 | 4.68 | 4.68 | 0 | 0 | 0 | 0 | 0 | 0 | 0 | 0 | 0 | 0 | 0 | 0 | 0 | 0 | 0 | 0 | 0 | System Off | 0 | 0
8695 | 8695 | 2012-12-28 06:59 | 4.92 | 4.92 | 4.92 | 4.92 | 0 | 0 | 0 | 0 | 0 | 0 | 0 | 0 | 0 | 0 | 0 | 0 | 0 | 0 | 0 | 0 | 0 | System Off | 0 | 0
8696 | 8696 | 2012-12-28 07:59 | 5.16 | 5.29 | 5.29 | 5.16 | 6.31 | 0 | 2 | 16.43 | 7.55 | 0 | 0 | 0 | 0 | 0 | 0 | 0 | 1.53 | 0.18038 | 0.056448 | 0 | 0 | System Off | 0 | 0
8697 | 8697 | 2012-12-28 08:59 | 5.4 | 9.66 | 9.66 | 5.4 | 252.54 | 212.78 | 88 | 14.95 | 259.22 | 0.9 | 0.82 | 0.8 | 0.08 | 158.24 | 0 | 0 | 68.61 | 0.18516 | 0.056448 | 0.009 | 10.23 | System Off | 1 | 0
8698 | 8698 | 2012-12-28 09:59 | 5.91 | 13.43 | 13.43 | 5.91 | 473.26 | 429.33 | 164 | 15.03 | 475.09 | 0.97 | 0.9 | 0.88 | 0.16 | 293.9 | 0 | 0 | 127.63 | 0.17923 | 0.056448 | 0.017 | 10.37 | System Off | 1 | 0
8699 | 8699 | 2012-12-28 10:59 | 6.41 | 14.1 | 14.1 | 6.41 | 502.83 | 458.32 | 174 | 15.05 | 503.76 | 0.97 | 0.91 | 0.89 | 0.17 | 288.79 | 0 | 0 | 135.38 | 0.18042 | 0.056448 | 0.017 | 9.77 | System Off | 1 | 0
8700 | 8700 | 2012-12-28 11:59 | 6.92 | 14.55 | 14.55 | 6.92 | 519.92 | 475.07 | 181 | 14.96 | 520.32 | 0.94 | 0.91 | 0.89 | 0.17 | 282.78 | 0 | 0 | 141 | 0.18149 | 0.056448 | 0.018 | 9.94 | System Off | 1 | 0
8701 | 8701 | 2012-12-28 12:59 | 6.95 | 10.74 | 10.74 | 6.95 | 256.41 | 216.59 | 90 | 14.84 | 263.16 | 0.89 | 0.82 | 0.81 | 0.08 | 138.74 | 0 | 0 | 70.28 | 0.177 | 0.056448 | 0.009 | 10 | System Off | 1 | 0
8702 | 8702 | 2012-12-28 13:59 | 6.98 | 9.35 | 9.35 | 6.98 | 160.92 | 122.82 | 57 | 14.7 | 168.1 | 0.7 | 0.73 | 0.72 | 0.04 | 90.99 | 0 | 0 | 44.6 | 0.18322 | 0.056448 | 0.006 | 10.53 | System Off | 1 | 0
8703 | 8703 | 2012-12-28 14:59 | 7.02 | 7.02 | 7.02 | 7.02 | 0 | 0 | 0 | 0 | 0 | 0 | 0 | 0 | 0 | 0 | 0 | 0 | 0 | 0 | 0 | 0 | 0 | System Off | 0 | 0
8704 | 8704 | 2012-12-28 15:59 | 7.06 | 7.06 | 7.06 | 7.06 | 0 | 0 | 0 | 0 | 0 | 0 | 0 | 0 | 0 | 0 | 0 | 0 | 0 | 0 | 0 | 0 | 0 | System Off | 0 | 0
8705 | 8705 | 2012-12-28 16:59 | 7.09 | 7.09 | 7.09 | 7.09 | 0 | 0 | 0 | 0 | 0 | 0 | 0 | 0 | 0 | 0 | 0 | 0 | 0 | 0 | 0 | 0 | 0 | System Off | 0 | 0
8706 | 8706 | 2012-12-28 17:59 | 7.13 | 7.13 | 7.13 | 7.13 | 0 | 0 | 0 | 0 | 0 | 0 | 0 | 0 | 0 | 0 | 0 | 0 | 0 | 0 | 0 | 0 | 0 | System Off | 0 | 0
8707 | 8707 | 2012-12-28 18:59 | 7.55 | 7.55 | 7.55 | 7.55 | 0 | 0 | 0 | 0 | 0 | 0 | 0 | 0 | 0 | 0 | 0 | 0 | 0 | 0 | 0 | 0 | 0 | System Off | 0 | 0
8708 | 8708 | 2012-12-28 19:59 | 7.96 | 7.96 | 7.96 | 7.96 | 0 | 0 | 0 | 0 | 0 | 0 | 0 | 0 | 0 | 0 | 0 | 0 | 0 | 0 | 0 | 0 | 0 | System Off | 0 | 0
8709 | 8709 | 2012-12-28 20:59 | 8.37 | 8.37 | 8.37 | 8.37 | 0 | 0 | 0 | 0 | 0 | 0 | 0 | 0 | 0 | 0 | 0 | 0 | 0 | 0 | 0 | 0 | 0 | System Off | 0 | 0
8710 | 8710 | 2012-12-28 21:59 | 8.8 | 8.8 | 8.8 | 8.8 | 0 | 0 | 0 | 0 | 0 | 0 | 0 | 0 | 0 | 0 | 0 | 0 | 0 | 0 | 0 | 0 | 0 | System Off | 0 | 0
8711 | 8711 | 2012-12-28 22:59 | 9.23 | 9.23 | 9.23 | 9.23 | 0 | 0 | 0 | 0 | 0 | 0 | 0 | 0 | 0 | 0 | 0 | 0 | 0 | 0 | 0 | 0 | 0 | System Off | 0 | 0
8712 | 8712 | 2012-12-28 23:59 | 9.66 | 9.66 | 9.66 | 9.66 | 0 | 0 | 0 | 0 | 0 | 0 | 0 | 0 | 0 | 0 | 0 | 0 | 0 | 0 | 0 | 0 | 0 | System Off | 0 | 0
8713 | 8713 | 2012-12-29 00:59 | 9.53 | 9.53 | 9.53 | 9.53 | 0 | 0 | 0 | 0 | 0 | 0 | 0 | 0 | 0 | 0 | 0 | 0 | 0 | 0 | 0 | 0 | 0 | System Off | 0 | 0
8714 | 8714 | 2012-12-29 01:59 | 9.4 | 9.4 | 9.4 | 9.4 | 0 | 0 | 0 | 0 | 0 | 0 | 0 | 0 | 0 | 0 | 0 | 0 | 0 | 0 | 0 | 0 | 0 | System Off | 0 | 0
8715 | 8715 | 2012-12-29 02:59 | 9.26 | 9.26 | 9.26 | 9.26 | 0 | 0 | 0 | 0 | 0 | 0 | 0 | 0 | 0 | 0 | 0 | 0 | 0 | 0 | 0 | 0 | 0 | System Off | 0 | 0
8716 | 8716 | 2012-12-29 03:59 | 9.31 | 9.31 | 9.31 | 9.31 | 0 | 0 | 0 | 0 | 0 | 0 | 0 | 0 | 0 | 0 | 0 | 0 | 0 | 0 | 0 | 0 | 0 | System Off | 0 | 0
8717 | 8717 | 2012-12-29 04:59 | 9.36 | 9.36 | 9.36 | 9.36 | 0 | 0 | 0 | 0 | 0 | 0 | 0 | 0 | 0 | 0 | 0 | 0 | 0 | 0 | 0 | 0 | 0 | System Off | 0 | 0
8718 | 8718 | 2012-12-29 05:59 | 9.4 | 9.4 | 9.4 | 9.4 | 0 | 0 | 0 | 0 | 0 | 0 | 0 | 0 | 0 | 0 | 0 | 0 | 0 | 0 | 0 | 0 | 0 | System Off | 0 | 0
8719 | 8719 | 2012-12-29 06:59 | 9.37 | 9.37 | 9.37 | 9.37 | 0 | 0 | 0 | 0 | 0 | 0 | 0 | 0 | 0 | 0 | 0 | 0 | 0 | 0 | 0 | 0 | 0 | System Off | 0 | 0
8720 | 8720 | 2012-12-29 07:59 | 9.33 | 9.86 | 9.86 | 9.33 | 33.25 | 0 | 12 | 14.43 | 37.14 | 0 | 0 | 0 | 0 | 0 | 0 | 0 | 9.43 | 0.17636 | 0.056448 | 0.001 | 8.33 | System Off | 0 | 0
8721 | 8721 | 2012-12-29 08:59 | 9.29 | 11.7 | 11.7 | 9.29 | 163.08 | 124.94 | 58 | 14.64 | 170.49 | 0.85 | 0.73 | 0.72 | 0.05 | 92.92 | 0 | 0 | 45.42 | 0.17862 | 0.056448 | 0.006 | 10.34 | System Off | 1 | 0
8722 | 8722 | 2012-12-29 09:59 | 9.95 | 11.31 | 11.31 | 9.95 | 94.45 | 57.53 | 34 | 14.47 | 100.98 | 0.58 | 0.57 | 0.56 | 0.02 | 39.38 | 0 | 0 | 26.69 | 0.17832 | 0.056448 | 0.003 | 8.82 | System Off | 0 | 0
8723 | 8723 | 2012-12-29 10:59 | 10.62 | 18.53 | 18.53 | 10.62 | 611.4 | 564.72 | 214 | 14.88 | 608.89 | 0.93 | 0.93 | 0.91 | 0.2 | 355.84 | 0 | 0 | 166.9 | 0.18836 | 0.056448 | 0.022 | 10.28 | System Off | 1 | 0
8724 | 8724 | 2012-12-29 11:59 | 11.28 | 18.99 | 18.99 | 11.28 | 622.81 | 575.9 | 219 | 14.81 | 619.92 | 0.96 | 0.93 | 0.91 | 0.21 | 342.8 | 0 | 0 | 170.97 | 0.18956 | 0.056448 | 0.022 | 10.05 | System Off | 1 | 0
8725 | 8725 | 2012-12-29 12:59 | 11.08 | 16.87 | 16.87 | 11.08 | 463.87 | 420.12 | 163 | 14.82 | 466.48 | 0.92 | 0.9 | 0.88 | 0.15 | 269.12 | 0 | 0 | 127.28 | 0.18643 | 0.056448 | 0.016 | 9.82 | System Off | 1 | 0
8726 | 8726 | 2012-12-29 13:59 | 10.88 | 13.13 | 13.13 | 10.88 | 173.86 | 135.53 | 62 | 14.61 | 181.44 | 0.8 | 0.75 | 0.73 | 0.05 | 100.41 | 0 | 0 | 48.58 | 0.18103 | 0.056448 | 0.006 | 9.68 | System Off | 1 | 0
8727 | 8727 | 2012-12-29 14:59 | 10.69 | 10.69 | 10.69 | 10.69 | 0 | 0 | 0 | 0 | 0 | 0 | 0 | 0 | 0 | 0 | 0 | 0 | 0 | 0 | 0 | 0 | 0 | System Off | 0 | 0
8728 | 8728 | 2012-12-29 15:59 | 10.35 | 10.35 | 10.35 | 10.35 | 0 | 0 | 0 | 0 | 0 | 0 | 0 | 0 | 0 | 0 | 0 | 0 | 0 | 0 | 0 | 0 | 0 | System Off | 0 | 0
8729 | 8729 | 2012-12-29 16:59 | 10.02 | 10.02 | 10.02 | 10.02 | 0 | 0 | 0 | 0 | 0 | 0 | 0 | 0 | 0 | 0 | 0 | 0 | 0 | 0 | 0 | 0 | 0 | System Off | 0 | 0
8730 | 8730 | 2012-12-29 17:59 | 9.68 | 9.68 | 9.68 | 9.68 | 0 | 0 | 0 | 0 | 0 | 0 | 0 | 0 | 0 | 0 | 0 | 0 | 0 | 0 | 0 | 0 | 0 | System Off | 0 | 0
8731 | 8731 | 2012-12-29 18:59 | 9.78 | 9.78 | 9.78 | 9.78 | 0 | 0 | 0 | 0 | 0 | 0 | 0 | 0 | 0 | 0 | 0 | 0 | 0 | 0 | 0 | 0 | 0 | System Off | 0 | 0
8732 | 8732 | 2012-12-29 19:59 | 9.87 | 9.87 | 9.87 | 9.87 | 0 | 0 | 0 | 0 | 0 | 0 | 0 | 0 | 0 | 0 | 0 | 0 | 0 | 0 | 0 | 0 | 0 | System Off | 0 | 0
8733 | 8733 | 2012-12-29 20:59 | 9.96 | 9.96 | 9.96 | 9.96 | 0 | 0 | 0 | 0 | 0 | 0 | 0 | 0 | 0 | 0 | 0 | 0 | 0 | 0 | 0 | 0 | 0 | System Off | 0 | 0
8734 | 8734 | 2012-12-29 21:59 | 9.82 | 9.82 | 9.82 | 9.82 | 0 | 0 | 0 | 0 | 0 | 0 | 0 | 0 | 0 | 0 | 0 | 0 | 0 | 0 | 0 | 0 | 0 | System Off | 0 | 0
8735 | 8735 | 2012-12-29 22:59 | 9.68 | 9.68 | 9.68 | 9.68 | 0 | 0 | 0 | 0 | 0 | 0 | 0 | 0 | 0 | 0 | 0 | 0 | 0 | 0 | 0 | 0 | 0 | System Off | 0 | 0
8736 | 8736 | 2012-12-29 23:59 | 9.54 | 9.54 | 9.54 | 9.54 | 0 | 0 | 0 | 0 | 0 | 0 | 0 | 0 | 0 | 0 | 0 | 0 | 0 | 0 | 0 | 0 | 0 | System Off | 0 | 0
8737 | 8737 | 2012-12-30 00:59 | 9.18 | 9.18 | 9.18 | 9.18 | 0 | 0 | 0 | 0 | 0 | 0 | 0 | 0 | 0 | 0 | 0 | 0 | 0 | 0 | 0 | 0 | 0 | System Off | 0 | 0
8738 | 8738 | 2012-12-30 01:59 | 8.83 | 8.83 | 8.83 | 8.83 | 0 | 0 | 0 | 0 | 0 | 0 | 0 | 0 | 0 | 0 | 0 | 0 | 0 | 0 | 0 | 0 | 0 | System Off | 0 | 0
8739 | 8739 | 2012-12-30 02:59 | 8.47 | 8.47 | 8.47 | 8.47 | 0 | 0 | 0 | 0 | 0 | 0 | 0 | 0 | 0 | 0 | 0 | 0 | 0 | 0 | 0 | 0 | 0 | System Off | 0 | 0
8740 | 8740 | 2012-12-30 03:59 | 8.13 | 8.13 | 8.13 | 8.13 | 0 | 0 | 0 | 0 | 0 | 0 | 0 | 0 | 0 | 0 | 0 | 0 | 0 | 0 | 0 | 0 | 0 | System Off | 0 | 0
8741 | 8741 | 2012-12-30 04:59 | 7.79 | 7.79 | 7.79 | 7.79 | 0 | 0 | 0 | 0 | 0 | 0 | 0 | 0 | 0 | 0 | 0 | 0 | 0 | 0 | 0 | 0 | 0 | System Off | 0 | 0
8742 | 8742 | 2012-12-30 05:59 | 7.44 | 7.44 | 7.44 | 7.44 | 0 | 0 | 0 | 0 | 0 | 0 | 0 | 0 | 0 | 0 | 0 | 0 | 0 | 0 | 0 | 0 | 0 | System Off | 0 | 0
8743 | 8743 | 2012-12-30 06:59 | 7.34 | 7.34 | 7.34 | 7.34 | 0 | 0 | 0 | 0 | 0 | 0 | 0 | 0 | 0 | 0 | 0 | 0 | 0 | 0 | 0 | 0 | 0 | System Off | 0 | 0
8744 | 8744 | 2012-12-30 07:59 | 7.24 | 7.99 | 7.99 | 7.24 | 56.64 | 20.37 | 20 | 14.75 | 61.71 | 0.48 | 0.33 | 0.32 | 0.01 | 17.88 | 0 | 0 | 15.65 | 0.18167 | 0.056448 | 0.002 | 10 | System Off | 0 | 0
8745 | 8745 | 2012-12-30 08:59 | 7.13 | 10.67 | 10.67 | 7.13 | 292.94 | 252.44 | 102 | 14.96 | 299.1 | 0.88 | 0.84 | 0.83 | 0.09 | 187.73 | 0 | 0 | 79.55 | 0.17784 | 0.056448 | 0.01 | 9.8 | System Off | 1 | 0
8746 | 8746 | 2012-12-30 09:59 | 7.42 | 11.1 | 11.1 | 7.42 | 310.32 | 269.5 | 108 | 14.97 | 316.21 | 0.92 | 0.85 | 0.83 | 0.1 | 184.48 | 0 | 0 | 84.22 | 0.17854 | 0.056448 | 0.011 | 10.19 | System Off | 1 | 0
8747 | 8747 | 2012-12-30 10:59 | 7.72 | 9.34 | 9.34 | 7.72 | 136.83 | 99.15 | 49 | 14.54 | 143.86 | 0.81 | 0.69 | 0.67 | 0.04 | 62.48 | 0 | 0 | 38.43 | 0.18386 | 0.056448 | 0.005 | 10.2 | System Off | 0 | 0
8748 | 8748 | 2012-12-30 11:59 | 8.01 | 14.95 | 14.95 | 8.01 | 635.92 | 588.75 | 220 | 15.05 | 631.97 | 0.95 | 0.93 | 0.91 | 0.21 | 350.44 | 0 | 0 | 171.27 | 0.18496 | 0.056448 | 0.022 | 10 | System Off | 1 | 0
8749 | 8749 | 2012-12-30 12:59 | 7.76 | 11.94 | 11.94 | 7.76 | 371.86 | 329.88 | 129 | 15.01 | 376.46 | 0.92 | 0.88 | 0.86 | 0.12 | 211.32 | 0 | 0 | 100.52 | 0.18006 | 0.056448 | 0.013 | 10.08 | System Off | 1 | 0
8750 | 8750 | 2012-12-30 13:59 | 7.51 | 8.43 | 8.43 | 7.51 | 76.3 | 39.69 | 27 | 14.72 | 82.12 | 0.36 | 0.48 | 0.47 | 0.01 | 29.41 | 0 | 0 | 21.13 | 0.18241 | 0.056448 | 0.003 | 11.11 | System Off | 0 | 0
8751 | 8751 | 2012-12-30 14:59 | 7.27 | 7.27 | 7.27 | 7.27 | 0 | 0 | 0 | 0 | 0 | 0 | 0 | 0 | 0 | 0 | 0 | 0 | 0 | 0 | 0 | 0 | 0 | System Off | 0 | 0
8752 | 8752 | 2012-12-30 15:59 | 7.06 | 7.06 | 7.06 | 7.06 | 0 | 0 | 0 | 0 | 0 | 0 | 0 | 0 | 0 | 0 | 0 | 0 | 0 | 0 | 0 | 0 | 0 | System Off | 0 | 0
8753 | 8753 | 2012-12-30 16:59 | 6.86 | 6.86 | 6.86 | 6.86 | 0 | 0 | 0 | 0 | 0 | 0 | 0 | 0 | 0 | 0 | 0 | 0 | 0 | 0 | 0 | 0 | 0 | System Off | 0 | 0
8754 | 8754 | 2012-12-30 17:59 | 6.65 | 6.65 | 6.65 | 6.65 | 0 | 0 | 0 | 0 | 0 | 0 | 0 | 0 | 0 | 0 | 0 | 0 | 0 | 0 | 0 | 0 | 0 | System Off | 0 | 0
8755 | 8755 | 2012-12-30 18:59 | 6.94 | 6.94 | 6.94 | 6.94 | 0 | 0 | 0 | 0 | 0 | 0 | 0 | 0 | 0 | 0 | 0 | 0 | 0 | 0 | 0 | 0 | 0 | System Off | 0 | 0
8756 | 8756 | 2012-12-30 19:59 | 7.22 | 7.22 | 7.22 | 7.22 | 0 | 0 | 0 | 0 | 0 | 0 | 0 | 0 | 0 | 0 | 0 | 0 | 0 | 0 | 0 | 0 | 0 | System Off | 0 | 0
8757 | 8757 | 2012-12-30 20:59 | 7.5 | 7.5 | 7.5 | 7.5 | 0 | 0 | 0 | 0 | 0 | 0 | 0 | 0 | 0 | 0 | 0 | 0 | 0 | 0 | 0 | 0 | 0 | System Off | 0 | 0
8758 | 8758 | 2012-12-30 21:59 | 7.69 | 7.69 | 7.69 | 7.69 | 0 | 0 | 0 | 0 | 0 | 0 | 0 | 0 | 0 | 0 | 0 | 0 | 0 | 0 | 0 | 0 | 0 | System Off | 0 | 0
8759 | 38355661 |  | 93884 | 131226.45 | 131226.45 | 93884 | 2279308.09 | 2089272.48 | 841080 | 60655.46 | 2254843.01 | 3225.04 | 3229.47 | 3157.71 | 755.31 | 1446473.79 | 0 | 0 | 660791.52 | 812.6619 | 238.8879 | 84.31 | 42422.84
8760 | 9063.2469 |  | 22.1843 | 31.0081 | 31.0081 | 22.1843 | 538.5889 | 493.6844 | 198.7429 | 14.3326 | 532.8079 | 0.76206 | 0.76311 | 0.74615 | 0.17848 | 341.7944 | 0 | 0 | 156.1417 | 0.19203 | 0.056448 | 0.019922 | 10.0243