## Sheet1
| Index | Time | Tamb [°C] | Tmcooling [°C] | Tm [°C] | T heatflux [°C] | Power-DC [W] | Power-AC [W] | POA Global [W/m2] | Effective Irradiance [W/m^2] | Elec. Efficency [%] | ideal elec. energy yield [Wh] | Performance Ratio [-] | Performance Ratio STC[-] | Performance Ratio eq [-] | spez. elec. energy yield [kWh/kWp] | Autarky rate [%] | HP_COP [-] | HP_Thermal[Wh] | E_sdp_eff | P_fan | M_out | HeatFlux_[kW/m^2] | Thermal Efficency | status | Elec_demand_met | Heat_demand_met
0 | 0 | 2012-01-01 | 10.78 | 10.78 | 10.78 | 10.78 | 0 | 0 | 0 | 0 | 0 | 0 | 0 | 0 | 0 | 0 | 0 | 0 | 0 | 0 | 0 | 0 | 0 | 0 | System Off | 0 | 0
1 | 1 | 2012-01-01 01:00 | 10.73 | 10.73 | 10.73 | 10.73 | 0 | 0 | 0 | 0 | 0 | 0 | 0 | 0 | 0 | 0 | 0 | 0 | 0 | 0 | 0 | 0 | 0 | 0 | System Off | 0 | 0
2 | 2 | 2012-01-01 02:00 | 10.68 | 10.68 | 10.68 | 10.68 | 0 | 0 | 0 | 0 | 0 | 0 | 0 | 0 | 0 | 0 | 0 | 0 | 0 | 0 | 0 | 0 | 0 | 0 | System Off | 0 | 0
3 | 3 | 2012-01-01 03:00 | 10.63 | 10.63 | 10.63 | 10.63 | 0 | 0 | 0 | 0 | 0 | 0 | 0 | 0 | 0 | 0 | 0 | 0 | 0 | 0 | 0 | 0 | 0 | 0 | System Off | 0 | 0
4 | 4 | 2012-01-01 04:00 | 10.7 | 10.7 | 10.7 | 10.7 | 0 | 0 | 0 | 0 | 0 | 0 | 0 | 0 | 0 | 0 | 0 | 0 | 0 | 0 | 0 | 0 | 0 | 0 | System Off | 0 | 0
5 | 5 | 2012-01-01 05:00 | 10.76 | 10.76 | 10.76 | 10.76 | 0 | 0 | 0 | 0 | 0 | 0 | 0 | 0 | 0 | 0 | 0 | 0 | 0 | 0 | 0 | 0 | 0 | 0 | System Off | 0 | 0
6 | 6 | 2012-01-01 06:00 | 10.83 | 10.83 | 10.83 | 10.83 | 0 | 0 | 0 | 0 | 0 | 0 | 0 | 0 | 0 | 0 | 0 | 0 | 0 | 0 | 0 | 0 | 0 | 0 | System Off | 0 | 0
7 | 7 | 2012-01-01 07:00 | 11.09 | 11.09 | 11.09 | 11.09 | 0 | 0 | 0 | 0 | 0 | 0 | 0 | 0 | 0 | 0 | 0 | 0 | 0 | 0 | 0 | 0 | 0 | 0 | System Off | 0 | 0
8 | 8 | 2012-01-01 08:00 | 11.35 | 13.1 | 13.1 | 11.35 | 122.49 | 85.07 | 47.95 | 44 | 14.5 | 138.54 | 0.63 | 0.61 | 0.6 | 0.03 | 74.69 | 0 | 0 | 34.54 | 0.77847 | 0.09408 | 0 | 0 | System Off | 1 | 0
9 | 9 | 2012-01-01 09:00 | 11.62 | 16.23 | 16.23 | 11.62 | 346.53 | 305.03 | 131.05 | 123 | 14.67 | 374.37 | 0.84 | 0.81 | 0.8 | 0.11 | 226.84 | 0 | 0 | 96.34 | 0.7951 | 0.09408 | 0 | 0 | System Off | 1 | 0
10 | 10 | 2012-01-01 10:00 | 11.87 | 15.39 | 15.39 | 11.87 | 256.15 | 216.33 | 98.43 | 91 | 14.66 | 282.06 | 0.81 | 0.77 | 0.75 | 0.08 | 148.08 | 0 | 0 | 71.29 | 0.79047 | 0.09408 | 0 | 0 | System Off | 1 | 0
11 | 11 | 2012-01-01 11:00 | 12.12 | 16.12 | 16.12 | 12.12 | 286.81 | 246.42 | 110.14 | 102 | 14.65 | 314.78 | 0.82 | 0.78 | 0.77 | 0.09 | 155.28 | 0 | 0 | 79.92 | 0.79406 | 0.09408 | 0 | 0 | System Off | 1 | 0
12 | 12 | 2012-01-01 12:00 | 12.38 | 17.64 | 17.64 | 12.38 | 374.6 | 332.57 | 142.67 | 133 | 14.67 | 405.47 | 0.84 | 0.82 | 0.8 | 0.12 | 197.96 | 0 | 0 | 104.18 | 0.80153 | 0.09408 | 0 | 0 | System Off | 1 | 0
13 | 13 | 2012-01-01 13:00 | 12.38 | 13.09 | 13.09 | 12.38 | 46.54 | 10.45 | 19.13 | 17 | 14.26 | 55.27 | 0 | 0.19 | 0.18 | 0 | 6.69 | 0 | 0 | 13.39 | 0.77936 | 0.09408 | 0 | 0 | System Off | 0 | 0
14 | 14 | 2012-01-01 14:00 | 12.39 | 14.32 | 14.32 | 12.39 | 131.82 | 94.23 | 51.91 | 48 | 14.3 | 149.33 | 0.58 | 0.63 | 0.62 | 0.03 | 69.82 | 0 | 0 | 37.77 | 0.78537 | 0.09408 | 0 | 0 | System Off | 0 | 0
15 | 15 | 2012-01-01 15:00 | 12.39 | 12.39 | 12.39 | 12.39 | 0 | 0 | 0 | 0 | 0 | 0 | 0 | 0 | 0 | 0 | 0 | 0 | 0 | 0 | 0 | 0 | 0 | 0 | System Off | 0 | 0
16 | 16 | 2012-01-01 16:00 | 12.31 | 12.31 | 12.31 | 12.31 | 0 | 0 | 0 | 0 | 0 | 0 | 0 | 0 | 0 | 0 | 0 | 0 | 0 | 0 | 0 | 0 | 0 | 0 | System Off | 0 | 0
17 | 17 | 2012-01-01 17:00 | 12.23 | 12.23 | 12.23 | 12.23 | 0 | 0 | 0 | 0 | 0 | 0 | 0 | 0 | 0 | 0 | 0 | 0 | 0 | 0 | 0 | 0 | 0 | 0 | System Off | 0 | 0
18 | 18 | 2012-01-01 18:00 | 12.15 | 12.15 | 12.15 | 12.15 | 0 | 0 | 0 | 0 | 0 | 0 | 0 | 0 | 0 | 0 | 0 | 0 | 0 | 0 | 0 | 0 | 0 | 0 | System Off | 0 | 0
19 | 19 | 2012-01-01 19:00 | 12.19 | 12.19 | 12.19 | 12.19 | 0 | 0 | 0 | 0 | 0 | 0 | 0 | 0 | 0 | 0 | 0 | 0 | 0 | 0 | 0 | 0 | 0 | 0 | System Off | 0 | 0
20 | 20 | 2012-01-01 20:00 | 12.23 | 12.23 | 12.23 | 12.23 | 0 | 0 | 0 | 0 | 0 | 0 | 0 | 0 | 0 | 0 | 0 | 0 | 0 | 0 | 0 | 0 | 0 | 0 | System Off | 0 | 0
21 | 21 | 2012-01-01 21:00 | 12.27 | 12.27 | 12.27 | 12.27 | 0 | 0 | 0 | 0 | 0 | 0 | 0 | 0 | 0 | 0 | 0 | 0 | 0 | 0 | 0 | 0 | 0 | 0 | System Off | 0 | 0
22 | 22 | 2012-01-01 22:00 | 12.18 | 12.18 | 12.18 | 12.18 | 0 | 0 | 0 | 0 | 0 | 0 | 0 | 0 | 0 | 0 | 0 | 0 | 0 | 0 | 0 | 0 | 0 | 0 | System Off | 0 | 0
23 | 23 | 2012-01-01 23:00 | 12.1 | 12.1 | 12.1 | 12.1 | 0 | 0 | 0 | 0 | 0 | 0 | 0 | 0 | 0 | 0 | 0 | 0 | 0 | 0 | 0 | 0 | 0 | 0 | System Off | 0 | 0
24 | 24 | 2012-01-02 | 12.02 | 12.02 | 12.02 | 12.02 | 0 | 0 | 0 | 0 | 0 | 0 | 0 | 0 | 0 | 0 | 0 | 0 | 0 | 0 | 0 | 0 | 0 | 0 | System Off | 0 | 0
25 | 25 | 2012-01-02 01:00 | 11.78 | 11.78 | 11.78 | 11.78 | 0 | 0 | 0 | 0 | 0 | 0 | 0 | 0 | 0 | 0 | 0 | 0 | 0 | 0 | 0 | 0 | 0 | 0 | System Off | 0 | 0
26 | 26 | 2012-01-02 02:00 | 11.54 | 11.54 | 11.54 | 11.54 | 0 | 0 | 0 | 0 | 0 | 0 | 0 | 0 | 0 | 0 | 0 | 0 | 0 | 0 | 0 | 0 | 0 | 0 | System Off | 0 | 0
27 | 27 | 2012-01-02 03:00 | 11.29 | 11.29 | 11.29 | 11.29 | 0 | 0 | 0 | 0 | 0 | 0 | 0 | 0 | 0 | 0 | 0 | 0 | 0 | 0 | 0 | 0 | 0 | 0 | System Off | 0 | 0
28 | 28 | 2012-01-02 04:00 | 11.02 | 11.02 | 11.02 | 11.02 | 0 | 0 | 0 | 0 | 0 | 0 | 0 | 0 | 0 | 0 | 0 | 0 | 0 | 0 | 0 | 0 | 0 | 0 | System Off | 0 | 0
29 | 29 | 2012-01-02 05:00 | 10.75 | 10.75 | 10.75 | 10.75 | 0 | 0 | 0 | 0 | 0 | 0 | 0 | 0 | 0 | 0 | 0 | 0 | 0 | 0 | 0 | 0 | 0 | 0 | System Off | 0 | 0
30 | 30 | 2012-01-02 06:00 | 10.48 | 10.48 | 10.48 | 10.48 | 0 | 0 | 0 | 0 | 0 | 0 | 0 | 0 | 0 | 0 | 0 | 0 | 0 | 0 | 0 | 0 | 0 | 0 | System Off | 0 | 0
31 | 31 | 2012-01-02 07:00 | 10.2 | 10.2 | 10.2 | 10.2 | 0 | 0 | 0 | 0 | 0 | 0 | 0 | 0 | 0 | 0 | 0 | 0 | 0 | 0 | 0 | 0 | 0 | 0 | System Off | 0 | 0
32 | 32 | 2012-01-02 08:00 | 9.92 | 10.53 | 10.53 | 9.92 | 35.46 | 0 | 14.57 | 13 | 14.21 | 42.5 | 0 | 0 | 0 | 0 | 0 | 0 | 0 | 10.24 | 0.76425 | 0.09408 | 0 | 0 | System Off | 0 | 0
33 | 33 | 2012-01-02 09:00 | 9.64 | 11.45 | 11.45 | 9.64 | 108.86 | 71.68 | 42.81 | 39 | 14.54 | 124.44 | 0.7 | 0.58 | 0.56 | 0.03 | 53.31 | 0 | 0 | 30.6 | 0.76753 | 0.09408 | 0 | 0 | System Off | 0 | 0
34 | 34 | 2012-01-02 10:00 | 9.6 | 13.36 | 13.36 | 9.6 | 244.21 | 204.61 | 93.33 | 87 | 14.62 | 269.43 | 0.75 | 0.76 | 0.74 | 0.07 | 140.06 | 0 | 0 | 68.19 | 0.77637 | 0.09408 | 0 | 0 | System Off | 1 | 0
35 | 35 | 2012-01-02 11:00 | 9.56 | 12.22 | 12.22 | 9.56 | 179.09 | 140.66 | 69.23 | 64 | 14.57 | 200.67 | 0.72 | 0.7 | 0.69 | 0.05 | 88.63 | 0 | 0 | 50.19 | 0.77179 | 0.09408 | 0 | 0 | System Off | 1 | 0
36 | 36 | 2012-01-02 12:00 | 9.52 | 14.23 | 14.23 | 9.52 | 339.26 | 297.9 | 128.13 | 119 | 14.85 | 368.71 | 0.86 | 0.81 | 0.79 | 0.11 | 177.32 | 0 | 0 | 93 | 0.7819 | 0.09408 | 0 | 0 | System Off | 1 | 0
37 | 37 | 2012-01-02 13:00 | 8.89 | 12.9 | 12.9 | 8.89 | 285.7 | 245.33 | 108.04 | 101 | 14.73 | 312.4 | 0.83 | 0.79 | 0.77 | 0.09 | 157.15 | 0 | 0 | 79.05 | 0.77484 | 0.09408 | 0 | 0 | System Off | 1 | 0
38 | 38 | 2012-01-02 14:00 | 8.26 | 10.53 | 10.53 | 8.26 | 157.66 | 119.62 | 60.59 | 56 | 14.66 | 176.71 | 0.66 | 0.68 | 0.66 | 0.04 | 88.62 | 0 | 0 | 43.87 | 0.76271 | 0.09408 | 0 | 0 | System Off | 1 | 0
39 | 39 | 2012-01-02 15:00 | 7.63 | 7.87 | 7.87 | 7.63 | 14.62 | 0 | 6.27 | 5 | 15.23 | 18.47 | 0 | 0 | 0 | 0 | 0 | 0 | 0 | 3.89 | 0.7495 | 0.09408 | 0 | 0 | System Off | 0 | 0
40 | 40 | 2012-01-02 16:00 | 7.08 | 7.08 | 7.08 | 7.08 | 0 | 0 | 0 | 0 | 0 | 0 | 0 | 0 | 0 | 0 | 0 | 0 | 0 | 0 | 0 | 0 | 0 | 0 | System Off | 0 | 0
41 | 41 | 2012-01-02 17:00 | 6.53 | 6.53 | 6.53 | 6.53 | 0 | 0 | 0 | 0 | 0 | 0 | 0 | 0 | 0 | 0 | 0 | 0 | 0 | 0 | 0 | 0 | 0 | 0 | System Off | 0 | 0
42 | 42 | 2012-01-02 18:00 | 5.98 | 5.98 | 5.98 | 5.98 | 0 | 0 | 0 | 0 | 0 | 0 | 0 | 0 | 0 | 0 | 0 | 0 | 0 | 0 | 0 | 0 | 0 | 0 | System Off | 0 | 0
43 | 43 | 2012-01-02 19:00 | 5.67 | 5.67 | 5.67 | 5.67 | 0 | 0 | 0 | 0 | 0 | 0 | 0 | 0 | 0 | 0 | 0 | 0 | 0 | 0 | 0 | 0 | 0 | 0 | System Off | 0 | 0
44 | 44 | 2012-01-02 20:00 | 5.37 | 5.37 | 5.37 | 5.37 | 0 | 0 | 0 | 0 | 0 | 0 | 0 | 0 | 0 | 0 | 0 | 0 | 0 | 0 | 0 | 0 | 0 | 0 | System Off | 0 | 0
45 | 45 | 2012-01-02 21:00 | 5.07 | 5.07 | 5.07 | 5.07 | 0 | 0 | 0 | 0 | 0 | 0 | 0 | 0 | 0 | 0 | 0 | 0 | 0 | 0 | 0 | 0 | 0 | 0 | System Off | 0 | 0
46 | 46 | 2012-01-02 22:00 | 5.06 | 5.06 | 5.06 | 5.06 | 0 | 0 | 0 | 0 | 0 | 0 | 0 | 0 | 0 | 0 | 0 | 0 | 0 | 0 | 0 | 0 | 0 | 0 | System Off | 0 | 0
47 | 47 | 2012-01-02 23:00 | 5.05 | 5.05 | 5.05 | 5.05 | 0 | 0 | 0 | 0 | 0 | 0 | 0 | 0 | 0 | 0 | 0 | 0 | 0 | 0 | 0 | 0 | 0 | 0 | System Off | 0 | 0
48 | 48 | 2012-01-03 | 5.04 | 5.04 | 5.04 | 5.04 | 0 | 0 | 0 | 0 | 0 | 0 | 0 | 0 | 0 | 0 | 0 | 0 | 0 | 0 | 0 | 0 | 0 | 0 | System Off | 0 | 0
49 | 49 | 2012-01-03 01:00 | 4.9 | 4.9 | 4.9 | 4.9 | 0 | 0 | 0 | 0 | 0 | 0 | 0 | 0 | 0 | 0 | 0 | 0 | 0 | 0 | 0 | 0 | 0 | 0 | System Off | 0 | 0
50 | 50 | 2012-01-03 02:00 | 4.76 | 4.76 | 4.76 | 4.76 | 0 | 0 | 0 | 0 | 0 | 0 | 0 | 0 | 0 | 0 | 0 | 0 | 0 | 0 | 0 | 0 | 0 | 0 | System Off | 0 | 0
51 | 51 | 2012-01-03 03:00 | 4.61 | 4.61 | 4.61 | 4.61 | 0 | 0 | 0 | 0 | 0 | 0 | 0 | 0 | 0 | 0 | 0 | 0 | 0 | 0 | 0 | 0 | 0 | 0 | System Off | 0 | 0
52 | 52 | 2012-01-03 04:00 | 4.46 | 4.46 | 4.46 | 4.46 | 0 | 0 | 0 | 0 | 0 | 0 | 0 | 0 | 0 | 0 | 0 | 0 | 0 | 0 | 0 | 0 | 0 | 0 | System Off | 0 | 0
53 | 53 | 2012-01-03 05:00 | 4.3 | 4.3 | 4.3 | 4.3 | 0 | 0 | 0 | 0 | 0 | 0 | 0 | 0 | 0 | 0 | 0 | 0 | 0 | 0 | 0 | 0 | 0 | 0 | System Off | 0 | 0
54 | 54 | 2012-01-03 06:00 | 4.15 | 4.15 | 4.15 | 4.15 | 0 | 0 | 0 | 0 | 0 | 0 | 0 | 0 | 0 | 0 | 0 | 0 | 0 | 0 | 0 | 0 | 0 | 0 | System Off | 0 | 0
55 | 55 | 2012-01-03 07:00 | 4.64 | 4.64 | 4.64 | 4.64 | 0 | 0 | 0 | 0 | 0 | 0 | 0 | 0 | 0 | 0 | 0 | 0 | 0 | 0 | 0 | 0 | 0 | 0 | System Off | 0 | 0
56 | 56 | 2012-01-03 08:00 | 5.14 | 5.46 | 5.46 | 5.14 | 26.9 | 0 | 10.93 | 10 | 14.01 | 32.46 | 0 | 0 | 0 | 0 | 0 | 0 | 0 | 7.9 | 0.73621 | 0.09408 | 0 | 0 | System Off | 0 | 0
57 | 57 | 2012-01-03 09:00 | 5.64 | 6.27 | 6.27 | 5.64 | 57.67 | 21.39 | 22.77 | 21 | 14.3 | 67.43 | 0.44 | 0.32 | 0.31 | 0.01 | 15.9 | 0 | 0 | 16.53 | 0.74111 | 0.09408 | 0 | 0 | System Off | 0 | 0
58 | 58 | 2012-01-03 10:00 | 6.39 | 7.43 | 7.43 | 6.39 | 96.11 | 59.16 | 37.35 | 34 | 14.72 | 110.13 | 0.54 | 0.54 | 0.53 | 0.02 | 40.5 | 0 | 0 | 26.61 | 0.7478 | 0.09408 | 0 | 0 | System Off | 0 | 0
59 | 59 | 2012-01-03 11:00 | 7.14 | 8.26 | 8.26 | 7.14 | 103.08 | 66 | 40.08 | 37 | 14.51 | 117.84 | 0.5 | 0.56 | 0.55 | 0.02 | 41.59 | 0 | 0 | 29.04 | 0.75269 | 0.09408 | 0 | 0 | System Off | 0 | 0
60 | 60 | 2012-01-03 12:00 | 7.9 | 8.77 | 8.77 | 7.9 | 78.59 | 41.94 | 30.97 | 28 | 14.62 | 90.89 | 0.65 | 0.46 | 0.45 | 0.02 | 24.97 | 0 | 0 | 21.95 | 0.75537 | 0.09408 | 0 | 0 | System Off | 0 | 0
61 | 61 | 2012-01-03 13:00 | 8.47 | 8.92 | 8.92 | 8.47 | 40.41 | 4.42 | 16.4 | 15 | 14.03 | 48.09 | 0 | 0.09 | 0.09 | 0 | 2.83 | 0 | 0 | 11.85 | 0.75624 | 0.09408 | 0 | 0 | System Off | 0 | 0
62 | 62 | 2012-01-03 14:00 | 9.05 | 9.37 | 9.37 | 9.05 | 28.69 | 0 | 11.84 | 11 | 13.58 | 34.68 | 0 | 0 | 0 | 0 | 0 | 0 | 0 | 8.74 | 0.75884 | 0.09408 | 0 | 0 | System Off | 0 | 0
63 | 63 | 2012-01-03 15:00 | 9.62 | 9.67 | 9.67 | 9.62 | 4.02 | 0 | 1.82 | 1 | 20.94 | 5.33 | 0 | 0 | 0 | 0 | 0 | 0 | 0 | 0.72 | 0.76021 | 0.09408 | 0 | 0 | System Off | 0 | 0
64 | 64 | 2012-01-03 16:00 | 9.88 | 9.88 | 9.88 | 9.88 | 0 | 0 | 0 | 0 | 0 | 0 | 0 | 0 | 0 | 0 | 0 | 0 | 0 | 0 | 0 | 0 | 0 | 0 | System Off | 0 | 0
65 | 65 | 2012-01-03 17:00 | 10.13 | 10.13 | 10.13 | 10.13 | 0 | 0 | 0 | 0 | 0 | 0 | 0 | 0 | 0 | 0 | 0 | 0 | 0 | 0 | 0 | 0 | 0 | 0 | System Off | 0 | 0
66 | 66 | 2012-01-03 18:00 | 10.39 | 10.39 | 10.39 | 10.39 | 0 | 0 | 0 | 0 | 0 | 0 | 0 | 0 | 0 | 0 | 0 | 0 | 0 | 0 | 0 | 0 | 0 | 0 | System Off | 0 | 0
67 | 67 | 2012-01-03 19:00 | 10.07 | 10.07 | 10.07 | 10.07 | 0 | 0 | 0 | 0 | 0 | 0 | 0 | 0 | 0 | 0 | 0 | 0 | 0 | 0 | 0 | 0 | 0 | 0 | System Off | 0 | 0
68 | 68 | 2012-01-03 20:00 | 9.76 | 9.76 | 9.76 | 9.76 | 0 | 0 | 0 | 0 | 0 | 0 | 0 | 0 | 0 | 0 | 0 | 0 | 0 | 0 | 0 | 0 | 0 | 0 | System Off | 0 | 0
69 | 69 | 2012-01-03 21:00 | 9.45 | 9.45 | 9.45 | 9.45 | 0 | 0 | 0 | 0 | 0 | 0 | 0 | 0 | 0 | 0 | 0 | 0 | 0 | 0 | 0 | 0 | 0 | 0 | System Off | 0 | 0
70 | 70 | 2012-01-03 22:00 | 8.29 | 8.29 | 8.29 | 8.29 | 0 | 0 | 0 | 0 | 0 | 0 | 0 | 0 | 0 | 0 | 0 | 0 | 0 | 0 | 0 | 0 | 0 | 0 | System Off | 0 | 0
71 | 71 | 2012-01-03 23:00 | 7.13 | 7.13 | 7.13 | 7.13 | 0 | 0 | 0 | 0 | 0 | 0 | 0 | 0 | 0 | 0 | 0 | 0 | 0 | 0 | 0 | 0 | 0 | 0 | System Off | 0 | 0
72 | 72 | 2012-01-04 | 5.98 | 5.98 | 5.98 | 5.98 | 0 | 0 | 0 | 0 | 0 | 0 | 0 | 0 | 0 | 0 | 0 | 0 | 0 | 0 | 0 | 0 | 0 | 0 | System Off | 0 | 0
73 | 73 | 2012-01-04 01:00 | 5.92 | 5.92 | 5.92 | 5.92 | 0 | 0 | 0 | 0 | 0 | 0 | 0 | 0 | 0 | 0 | 0 | 0 | 0 | 0 | 0 | 0 | 0 | 0 | System Off | 0 | 0
74 | 74 | 2012-01-04 02:00 | 5.86 | 5.86 | 5.86 | 5.86 | 0 | 0 | 0 | 0 | 0 | 0 | 0 | 0 | 0 | 0 | 0 | 0 | 0 | 0 | 0 | 0 | 0 | 0 | System Off | 0 | 0
75 | 75 | 2012-01-04 03:00 | 5.8 | 5.8 | 5.8 | 5.8 | 0 | 0 | 0 | 0 | 0 | 0 | 0 | 0 | 0 | 0 | 0 | 0 | 0 | 0 | 0 | 0 | 0 | 0 | System Off | 0 | 0
76 | 76 | 2012-01-04 04:00 | 5.52 | 5.52 | 5.52 | 5.52 | 0 | 0 | 0 | 0 | 0 | 0 | 0 | 0 | 0 | 0 | 0 | 0 | 0 | 0 | 0 | 0 | 0 | 0 | System Off | 0 | 0
77 | 77 | 2012-01-04 05:00 | 5.24 | 5.24 | 5.24 | 5.24 | 0 | 0 | 0 | 0 | 0 | 0 | 0 | 0 | 0 | 0 | 0 | 0 | 0 | 0 | 0 | 0 | 0 | 0 | System Off | 0 | 0
78 | 78 | 2012-01-04 06:00 | 4.97 | 4.97 | 4.97 | 4.97 | 0 | 0 | 0 | 0 | 0 | 0 | 0 | 0 | 0 | 0 | 0 | 0 | 0 | 0 | 0 | 0 | 0 | 0 | System Off | 0 | 0
79 | 79 | 2012-01-04 07:00 | 5.06 | 5.06 | 5.06 | 5.06 | 0 | 0 | 0 | 0 | 0 | 0 | 0 | 0 | 0 | 0 | 0 | 0 | 0 | 0 | 0 | 0 | 0 | 0 | System Off | 0 | 0
80 | 80 | 2012-01-04 08:00 | 5.15 | 6.59 | 6.59 | 5.15 | 123.1 | 85.67 | 46.87 | 43 | 14.91 | 138.64 | 0.64 | 0.62 | 0.61 | 0.03 | 75.21 | 0 | 0 | 33.58 | 0.74235 | 0.09408 | 0 | 0 | System Off | 1 | 0
81 | 81 | 2012-01-04 09:00 | 5.25 | 11.49 | 11.49 | 5.25 | 555.87 | 510.31 | 202.05 | 190 | 15.24 | 587.25 | 0.89 | 0.87 | 0.85 | 0.18 | 379.51 | 0 | 0 | 147.75 | 0.77005 | 0.09408 | 0 | 0 | System Off | 1 | 0
82 | 82 | 2012-01-04 10:00 | 5.63 | 7.31 | 7.31 | 5.63 | 143.01 | 105.23 | 54.65 | 50 | 14.9 | 161.24 | 0.73 | 0.65 | 0.64 | 0.04 | 72.03 | 0 | 0 | 39.05 | 0.74639 | 0.09408 | 0 | 0 | System Off | 0 | 0
83 | 83 | 2012-01-04 11:00 | 6.01 | 8.58 | 8.58 | 6.01 | 224.29 | 185.05 | 84.55 | 78 | 14.98 | 248.32 | 0.83 | 0.75 | 0.73 | 0.07 | 116.6 | 0 | 0 | 60.86 | 0.75376 | 0.09408 | 0 | 0 | System Off | 1 | 0
84 | 84 | 2012-01-04 12:00 | 6.4 | 19.52 | 19.52 | 6.4 | 1197.09 | 1137.63 | 435.01 | 413 | 15.1 | 1227.7 | 0.94 | 0.93 | 0.91 | 0.41 | 677.16 | 0 | 0 | 321.74 | 0.81859 | 0.09408 | 0 | 0 | System Off | 1 | 0
85 | 85 | 2012-01-04 13:00 | 6.4 | 11.79 | 11.79 | 6.4 | 477.55 | 433.54 | 175.36 | 164 | 15.17 | 509.12 | 0.91 | 0.85 | 0.83 | 0.16 | 277.72 | 0 | 0 | 127.65 | 0.77196 | 0.09408 | 0 | 0 | System Off | 1 | 0
86 | 86 | 2012-01-04 14:00 | 6.41 | 11.12 | 11.12 | 6.41 | 407.53 | 364.86 | 150.17 | 141 | 15.05 | 437.04 | 0.87 | 0.83 | 0.82 | 0.13 | 270.32 | 0 | 0 | 109.9 | 0.76777 | 0.09408 | 0 | 0 | System Off | 1 | 0
87 | 87 | 2012-01-04 15:00 | 6.42 | 6.97 | 6.97 | 6.42 | 42.88 | 6.84 | 17.28 | 15 | 14.89 | 51.05 | 0 | 0.13 | 0.13 | 0 | 5.62 | 0 | 0 | 11.72 | 0.74442 | 0.09408 | 0 | 0 | System Off | 0 | 0
88 | 88 | 2012-01-04 16:00 | 6.12 | 6.12 | 6.12 | 6.12 | 0 | 0 | 0 | 0 | 0 | 0 | 0 | 0 | 0 | 0 | 0 | 0 | 0 | 0 | 0 | 0 | 0 | 0 | System Off | 0 | 0
89 | 89 | 2012-01-04 17:00 | 5.81 | 5.81 | 5.81 | 5.81 | 0 | 0 | 0 | 0 | 0 | 0 | 0 | 0 | 0 | 0 | 0 | 0 | 0 | 0 | 0 | 0 | 0 | 0 | System Off | 0 | 0
90 | 90 | 2012-01-04 18:00 | 5.51 | 5.51 | 5.51 | 5.51 | 0 | 0 | 0 | 0 | 0 | 0 | 0 | 0 | 0 | 0 | 0 | 0 | 0 | 0 | 0 | 0 | 0 | 0 | System Off | 0 | 0
91 | 91 | 2012-01-04 19:00 | 5.58 | 5.58 | 5.58 | 5.58 | 0 | 0 | 0 | 0 | 0 | 0 | 0 | 0 | 0 | 0 | 0 | 0 | 0 | 0 | 0 | 0 | 0 | 0 | System Off | 0 | 0
92 | 92 | 2012-01-04 20:00 | 5.65 | 5.65 | 5.65 | 5.65 | 0 | 0 | 0 | 0 | 0 | 0 | 0 | 0 | 0 | 0 | 0 | 0 | 0 | 0 | 0 | 0 | 0 | 0 | System Off | 0 | 0
93 | 93 | 2012-01-04 21:00 | 5.73 | 5.73 | 5.73 | 5.73 | 0 | 0 | 0 | 0 | 0 | 0 | 0 | 0 | 0 | 0 | 0 | 0 | 0 | 0 | 0 | 0 | 0 | 0 | System Off | 0 | 0
94 | 94 | 2012-01-04 22:00 | 5.92 | 5.92 | 5.92 | 5.92 | 0 | 0 | 0 | 0 | 0 | 0 | 0 | 0 | 0 | 0 | 0 | 0 | 0 | 0 | 0 | 0 | 0 | 0 | System Off | 0 | 0
95 | 95 | 2012-01-04 23:00 | 6.12 | 6.12 | 6.12 | 6.12 | 0 | 0 | 0 | 0 | 0 | 0 | 0 | 0 | 0 | 0 | 0 | 0 | 0 | 0 | 0 | 0 | 0 | 0 | System Off | 0 | 0
96 | 96 | 2012-01-05 | 6.32 | 6.32 | 6.32 | 6.32 | 0 | 0 | 0 | 0 | 0 | 0 | 0 | 0 | 0 | 0 | 0 | 0 | 0 | 0 | 0 | 0 | 0 | 0 | System Off | 0 | 0
97 | 97 | 2012-01-05 01:00 | 6.51 | 6.51 | 6.51 | 6.51 | 0 | 0 | 0 | 0 | 0 | 0 | 0 | 0 | 0 | 0 | 0 | 0 | 0 | 0 | 0 | 0 | 0 | 0 | System Off | 0 | 0
98 | 98 | 2012-01-05 02:00 | 6.7 | 6.7 | 6.7 | 6.7 | 0 | 0 | 0 | 0 | 0 | 0 | 0 | 0 | 0 | 0 | 0 | 0 | 0 | 0 | 0 | 0 | 0 | 0 | System Off | 0 | 0
99 | 99 | 2012-01-05 03:00 | 6.88 | 6.88 | 6.88 | 6.88 | 0 | 0 | 0 | 0 | 0 | 0 | 0 | 0 | 0 | 0 | 0 | 0 | 0 | 0 | 0 | 0 | 0 | 0 | System Off | 0 | 0
100 | 100 | 2012-01-05 03:59 | 7.24 | 7.24 | 7.24 | 7.24 | 0 | 0 | 0 | 0 | 0 | 0 | 0 | 0 | 0 | 0 | 0 | 0 | 0 | 0 | 0 | 0 | 0 | 0 | System Off | 0 | 0
101 | 101 | 2012-01-05 04:59 | 7.6 | 7.6 | 7.6 | 7.6 | 0 | 0 | 0 | 0 | 0 | 0 | 0 | 0 | 0 | 0 | 0 | 0 | 0 | 0 | 0 | 0 | 0 | 0 | System Off | 0 | 0
102 | 102 | 2012-01-05 05:59 | 7.97 | 7.97 | 7.97 | 7.97 | 0 | 0 | 0 | 0 | 0 | 0 | 0 | 0 | 0 | 0 | 0 | 0 | 0 | 0 | 0 | 0 | 0 | 0 | System Off | 0 | 0
103 | 103 | 2012-01-05 06:59 | 8.28 | 8.28 | 8.28 | 8.28 | 0 | 0 | 0 | 0 | 0 | 0 | 0 | 0 | 0 | 0 | 0 | 0 | 0 | 0 | 0 | 0 | 0 | 0 | System Off | 0 | 0
104 | 104 | 2012-01-05 07:59 | 8.59 | 10.18 | 10.18 | 8.59 | 172.57 | 134.26 | 65.78 | 61 | 14.73 | 192.08 | 0.76 | 0.7 | 0.68 | 0.05 | 117.87 | 0 | 0 | 47.74 | 0.76555 | 0.09408 | 0 | 0 | System Off | 1 | 0
105 | 105 | 2012-01-05 08:59 | 8.91 | 9.17 | 9.17 | 8.91 | 26.41 | 0 | 10.93 | 10 | 13.76 | 32.03 | 0 | 0 | 0 | 0 | 0 | 0 | 0 | 7.92 | 0.75784 | 0.09408 | 0 | 0 | System Off | 0 | 0
106 | 106 | 2012-01-05 09:59 | 8.61 | 9.52 | 9.52 | 8.61 | 95.22 | 58.28 | 37.35 | 34 | 14.59 | 109.31 | 0.54 | 0.53 | 0.52 | 0.02 | 39.9 | 0 | 0 | 26.66 | 0.7606 | 0.09408 | 0 | 0 | System Off | 0 | 0
107 | 107 | 2012-01-05 10:59 | 8.31 | 9.31 | 9.31 | 8.31 | 102.6 | 65.53 | 40.08 | 37 | 14.44 | 117.4 | 0.5 | 0.56 | 0.55 | 0.02 | 41.29 | 0 | 0 | 29.07 | 0.75944 | 0.09408 | 0 | 0 | System Off | 0 | 0
108 | 108 | 2012-01-05 11:59 | 8.01 | 20.76 | 20.76 | 8.01 | 1368.48 | 1304.92 | 496.91 | 472 | 15.1 | 1395.95 | 0.95 | 0.93 | 0.91 | 0.47 | 776.74 | 0 | 0 | 367.69 | 0.83949 | 0.09408 | 0 | 0 | System Off | 1 | 0
109 | 109 | 2012-01-05 12:59 | 7.53 | 8.03 | 8.03 | 7.53 | 47.68 | 11.57 | 19.13 | 17 | 14.61 | 56.29 | 0 | 0.21 | 0.2 | 0 | 7.41 | 0 | 0 | 13.33 | 0.75118 | 0.09408 | 0 | 0 | System Off | 0 | 0
110 | 110 | 2012-01-05 13:59 | 7.06 | 7.32 | 7.32 | 7.06 | 24.34 | 0 | 10.02 | 9 | 14.09 | 29.56 | 0 | 0 | 0 | 0 | 0 | 0 | 0 | 7.1 | 0.74699 | 0.09408 | 0 | 0 | System Off | 0 | 0
111 | 111 | 2012-01-05 14:59 | 6.59 | 8.2 | 8.2 | 6.59 | 158.08 | 120.03 | 60.97 | 56 | 14.7 | 179.3 | 0.66 | 0.67 | 0.66 | 0.04 | 98.6 | 0 | 0 | 43.85 | 0.75305 | 0.09408 | 0 | 0 | System Off | 1 | 0
112 | 112 | 2012-01-05 15:59 | 6.15 | 6.15 | 6.15 | 6.15 | 0 | 0 | 0 | 0 | 0 | 0 | 0 | 0 | 0 | 0 | 0 | 0 | 0 | 0 | 0 | 0 | 0 | 0 | System Off | 0 | 0
113 | 113 | 2012-01-05 16:59 | 5.72 | 5.72 | 5.72 | 5.72 | 0 | 0 | 0 | 0 | 0 | 0 | 0 | 0 | 0 | 0 | 0 | 0 | 0 | 0 | 0 | 0 | 0 | 0 | System Off | 0 | 0
114 | 114 | 2012-01-05 17:59 | 5.28 | 5.28 | 5.28 | 5.28 | 0 | 0 | 0 | 0 | 0 | 0 | 0 | 0 | 0 | 0 | 0 | 0 | 0 | 0 | 0 | 0 | 0 | 0 | System Off | 0 | 0
115 | 115 | 2012-01-05 18:59 | 4.91 | 4.91 | 4.91 | 4.91 | 0 | 0 | 0 | 0 | 0 | 0 | 0 | 0 | 0 | 0 | 0 | 0 | 0 | 0 | 0 | 0 | 0 | 0 | System Off | 0 | 0
116 | 116 | 2012-01-05 19:59 | 4.54 | 4.54 | 4.54 | 4.54 | 0 | 0 | 0 | 0 | 0 | 0 | 0 | 0 | 0 | 0 | 0 | 0 | 0 | 0 | 0 | 0 | 0 | 0 | System Off | 0 | 0
117 | 117 | 2012-01-05 20:59 | 4.18 | 4.18 | 4.18 | 4.18 | 0 | 0 | 0 | 0 | 0 | 0 | 0 | 0 | 0 | 0 | 0 | 0 | 0 | 0 | 0 | 0 | 0 | 0 | System Off | 0 | 0
118 | 118 | 2012-01-05 21:59 | 4.05 | 4.05 | 4.05 | 4.05 | 0 | 0 | 0 | 0 | 0 | 0 | 0 | 0 | 0 | 0 | 0 | 0 | 0 | 0 | 0 | 0 | 0 | 0 | System Off | 0 | 0
119 | 119 | 2012-01-05 22:59 | 3.92 | 3.92 | 3.92 | 3.92 | 0 | 0 | 0 | 0 | 0 | 0 | 0 | 0 | 0 | 0 | 0 | 0 | 0 | 0 | 0 | 0 | 0 | 0 | System Off | 0 | 0
120 | 120 | 2012-01-05 23:59 | 3.79 | 3.79 | 3.79 | 3.79 | 0 | 0 | 0 | 0 | 0 | 0 | 0 | 0 | 0 | 0 | 0 | 0 | 0 | 0 | 0 | 0 | 0 | 0 | System Off | 0 | 0
121 | 121 | 2012-01-06 00:59 | 3.41 | 3.41 | 3.41 | 3.41 | 0 | 0 | 0 | 0 | 0 | 0 | 0 | 0 | 0 | 0 | 0 | 0 | 0 | 0 | 0 | 0 | 0 | 0 | System Off | 0 | 0
122 | 122 | 2012-01-06 01:59 | 3.03 | 3.03 | 3.03 | 3.03 | 0 | 0 | 0 | 0 | 0 | 0 | 0 | 0 | 0 | 0 | 0 | 0 | 0 | 0 | 0 | 0 | 0 | 0 | System Off | 0 | 0
123 | 123 | 2012-01-06 02:59 | 2.65 | 2.65 | 2.65 | 2.65 | 0 | 0 | 0 | 0 | 0 | 0 | 0 | 0 | 0 | 0 | 0 | 0 | 0 | 0 | 0 | 0 | 0 | 0 | System Off | 0 | 0
124 | 124 | 2012-01-06 03:59 | 2.86 | 2.86 | 2.86 | 2.86 | 0 | 0 | 0 | 0 | 0 | 0 | 0 | 0 | 0 | 0 | 0 | 0 | 0 | 0 | 0 | 0 | 0 | 0 | System Off | 0 | 0
125 | 125 | 2012-01-06 04:59 | 3.07 | 3.07 | 3.07 | 3.07 | 0 | 0 | 0 | 0 | 0 | 0 | 0 | 0 | 0 | 0 | 0 | 0 | 0 | 0 | 0 | 0 | 0 | 0 | System Off | 0 | 0
126 | 126 | 2012-01-06 05:59 | 3.28 | 3.28 | 3.28 | 3.28 | 0 | 0 | 0 | 0 | 0 | 0 | 0 | 0 | 0 | 0 | 0 | 0 | 0 | 0 | 0 | 0 | 0 | 0 | System Off | 0 | 0
127 | 127 | 2012-01-06 06:59 | 3.54 | 3.54 | 3.54 | 3.54 | 0 | 0 | 0 | 0 | 0 | 0 | 0 | 0 | 0 | 0 | 0 | 0 | 0 | 0 | 0 | 0 | 0 | 0 | System Off | 0 | 0
128 | 128 | 2012-01-06 07:59 | 3.8 | 8.18 | 8.18 | 3.8 | 386.02 | 343.77 | 141.34 | 132 | 15.23 | 415.7 | 0.85 | 0.83 | 0.81 | 0.12 | 301.8 | 0 | 0 | 102.65 | 0.75095 | 0.09408 | 0 | 0 | System Off | 1 | 0
129 | 129 | 2012-01-06 08:59 | 4.07 | 5.73 | 5.73 | 4.07 | 138.81 | 101.1 | 52.63 | 49 | 14.75 | 156.15 | 0.76 | 0.65 | 0.63 | 0.04 | 75.19 | 0 | 0 | 38.34 | 0.73731 | 0.09408 | 0 | 0 | System Off | 1 | 0
130 | 130 | 2012-01-06 09:59 | 4.77 | 7.53 | 7.53 | 4.77 | 235.62 | 196.17 | 88.16 | 82 | 14.97 | 259.9 | 0.79 | 0.75 | 0.74 | 0.07 | 134.29 | 0 | 0 | 63.99 | 0.74738 | 0.09408 | 0 | 0 | System Off | 1 | 0
131 | 131 | 2012-01-06 10:59 | 5.47 | 7.19 | 7.19 | 5.47 | 145.56 | 107.73 | 55.56 | 51 | 14.87 | 163.99 | 0.72 | 0.66 | 0.64 | 0.04 | 67.89 | 0 | 0 | 39.85 | 0.74567 | 0.09408 | 0 | 0 | System Off | 0 | 0
132 | 132 | 2012-01-06 11:59 | 6.18 | 20.26 | 20.26 | 6.18 | 1259.5 | 1198.57 | 458.08 | 435 | 15.08 | 1289.23 | 0.94 | 0.93 | 0.91 | 0.43 | 713.43 | 0 | 0 | 338.95 | 0.82142 | 0.09408 | 0 | 0 | System Off | 1 | 0
133 | 133 | 2012-01-06 12:59 | 5.99 | 6.95 | 6.95 | 5.99 | 76.81 | 40.19 | 30.06 | 27 | 14.82 | 88.79 | 0.33 | 0.45 | 0.44 | 0.01 | 25.74 | 0 | 0 | 21.11 | 0.7442 | 0.09408 | 0 | 0 | System Off | 0 | 0
134 | 134 | 2012-01-06 13:59 | 5.81 | 6.14 | 6.14 | 5.81 | 24.48 | 0 | 10.02 | 9 | 14.17 | 29.68 | 0 | 0 | 0 | 0 | 0 | 0 | 0 | 7.1 | 0.73984 | 0.09408 | 0 | 0 | System Off | 0 | 0
135 | 135 | 2012-01-06 14:59 | 5.62 | 6.49 | 6.49 | 5.62 | 64.53 | 28.12 | 25.51 | 23 | 14.61 | 75.49 | 0.39 | 0.37 | 0.36 | 0.01 | 23.1 | 0 | 0 | 18.03 | 0.74135 | 0.09408 | 0 | 0 | System Off | 0 | 0
136 | 136 | 2012-01-06 15:59 | 5.27 | 5.27 | 5.27 | 5.27 | 0 | 0 | 0 | 0 | 0 | 0 | 0 | 0 | 0 | 0 | 0 | 0 | 0 | 0 | 0 | 0 | 0 | 0 | System Off | 0 | 0
137 | 137 | 2012-01-06 16:59 | 4.92 | 4.92 | 4.92 | 4.92 | 0 | 0 | 0 | 0 | 0 | 0 | 0 | 0 | 0 | 0 | 0 | 0 | 0 | 0 | 0 | 0 | 0 | 0 | System Off | 0 | 0
138 | 138 | 2012-01-06 17:59 | 4.57 | 4.57 | 4.57 | 4.57 | 0 | 0 | 0 | 0 | 0 | 0 | 0 | 0 | 0 | 0 | 0 | 0 | 0 | 0 | 0 | 0 | 0 | 0 | System Off | 0 | 0
139 | 139 | 2012-01-06 18:59 | 4.18 | 4.18 | 4.18 | 4.18 | 0 | 0 | 0 | 0 | 0 | 0 | 0 | 0 | 0 | 0 | 0 | 0 | 0 | 0 | 0 | 0 | 0 | 0 | System Off | 0 | 0
140 | 140 | 2012-01-06 19:59 | 3.79 | 3.79 | 3.79 | 3.79 | 0 | 0 | 0 | 0 | 0 | 0 | 0 | 0 | 0 | 0 | 0 | 0 | 0 | 0 | 0 | 0 | 0 | 0 | System Off | 0 | 0
141 | 141 | 2012-01-06 20:59 | 3.4 | 3.4 | 3.4 | 3.4 | 0 | 0 | 0 | 0 | 0 | 0 | 0 | 0 | 0 | 0 | 0 | 0 | 0 | 0 | 0 | 0 | 0 | 0 | System Off | 0 | 0
142 | 142 | 2012-01-06 21:59 | 3.17 | 3.17 | 3.17 | 3.17 | 0 | 0 | 0 | 0 | 0 | 0 | 0 | 0 | 0 | 0 | 0 | 0 | 0 | 0 | 0 | 0 | 0 | 0 | System Off | 0 | 0
143 | 143 | 2012-01-06 22:59 | 2.94 | 2.94 | 2.94 | 2.94 | 0 | 0 | 0 | 0 | 0 | 0 | 0 | 0 | 0 | 0 | 0 | 0 | 0 | 0 | 0 | 0 | 0 | 0 | System Off | 0 | 0
144 | 144 | 2012-01-06 23:59 | 2.71 | 2.71 | 2.71 | 2.71 | 0 | 0 | 0 | 0 | 0 | 0 | 0 | 0 | 0 | 0 | 0 | 0 | 0 | 0 | 0 | 0 | 0 | 0 | System Off | 0 | 0
145 | 145 | 2012-01-07 00:59 | 2.87 | 2.87 | 2.87 | 2.87 | 0 | 0 | 0 | 0 | 0 | 0 | 0 | 0 | 0 | 0 | 0 | 0 | 0 | 0 | 0 | 0 | 0 | 0 | System Off | 0 | 0
146 | 146 | 2012-01-07 01:59 | 3.04 | 3.04 | 3.04 | 3.04 | 0 | 0 | 0 | 0 | 0 | 0 | 0 | 0 | 0 | 0 | 0 | 0 | 0 | 0 | 0 | 0 | 0 | 0 | System Off | 0 | 0
147 | 147 | 2012-01-07 02:59 | 3.2 | 3.2 | 3.2 | 3.2 | 0 | 0 | 0 | 0 | 0 | 0 | 0 | 0 | 0 | 0 | 0 | 0 | 0 | 0 | 0 | 0 | 0 | 0 | System Off | 0 | 0
148 | 148 | 2012-01-07 03:59 | 4.02 | 4.02 | 4.02 | 4.02 | 0 | 0 | 0 | 0 | 0 | 0 | 0 | 0 | 0 | 0 | 0 | 0 | 0 | 0 | 0 | 0 | 0 | 0 | System Off | 0 | 0
149 | 149 | 2012-01-07 04:59 | 4.84 | 4.84 | 4.84 | 4.84 | 0 | 0 | 0 | 0 | 0 | 0 | 0 | 0 | 0 | 0 | 0 | 0 | 0 | 0 | 0 | 0 | 0 | 0 | System Off | 0 | 0
150 | 150 | 2012-01-07 05:59 | 5.66 | 5.66 | 5.66 | 5.66 | 0 | 0 | 0 | 0 | 0 | 0 | 0 | 0 | 0 | 0 | 0 | 0 | 0 | 0 | 0 | 0 | 0 | 0 | System Off | 0 | 0
151 | 151 | 2012-01-07 06:59 | 6.42 | 6.42 | 6.42 | 6.42 | 0 | 0 | 0 | 0 | 0 | 0 | 0 | 0 | 0 | 0 | 0 | 0 | 0 | 0 | 0 | 0 | 0 | 0 | System Off | 0 | 0
152 | 152 | 2012-01-07 07:59 | 7.19 | 7.28 | 7.28 | 7.19 | 6.24 | 0 | 2.73 | 2 | 16.25 | 8.06 | 0 | 0 | 0 | 0 | 0 | 0 | 0 | 1.54 | 0.74641 | 0.09408 | 0 | 0 | System Off | 0 | 0
153 | 153 | 2012-01-07 08:59 | 7.96 | 9.09 | 9.09 | 7.96 | 92.98 | 56.08 | 36.43 | 33 | 14.67 | 106.81 | 0.55 | 0.53 | 0.51 | 0.02 | 41.71 | 0 | 0 | 25.85 | 0.75665 | 0.09408 | 0 | 0 | System Off | 0 | 0
154 | 154 | 2012-01-07 09:59 | 8.27 | 9.39 | 9.39 | 8.27 | 92.85 | 55.96 | 36.43 | 33 | 14.65 | 106.69 | 0.55 | 0.52 | 0.51 | 0.02 | 38.3 | 0 | 0 | 25.85 | 0.75844 | 0.09408 | 0 | 0 | System Off | 0 | 0
155 | 155 | 2012-01-07 10:59 | 8.58 | 9.59 | 9.59 | 8.58 | 83.11 | 46.38 | 32.79 | 30 | 14.43 | 95.96 | 0.61 | 0.48 | 0.47 | 0.02 | 29.23 | 0 | 0 | 23.57 | 0.75969 | 0.09408 | 0 | 0 | System Off | 0 | 0
156 | 156 | 2012-01-07 11:59 | 8.89 | 9.87 | 9.87 | 8.89 | 80.6 | 43.91 | 31.88 | 29 | 14.48 | 93.2 | 0.63 | 0.47 | 0.46 | 0.02 | 26.14 | 0 | 0 | 22.77 | 0.76129 | 0.09408 | 0 | 0 | System Off | 0 | 0
157 | 157 | 2012-01-07 12:59 | 8.45 | 9.34 | 9.34 | 8.45 | 73.58 | 37.02 | 29.15 | 27 | 14.19 | 85.37 | 0.34 | 0.43 | 0.42 | 0.01 | 23.71 | 0 | 0 | 21.28 | 0.75839 | 0.09408 | 0 | 0 | System Off | 0 | 0
158 | 158 | 2012-01-07 13:59 | 8.01 | 9.42 | 9.42 | 8.01 | 120.21 | 82.83 | 46.59 | 43 | 14.56 | 136.43 | 0.64 | 0.61 | 0.59 | 0.03 | 61.37 | 0 | 0 | 33.73 | 0.75883 | 0.09408 | 0 | 0 | System Off | 0 | 0
159 | 159 | 2012-01-07 14:59 | 7.57 | 7.62 | 7.62 | 7.57 | 4.07 | 0 | 1.82 | 1 | 21.2 | 5.37 | 0 | 0 | 0 | 0 | 0 | 0 | 0 | 0.72 | 0.7484 | 0.09408 | 0 | 0 | System Off | 0 | 0
160 | 160 | 2012-01-07 15:59 | 6.96 | 6.96 | 6.96 | 6.96 | 0 | 0 | 0 | 0 | 0 | 0 | 0 | 0 | 0 | 0 | 0 | 0 | 0 | 0 | 0 | 0 | 0 | 0 | System Off | 0 | 0
161 | 161 | 2012-01-07 16:59 | 6.35 | 6.35 | 6.35 | 6.35 | 0 | 0 | 0 | 0 | 0 | 0 | 0 | 0 | 0 | 0 | 0 | 0 | 0 | 0 | 0 | 0 | 0 | 0 | System Off | 0 | 0
162 | 162 | 2012-01-07 17:59 | 5.74 | 5.74 | 5.74 | 5.74 | 0 | 0 | 0 | 0 | 0 | 0 | 0 | 0 | 0 | 0 | 0 | 0 | 0 | 0 | 0 | 0 | 0 | 0 | System Off | 0 | 0
163 | 163 | 2012-01-07 18:59 | 5.46 | 5.46 | 5.46 | 5.46 | 0 | 0 | 0 | 0 | 0 | 0 | 0 | 0 | 0 | 0 | 0 | 0 | 0 | 0 | 0 | 0 | 0 | 0 | System Off | 0 | 0
164 | 164 | 2012-01-07 19:59 | 5.18 | 5.18 | 5.18 | 5.18 | 0 | 0 | 0 | 0 | 0 | 0 | 0 | 0 | 0 | 0 | 0 | 0 | 0 | 0 | 0 | 0 | 0 | 0 | System Off | 0 | 0
165 | 165 | 2012-01-07 20:59 | 4.91 | 4.91 | 4.91 | 4.91 | 0 | 0 | 0 | 0 | 0 | 0 | 0 | 0 | 0 | 0 | 0 | 0 | 0 | 0 | 0 | 0 | 0 | 0 | System Off | 0 | 0
166 | 166 | 2012-01-07 21:59 | 4.87 | 4.87 | 4.87 | 4.87 | 0 | 0 | 0 | 0 | 0 | 0 | 0 | 0 | 0 | 0 | 0 | 0 | 0 | 0 | 0 | 0 | 0 | 0 | System Off | 0 | 0
167 | 167 | 2012-01-07 22:59 | 4.83 | 4.83 | 4.83 | 4.83 | 0 | 0 | 0 | 0 | 0 | 0 | 0 | 0 | 0 | 0 | 0 | 0 | 0 | 0 | 0 | 0 | 0 | 0 | System Off | 0 | 0
168 | 168 | 2012-01-07 23:59 | 4.8 | 4.8 | 4.8 | 4.8 | 0 | 0 | 0 | 0 | 0 | 0 | 0 | 0 | 0 | 0 | 0 | 0 | 0 | 0 | 0 | 0 | 0 | 0 | System Off | 0 | 0
169 | 169 | 2012-01-08 00:59 | 4.85 | 4.85 | 4.85 | 4.85 | 0 | 0 | 0 | 0 | 0 | 0 | 0 | 0 | 0 | 0 | 0 | 0 | 0 | 0 | 0 | 0 | 0 | 0 | System Off | 0 | 0
170 | 170 | 2012-01-08 01:59 | 4.91 | 4.91 | 4.91 | 4.91 | 0 | 0 | 0 | 0 | 0 | 0 | 0 | 0 | 0 | 0 | 0 | 0 | 0 | 0 | 0 | 0 | 0 | 0 | System Off | 0 | 0
171 | 171 | 2012-01-08 02:59 | 4.96 | 4.96 | 4.96 | 4.96 | 0 | 0 | 0 | 0 | 0 | 0 | 0 | 0 | 0 | 0 | 0 | 0 | 0 | 0 | 0 | 0 | 0 | 0 | System Off | 0 | 0
172 | 172 | 2012-01-08 03:59 | 4.92 | 4.92 | 4.92 | 4.92 | 0 | 0 | 0 | 0 | 0 | 0 | 0 | 0 | 0 | 0 | 0 | 0 | 0 | 0 | 0 | 0 | 0 | 0 | System Off | 0 | 0
173 | 173 | 2012-01-08 04:59 | 4.88 | 4.88 | 4.88 | 4.88 | 0 | 0 | 0 | 0 | 0 | 0 | 0 | 0 | 0 | 0 | 0 | 0 | 0 | 0 | 0 | 0 | 0 | 0 | System Off | 0 | 0
174 | 174 | 2012-01-08 05:59 | 4.85 | 4.85 | 4.85 | 4.85 | 0 | 0 | 0 | 0 | 0 | 0 | 0 | 0 | 0 | 0 | 0 | 0 | 0 | 0 | 0 | 0 | 0 | 0 | System Off | 0 | 0
175 | 175 | 2012-01-08 06:59 | 5.02 | 5.02 | 5.02 | 5.02 | 0 | 0 | 0 | 0 | 0 | 0 | 0 | 0 | 0 | 0 | 0 | 0 | 0 | 0 | 0 | 0 | 0 | 0 | System Off | 0 | 0
176 | 176 | 2012-01-08 07:59 | 5.19 | 6.22 | 6.22 | 5.19 | 75.7 | 39.1 | 29.41 | 27 | 14.6 | 87.1 | 0.34 | 0.45 | 0.44 | 0.01 | 34.33 | 0 | 0 | 21.17 | 0.73964 | 0.09408 | 0 | 0 | System Off | 0 | 0
177 | 177 | 2012-01-08 08:59 | 5.37 | 8.13 | 8.13 | 5.37 | 209.86 | 170.88 | 78.76 | 73 | 14.97 | 231.67 | 0.76 | 0.74 | 0.72 | 0.06 | 127.08 | 0 | 0 | 56.96 | 0.74915 | 0.09408 | 0 | 0 | System Off | 1 | 0
178 | 178 | 2012-01-08 09:59 | 5.77 | 7.93 | 7.93 | 5.77 | 167.46 | 129.24 | 63.76 | 59 | 14.78 | 187.7 | 0.78 | 0.69 | 0.67 | 0.05 | 88.47 | 0 | 0 | 46.15 | 0.74888 | 0.09408 | 0 | 0 | System Off | 1 | 0
179 | 179 | 2012-01-08 10:59 | 6.17 | 8.43 | 8.43 | 6.17 | 182.03 | 143.55 | 69.23 | 64 | 14.81 | 203.42 | 0.72 | 0.71 | 0.69 | 0.05 | 90.46 | 0 | 0 | 50.04 | 0.75211 | 0.09408 | 0 | 0 | System Off | 1 | 0
180 | 180 | 2012-01-08 11:59 | 6.58 | 10.65 | 10.65 | 6.58 | 347.39 | 305.87 | 129.35 | 120 | 15.08 | 377.1 | 0.85 | 0.81 | 0.79 | 0.11 | 182.07 | 0 | 0 | 93.51 | 0.76484 | 0.09408 | 0 | 0 | System Off | 1 | 0
181 | 181 | 2012-01-08 12:59 | 6.46 | 7.5 | 7.5 | 6.46 | 81.47 | 44.77 | 31.88 | 29 | 14.63 | 93.99 | 0.63 | 0.48 | 0.47 | 0.02 | 28.68 | 0 | 0 | 22.73 | 0.74727 | 0.09408 | 0 | 0 | System Off | 0 | 0
182 | 182 | 2012-01-08 13:59 | 6.35 | 8.32 | 8.32 | 6.35 | 153.65 | 115.68 | 58.64 | 54 | 14.82 | 172.39 | 0.68 | 0.67 | 0.66 | 0.04 | 85.7 | 0 | 0 | 42.22 | 0.75128 | 0.09408 | 0 | 0 | System Off | 1 | 0
183 | 183 | 2012-01-08 14:59 | 6.23 | 6.36 | 6.36 | 6.23 | 8.48 | 0 | 3.64 | 3 | 14.72 | 10.79 | 0 | 0 | 0 | 0 | 0 | 0 | 0 | 2.35 | 0.74111 | 0.09408 | 0 | 0 | System Off | 0 | 0
184 | 184 | 2012-01-08 15:59 | 5.88 | 5.88 | 5.88 | 5.88 | 0 | 0 | 0 | 0 | 0 | 0 | 0 | 0 | 0 | 0 | 0 | 0 | 0 | 0 | 0 | 0 | 0 | 0 | System Off | 0 | 0
185 | 185 | 2012-01-08 16:59 | 5.54 | 5.54 | 5.54 | 5.54 | 0 | 0 | 0 | 0 | 0 | 0 | 0 | 0 | 0 | 0 | 0 | 0 | 0 | 0 | 0 | 0 | 0 | 0 | System Off | 0 | 0
186 | 186 | 2012-01-08 17:59 | 5.19 | 5.19 | 5.19 | 5.19 | 0 | 0 | 0 | 0 | 0 | 0 | 0 | 0 | 0 | 0 | 0 | 0 | 0 | 0 | 0 | 0 | 0 | 0 | System Off | 0 | 0
187 | 187 | 2012-01-08 18:59 | 5.09 | 5.09 | 5.09 | 5.09 | 0 | 0 | 0 | 0 | 0 | 0 | 0 | 0 | 0 | 0 | 0 | 0 | 0 | 0 | 0 | 0 | 0 | 0 | System Off | 0 | 0
188 | 188 | 2012-01-08 19:59 | 4.99 | 4.99 | 4.99 | 4.99 | 0 | 0 | 0 | 0 | 0 | 0 | 0 | 0 | 0 | 0 | 0 | 0 | 0 | 0 | 0 | 0 | 0 | 0 | System Off | 0 | 0
189 | 189 | 2012-01-08 20:59 | 4.89 | 4.89 | 4.89 | 4.89 | 0 | 0 | 0 | 0 | 0 | 0 | 0 | 0 | 0 | 0 | 0 | 0 | 0 | 0 | 0 | 0 | 0 | 0 | System Off | 0 | 0
190 | 190 | 2012-01-08 21:59 | 4.89 | 4.89 | 4.89 | 4.89 | 0 | 0 | 0 | 0 | 0 | 0 | 0 | 0 | 0 | 0 | 0 | 0 | 0 | 0 | 0 | 0 | 0 | 0 | System Off | 0 | 0
191 | 191 | 2012-01-08 22:59 | 4.9 | 4.9 | 4.9 | 4.9 | 0 | 0 | 0 | 0 | 0 | 0 | 0 | 0 | 0 | 0 | 0 | 0 | 0 | 0 | 0 | 0 | 0 | 0 | System Off | 0 | 0
192 | 192 | 2012-01-08 23:59 | 4.91 | 4.91 | 4.91 | 4.91 | 0 | 0 | 0 | 0 | 0 | 0 | 0 | 0 | 0 | 0 | 0 | 0 | 0 | 0 | 0 | 0 | 0 | 0 | System Off | 0 | 0
193 | 193 | 2012-01-09 00:59 | 4.71 | 4.71 | 4.71 | 4.71 | 0 | 0 | 0 | 0 | 0 | 0 | 0 | 0 | 0 | 0 | 0 | 0 | 0 | 0 | 0 | 0 | 0 | 0 | System Off | 0 | 0
194 | 194 | 2012-01-09 01:59 | 4.51 | 4.51 | 4.51 | 4.51 | 0 | 0 | 0 | 0 | 0 | 0 | 0 | 0 | 0 | 0 | 0 | 0 | 0 | 0 | 0 | 0 | 0 | 0 | System Off | 0 | 0
195 | 195 | 2012-01-09 02:59 | 4.31 | 4.31 | 4.31 | 4.31 | 0 | 0 | 0 | 0 | 0 | 0 | 0 | 0 | 0 | 0 | 0 | 0 | 0 | 0 | 0 | 0 | 0 | 0 | System Off | 0 | 0
196 | 196 | 2012-01-09 03:59 | 4.38 | 4.38 | 4.38 | 4.38 | 0 | 0 | 0 | 0 | 0 | 0 | 0 | 0 | 0 | 0 | 0 | 0 | 0 | 0 | 0 | 0 | 0 | 0 | System Off | 0 | 0
197 | 197 | 2012-01-09 04:59 | 4.45 | 4.45 | 4.45 | 4.45 | 0 | 0 | 0 | 0 | 0 | 0 | 0 | 0 | 0 | 0 | 0 | 0 | 0 | 0 | 0 | 0 | 0 | 0 | System Off | 0 | 0
198 | 198 | 2012-01-09 05:59 | 4.53 | 4.53 | 4.53 | 4.53 | 0 | 0 | 0 | 0 | 0 | 0 | 0 | 0 | 0 | 0 | 0 | 0 | 0 | 0 | 0 | 0 | 0 | 0 | System Off | 0 | 0
199 | 199 | 2012-01-09 06:59 | 4.97 | 4.97 | 4.97 | 4.97 | 0 | 0 | 0 | 0 | 0 | 0 | 0 | 0 | 0 | 0 | 0 | 0 | 0 | 0 | 0 | 0 | 0 | 0 | System Off | 0 | 0
200 | 200 | 2012-01-09 07:59 | 5.42 | 14.77 | 14.77 | 5.42 | 612.52 | 565.82 | 226.2 | 212 | 15.05 | 649.64 | 0.88 | 0.87 | 0.85 | 0.2 | 496.74 | 0 | 0 | 165.26 | 0.77522 | 0.09408 | 0 | 0 | System Off | 1 | 0
201 | 201 | 2012-01-09 08:59 | 5.87 | 8.81 | 8.81 | 5.87 | 191.14 | 152.5 | 72.28 | 67 | 14.86 | 212.12 | 0.83 | 0.72 | 0.7 | 0.06 | 113.41 | 0 | 0 | 52.35 | 0.75093 | 0.09408 | 0 | 0 | System Off | 1 | 0
202 | 202 | 2012-01-09 09:59 | 6.62 | 8.72 | 8.72 | 6.62 | 137.19 | 99.51 | 52.83 | 49 | 14.58 | 155.08 | 0.76 | 0.64 | 0.63 | 0.04 | 68.12 | 0 | 0 | 38.42 | 0.75193 | 0.09408 | 0 | 0 | System Off | 0 | 0
203 | 203 | 2012-01-09 10:59 | 7.38 | 10.32 | 10.32 | 7.38 | 197.92 | 159.16 | 75.6 | 70 | 14.73 | 220.66 | 0.79 | 0.72 | 0.71 | 0.06 | 100.29 | 0 | 0 | 54.79 | 0.76023 | 0.09408 | 0 | 0 | System Off | 1 | 0
204 | 204 | 2012-01-09 11:59 | 8.14 | 9.87 | 9.87 | 8.14 | 116.94 | 79.62 | 45.54 | 42 | 14.5 | 133.14 | 0.66 | 0.6 | 0.59 | 0.03 | 47.39 | 0 | 0 | 32.97 | 0.7594 | 0.09408 | 0 | 0 | System Off | 0 | 0
205 | 205 | 2012-01-09 12:59 | 8.16 | 9.39 | 9.39 | 8.16 | 83.19 | 46.46 | 32.79 | 30 | 14.44 | 96.03 | 0.61 | 0.48 | 0.47 | 0.02 | 29.76 | 0 | 0 | 23.57 | 0.75726 | 0.09408 | 0 | 0 | System Off | 0 | 0
206 | 206 | 2012-01-09 13:59 | 8.19 | 9.24 | 9.24 | 8.19 | 71.21 | 34.69 | 28.24 | 26 | 14.26 | 82.73 | 0.35 | 0.42 | 0.41 | 0.01 | 25.7 | 0 | 0 | 20.47 | 0.75669 | 0.09408 | 0 | 0 | System Off | 0 | 0
207 | 207 | 2012-01-09 14:59 | 8.21 | 8.41 | 8.41 | 8.21 | 12.83 | 0 | 5.47 | 5 | 13.36 | 16.06 | 0 | 0 | 0 | 0 | 0 | 0 | 0 | 3.98 | 0.75286 | 0.09408 | 0 | 0 | System Off | 0 | 0
208 | 208 | 2012-01-09 15:59 | 7.89 | 7.89 | 7.89 | 7.89 | 0 | 0 | 0 | 0 | 0 | 0 | 0 | 0 | 0 | 0 | 0 | 0 | 0 | 0 | 0 | 0 | 0 | 0 | System Off | 0 | 0
209 | 209 | 2012-01-09 16:59 | 7.58 | 7.58 | 7.58 | 7.58 | 0 | 0 | 0 | 0 | 0 | 0 | 0 | 0 | 0 | 0 | 0 | 0 | 0 | 0 | 0 | 0 | 0 | 0 | System Off | 0 | 0
210 | 210 | 2012-01-09 17:59 | 7.26 | 7.26 | 7.26 | 7.26 | 0 | 0 | 0 | 0 | 0 | 0 | 0 | 0 | 0 | 0 | 0 | 0 | 0 | 0 | 0 | 0 | 0 | 0 | System Off | 0 | 0
211 | 211 | 2012-01-09 18:59 | 7.44 | 7.44 | 7.44 | 7.44 | 0 | 0 | 0 | 0 | 0 | 0 | 0 | 0 | 0 | 0 | 0 | 0 | 0 | 0 | 0 | 0 | 0 | 0 | System Off | 0 | 0
212 | 212 | 2012-01-09 19:59 | 7.63 | 7.63 | 7.63 | 7.63 | 0 | 0 | 0 | 0 | 0 | 0 | 0 | 0 | 0 | 0 | 0 | 0 | 0 | 0 | 0 | 0 | 0 | 0 | System Off | 0 | 0
213 | 213 | 2012-01-09 20:59 | 7.82 | 7.82 | 7.82 | 7.82 | 0 | 0 | 0 | 0 | 0 | 0 | 0 | 0 | 0 | 0 | 0 | 0 | 0 | 0 | 0 | 0 | 0 | 0 | System Off | 0 | 0
214 | 214 | 2012-01-09 21:59 | 7.99 | 7.99 | 7.99 | 7.99 | 0 | 0 | 0 | 0 | 0 | 0 | 0 | 0 | 0 | 0 | 0 | 0 | 0 | 0 | 0 | 0 | 0 | 0 | System Off | 0 | 0
215 | 215 | 2012-01-09 22:59 | 8.17 | 8.17 | 8.17 | 8.17 | 0 | 0 | 0 | 0 | 0 | 0 | 0 | 0 | 0 | 0 | 0 | 0 | 0 | 0 | 0 | 0 | 0 | 0 | System Off | 0 | 0
216 | 216 | 2012-01-09 23:59 | 8.35 | 8.35 | 8.35 | 8.35 | 0 | 0 | 0 | 0 | 0 | 0 | 0 | 0 | 0 | 0 | 0 | 0 | 0 | 0 | 0 | 0 | 0 | 0 | System Off | 0 | 0
217 | 217 | 2012-01-10 00:59 | 8.07 | 8.07 | 8.07 | 8.07 | 0 | 0 | 0 | 0 | 0 | 0 | 0 | 0 | 0 | 0 | 0 | 0 | 0 | 0 | 0 | 0 | 0 | 0 | System Off | 0 | 0
218 | 218 | 2012-01-10 01:59 | 7.8 | 7.8 | 7.8 | 7.8 | 0 | 0 | 0 | 0 | 0 | 0 | 0 | 0 | 0 | 0 | 0 | 0 | 0 | 0 | 0 | 0 | 0 | 0 | System Off | 0 | 0
219 | 219 | 2012-01-10 02:59 | 7.52 | 7.52 | 7.52 | 7.52 | 0 | 0 | 0 | 0 | 0 | 0 | 0 | 0 | 0 | 0 | 0 | 0 | 0 | 0 | 0 | 0 | 0 | 0 | System Off | 0 | 0
220 | 220 | 2012-01-10 03:59 | 7.36 | 7.36 | 7.36 | 7.36 | 0 | 0 | 0 | 0 | 0 | 0 | 0 | 0 | 0 | 0 | 0 | 0 | 0 | 0 | 0 | 0 | 0 | 0 | System Off | 0 | 0
221 | 221 | 2012-01-10 04:59 | 7.2 | 7.2 | 7.2 | 7.2 | 0 | 0 | 0 | 0 | 0 | 0 | 0 | 0 | 0 | 0 | 0 | 0 | 0 | 0 | 0 | 0 | 0 | 0 | System Off | 0 | 0
222 | 222 | 2012-01-10 05:59 | 7.05 | 7.05 | 7.05 | 7.05 | 0 | 0 | 0 | 0 | 0 | 0 | 0 | 0 | 0 | 0 | 0 | 0 | 0 | 0 | 0 | 0 | 0 | 0 | System Off | 0 | 0
223 | 223 | 2012-01-10 06:59 | 7.21 | 7.21 | 7.21 | 7.21 | 0 | 0 | 0 | 0 | 0 | 0 | 0 | 0 | 0 | 0 | 0 | 0 | 0 | 0 | 0 | 0 | 0 | 0 | System Off | 0 | 0
224 | 224 | 2012-01-10 07:59 | 7.38 | 10.73 | 10.73 | 7.38 | 200.8 | 161.99 | 76.25 | 71 | 14.73 | 222.23 | 0.79 | 0.73 | 0.71 | 0.06 | 142.21 | 0 | 0 | 55.57 | 0.76041 | 0.09408 | 0 | 0 | System Off | 1 | 0
225 | 225 | 2012-01-10 08:59 | 7.55 | 10.42 | 10.42 | 7.55 | 172.29 | 133.99 | 65.95 | 61 | 14.71 | 192.42 | 0.76 | 0.7 | 0.68 | 0.05 | 99.64 | 0 | 0 | 47.76 | 0.75953 | 0.09408 | 0 | 0 | System Off | 1 | 0
226 | 226 | 2012-01-10 09:59 | 7.96 | 13.09 | 13.09 | 7.96 | 320.57 | 279.55 | 120.75 | 112 | 14.91 | 348.94 | 0.83 | 0.8 | 0.78 | 0.1 | 191.37 | 0 | 0 | 87.46 | 0.77143 | 0.09408 | 0 | 0 | System Off | 1 | 0
227 | 227 | 2012-01-10 10:59 | 8.37 | 13.56 | 13.56 | 8.37 | 330.35 | 289.15 | 124.72 | 116 | 14.83 | 359.78 | 0.8 | 0.8 | 0.79 | 0.1 | 182.2 | 0 | 0 | 90.67 | 0.77459 | 0.09408 | 0 | 0 | System Off | 1 | 0
228 | 228 | 2012-01-10 11:59 | 8.79 | 14.25 | 14.25 | 8.79 | 355.79 | 314.11 | 134.2 | 125 | 14.82 | 386.16 | 0.82 | 0.81 | 0.8 | 0.11 | 186.97 | 0 | 0 | 97.72 | 0.77875 | 0.09408 | 0 | 0 | System Off | 1 | 0
229 | 229 | 2012-01-10 12:59 | 8.71 | 18.8 | 18.8 | 8.71 | 642.66 | 595.35 | 239.23 | 225 | 14.88 | 676.97 | 0.92 | 0.88 | 0.86 | 0.22 | 381.37 | 0 | 0 | 175.78 | 0.79713 | 0.09408 | 0 | 0 | System Off | 1 | 0
230 | 230 | 2012-01-10 13:59 | 8.63 | 11.51 | 11.51 | 8.63 | 171.27 | 132.98 | 65.89 | 61 | 14.62 | 191.49 | 0.76 | 0.69 | 0.68 | 0.05 | 98.52 | 0 | 0 | 47.81 | 0.7658 | 0.09408 | 0 | 0 | System Off | 1 | 0
231 | 231 | 2012-01-10 14:59 | 8.55 | 8.8 | 8.8 | 8.55 | 12.81 | 0 | 5.47 | 5 | 13.34 | 16.04 | 0 | 0 | 0 | 0 | 0 | 0 | 0 | 3.98 | 0.75481 | 0.09408 | 0 | 0 | System Off | 0 | 0
232 | 232 | 2012-01-10 15:59 | 7.55 | 7.55 | 7.55 | 7.55 | 0 | 0 | 0 | 0 | 0 | 0 | 0 | 0 | 0 | 0 | 0 | 0 | 0 | 0 | 0 | 0 | 0 | 0 | System Off | 0 | 0
233 | 233 | 2012-01-10 16:59 | 6.54 | 6.54 | 6.54 | 6.54 | 0 | 0 | 0 | 0 | 0 | 0 | 0 | 0 | 0 | 0 | 0 | 0 | 0 | 0 | 0 | 0 | 0 | 0 | System Off | 0 | 0
234 | 234 | 2012-01-10 17:59 | 5.54 | 5.54 | 5.54 | 5.54 | 0 | 0 | 0 | 0 | 0 | 0 | 0 | 0 | 0 | 0 | 0 | 0 | 0 | 0 | 0 | 0 | 0 | 0 | System Off | 0 | 0
235 | 235 | 2012-01-10 18:59 | 5.47 | 5.47 | 5.47 | 5.47 | 0 | 0 | 0 | 0 | 0 | 0 | 0 | 0 | 0 | 0 | 0 | 0 | 0 | 0 | 0 | 0 | 0 | 0 | System Off | 0 | 0
236 | 236 | 2012-01-10 19:59 | 5.4 | 5.4 | 5.4 | 5.4 | 0 | 0 | 0 | 0 | 0 | 0 | 0 | 0 | 0 | 0 | 0 | 0 | 0 | 0 | 0 | 0 | 0 | 0 | System Off | 0 | 0
237 | 237 | 2012-01-10 20:59 | 5.33 | 5.33 | 5.33 | 5.33 | 0 | 0 | 0 | 0 | 0 | 0 | 0 | 0 | 0 | 0 | 0 | 0 | 0 | 0 | 0 | 0 | 0 | 0 | System Off | 0 | 0
238 | 238 | 2012-01-10 21:59 | 5.55 | 5.55 | 5.55 | 5.55 | 0 | 0 | 0 | 0 | 0 | 0 | 0 | 0 | 0 | 0 | 0 | 0 | 0 | 0 | 0 | 0 | 0 | 0 | System Off | 0 | 0
239 | 239 | 2012-01-10 22:59 | 5.77 | 5.77 | 5.77 | 5.77 | 0 | 0 | 0 | 0 | 0 | 0 | 0 | 0 | 0 | 0 | 0 | 0 | 0 | 0 | 0 | 0 | 0 | 0 | System Off | 0 | 0
240 | 240 | 2012-01-10 23:59 | 5.99 | 5.99 | 5.99 | 5.99 | 0 | 0 | 0 | 0 | 0 | 0 | 0 | 0 | 0 | 0 | 0 | 0 | 0 | 0 | 0 | 0 | 0 | 0 | System Off | 0 | 0
241 | 241 | 2012-01-11 00:59 | 6.6 | 6.6 | 6.6 | 6.6 | 0 | 0 | 0 | 0 | 0 | 0 | 0 | 0 | 0 | 0 | 0 | 0 | 0 | 0 | 0 | 0 | 0 | 0 | System Off | 0 | 0
242 | 242 | 2012-01-11 01:59 | 7.21 | 7.21 | 7.21 | 7.21 | 0 | 0 | 0 | 0 | 0 | 0 | 0 | 0 | 0 | 0 | 0 | 0 | 0 | 0 | 0 | 0 | 0 | 0 | System Off | 0 | 0
243 | 243 | 2012-01-11 02:59 | 7.82 | 7.82 | 7.82 | 7.82 | 0 | 0 | 0 | 0 | 0 | 0 | 0 | 0 | 0 | 0 | 0 | 0 | 0 | 0 | 0 | 0 | 0 | 0 | System Off | 0 | 0
244 | 244 | 2012-01-11 03:59 | 7.77 | 7.77 | 7.77 | 7.77 | 0 | 0 | 0 | 0 | 0 | 0 | 0 | 0 | 0 | 0 | 0 | 0 | 0 | 0 | 0 | 0 | 0 | 0 | System Off | 0 | 0
245 | 245 | 2012-01-11 04:59 | 7.71 | 7.71 | 7.71 | 7.71 | 0 | 0 | 0 | 0 | 0 | 0 | 0 | 0 | 0 | 0 | 0 | 0 | 0 | 0 | 0 | 0 | 0 | 0 | System Off | 0 | 0
246 | 246 | 2012-01-11 05:59 | 7.66 | 7.66 | 7.66 | 7.66 | 0 | 0 | 0 | 0 | 0 | 0 | 0 | 0 | 0 | 0 | 0 | 0 | 0 | 0 | 0 | 0 | 0 | 0 | System Off | 0 | 0
247 | 247 | 2012-01-11 06:59 | 7.85 | 7.85 | 7.85 | 7.85 | 0 | 0 | 0 | 0 | 0 | 0 | 0 | 0 | 0 | 0 | 0 | 0 | 0 | 0 | 0 | 0 | 0 | 0 | System Off | 0 | 0
248 | 248 | 2012-01-11 07:59 | 8.05 | 8.2 | 8.2 | 8.05 | 8.4 | 0 | 3.64 | 3 | 14.58 | 10.72 | 0 | 0 | 0 | 0 | 0 | 0 | 0 | 2.35 | 0.75154 | 0.09408 | 0 | 0 | System Off | 0 | 0
249 | 249 | 2012-01-11 08:59 | 8.25 | 8.88 | 8.88 | 8.25 | 38.08 | 2.13 | 15.48 | 14 | 14.17 | 45.43 | 0 | 0.05 | 0.05 | 0 | 1.58 | 0 | 0 | 11.04 | 0.75478 | 0.09408 | 0 | 0 | System Off | 0 | 0
250 | 250 | 2012-01-11 09:59 | 8.72 | 14.77 | 14.77 | 8.72 | 403.28 | 360.7 | 151.16 | 141 | 14.9 | 434.12 | 0.86 | 0.83 | 0.81 | 0.13 | 246.92 | 0 | 0 | 110.13 | 0.78133 | 0.09408 | 0 | 0 | System Off | 1 | 0
251 | 251 | 2012-01-11 10:59 | 9.19 | 25.08 | 25.08 | 9.19 | 1084.35 | 1027.49 | 404.35 | 383 | 14.75 | 1117.61 | 0.92 | 0.92 | 0.9 | 0.37 | 647.44 | 0 | 0 | 299.71 | 0.83011 | 0.09408 | 0 | 0 | System Off | 1 | 0
252 | 252 | 2012-01-11 11:59 | 9.66 | 23.24 | 23.24 | 9.66 | 945.31 | 891.57 | 352.12 | 333 | 14.79 | 980.05 | 0.91 | 0.91 | 0.89 | 0.32 | 530.7 | 0 | 0 | 260.46 | 0.82338 | 0.09408 | 0 | 0 | System Off | 1 | 0
253 | 253 | 2012-01-11 12:59 | 9.57 | 12.69 | 12.69 | 9.57 | 207.48 | 168.55 | 79.79 | 74 | 14.6 | 230.91 | 0.75 | 0.73 | 0.71 | 0.06 | 107.97 | 0 | 0 | 58.01 | 0.77374 | 0.09408 | 0 | 0 | System Off | 1 | 0
254 | 254 | 2012-01-11 13:59 | 9.49 | 11.65 | 11.65 | 9.49 | 140.57 | 102.83 | 54.67 | 50 | 14.64 | 158.79 | 0.73 | 0.65 | 0.63 | 0.04 | 76.18 | 0 | 0 | 39.18 | 0.76872 | 0.09408 | 0 | 0 | System Off | 1 | 0
255 | 255 | 2012-01-11 14:59 | 9.4 | 9.8 | 9.8 | 9.4 | 24.04 | 0 | 10.02 | 9 | 13.91 | 29.3 | 0 | 0 | 0 | 0 | 0 | 0 | 0 | 7.12 | 0.76048 | 0.09408 | 0 | 0 | System Off | 0 | 0
256 | 256 | 2012-01-11 15:59 | 8.72 | 8.72 | 8.72 | 8.72 | 0 | 0 | 0 | 0 | 0 | 0 | 0 | 0 | 0 | 0 | 0 | 0 | 0 | 0 | 0 | 0 | 0 | 0 | System Off | 0 | 0
257 | 257 | 2012-01-11 16:59 | 8.04 | 8.04 | 8.04 | 8.04 | 0 | 0 | 0 | 0 | 0 | 0 | 0 | 0 | 0 | 0 | 0 | 0 | 0 | 0 | 0 | 0 | 0 | 0 | System Off | 0 | 0
258 | 258 | 2012-01-11 17:59 | 7.36 | 7.36 | 7.36 | 7.36 | 0 | 0 | 0 | 0 | 0 | 0 | 0 | 0 | 0 | 0 | 0 | 0 | 0 | 0 | 0 | 0 | 0 | 0 | System Off | 0 | 0
259 | 259 | 2012-01-11 18:59 | 7.28 | 7.28 | 7.28 | 7.28 | 0 | 0 | 0 | 0 | 0 | 0 | 0 | 0 | 0 | 0 | 0 | 0 | 0 | 0 | 0 | 0 | 0 | 0 | System Off | 0 | 0
260 | 260 | 2012-01-11 19:59 | 7.2 | 7.2 | 7.2 | 7.2 | 0 | 0 | 0 | 0 | 0 | 0 | 0 | 0 | 0 | 0 | 0 | 0 | 0 | 0 | 0 | 0 | 0 | 0 | System Off | 0 | 0
261 | 261 | 2012-01-11 20:59 | 7.13 | 7.13 | 7.13 | 7.13 | 0 | 0 | 0 | 0 | 0 | 0 | 0 | 0 | 0 | 0 | 0 | 0 | 0 | 0 | 0 | 0 | 0 | 0 | System Off | 0 | 0
262 | 262 | 2012-01-11 21:59 | 7.08 | 7.08 | 7.08 | 7.08 | 0 | 0 | 0 | 0 | 0 | 0 | 0 | 0 | 0 | 0 | 0 | 0 | 0 | 0 | 0 | 0 | 0 | 0 | System Off | 0 | 0
263 | 263 | 2012-01-11 22:59 | 7.03 | 7.03 | 7.03 | 7.03 | 0 | 0 | 0 | 0 | 0 | 0 | 0 | 0 | 0 | 0 | 0 | 0 | 0 | 0 | 0 | 0 | 0 | 0 | System Off | 0 | 0
264 | 264 | 2012-01-11 23:59 | 6.99 | 6.99 | 6.99 | 6.99 | 0 | 0 | 0 | 0 | 0 | 0 | 0 | 0 | 0 | 0 | 0 | 0 | 0 | 0 | 0 | 0 | 0 | 0 | System Off | 0 | 0
265 | 265 | 2012-01-12 00:59 | 7.27 | 7.27 | 7.27 | 7.27 | 0 | 0 | 0 | 0 | 0 | 0 | 0 | 0 | 0 | 0 | 0 | 0 | 0 | 0 | 0 | 0 | 0 | 0 | System Off | 0 | 0
266 | 266 | 2012-01-12 01:59 | 7.56 | 7.56 | 7.56 | 7.56 | 0 | 0 | 0 | 0 | 0 | 0 | 0 | 0 | 0 | 0 | 0 | 0 | 0 | 0 | 0 | 0 | 0 | 0 | System Off | 0 | 0
267 | 267 | 2012-01-12 02:59 | 7.84 | 7.84 | 7.84 | 7.84 | 0 | 0 | 0 | 0 | 0 | 0 | 0 | 0 | 0 | 0 | 0 | 0 | 0 | 0 | 0 | 0 | 0 | 0 | System Off | 0 | 0
268 | 268 | 2012-01-12 03:59 | 7.59 | 7.59 | 7.59 | 7.59 | 0 | 0 | 0 | 0 | 0 | 0 | 0 | 0 | 0 | 0 | 0 | 0 | 0 | 0 | 0 | 0 | 0 | 0 | System Off | 0 | 0
269 | 269 | 2012-01-12 04:59 | 7.34 | 7.34 | 7.34 | 7.34 | 0 | 0 | 0 | 0 | 0 | 0 | 0 | 0 | 0 | 0 | 0 | 0 | 0 | 0 | 0 | 0 | 0 | 0 | System Off | 0 | 0
270 | 270 | 2012-01-12 05:59 | 7.1 | 7.1 | 7.1 | 7.1 | 0 | 0 | 0 | 0 | 0 | 0 | 0 | 0 | 0 | 0 | 0 | 0 | 0 | 0 | 0 | 0 | 0 | 0 | System Off | 0 | 0
271 | 271 | 2012-01-12 06:59 | 7.02 | 7.02 | 7.02 | 7.02 | 0 | 0 | 0 | 0 | 0 | 0 | 0 | 0 | 0 | 0 | 0 | 0 | 0 | 0 | 0 | 0 | 0 | 0 | System Off | 0 | 0
272 | 272 | 2012-01-12 07:59 | 6.94 | 8.49 | 8.49 | 6.94 | 115.71 | 78.41 | 44.57 | 41 | 14.7 | 130.93 | 0.67 | 0.6 | 0.59 | 0.03 | 68.83 | 0 | 0 | 32.1 | 0.75227 | 0.09408 | 0 | 0 | System Off | 1 | 0
273 | 273 | 2012-01-12 08:59 | 6.86 | 13.63 | 13.63 | 6.86 | 555.78 | 510.22 | 203.79 | 192 | 15.08 | 587.75 | 0.88 | 0.87 | 0.85 | 0.18 | 379.44 | 0 | 0 | 149.61 | 0.77991 | 0.09408 | 0 | 0 | System Off | 1 | 0
274 | 274 | 2012-01-12 09:59 | 7.44 | 27.11 | 27.11 | 7.44 | 1694.22 | 1622.45 | 625.1 | 596 | 14.81 | 1714.45 | 0.94 | 0.95 | 0.93 | 0.59 | 1110.63 | 0 | 0 | 466.04 | 0.85995 | 0.09408 | 0 | 0 | System Off | 1 | 0
275 | 275 | 2012-01-12 10:59 | 8.02 | 12.96 | 12.96 | 8.02 | 445.84 | 402.45 | 165.45 | 155 | 14.98 | 478.31 | 0.91 | 0.84 | 0.82 | 0.15 | 253.59 | 0 | 0 | 120.93 | 0.77983 | 0.09408 | 0 | 0 | System Off | 1 | 0
276 | 276 | 2012-01-12 11:59 | 8.61 | 12.17 | 12.17 | 8.61 | 333.77 | 292.5 | 125.3 | 117 | 14.86 | 363.28 | 0.88 | 0.81 | 0.79 | 0.11 | 174.11 | 0 | 0 | 91.43 | 0.77618 | 0.09408 | 0 | 0 | System Off | 1 | 0
277 | 277 | 2012-01-12 12:59 | 8.51 | 9.88 | 9.88 | 8.51 | 121.82 | 84.41 | 47.36 | 44 | 14.42 | 138.46 | 0.63 | 0.61 | 0.6 | 0.03 | 54.07 | 0 | 0 | 34.58 | 0.76192 | 0.09408 | 0 | 0 | System Off | 0 | 0
278 | 278 | 2012-01-12 13:59 | 8.42 | 8.98 | 8.98 | 8.42 | 47.47 | 11.36 | 19.13 | 17 | 14.54 | 56.1 | 0 | 0.2 | 0.2 | 0 | 8.41 | 0 | 0 | 13.34 | 0.75631 | 0.09408 | 0 | 0 | System Off | 0 | 0
279 | 279 | 2012-01-12 14:59 | 8.33 | 8.47 | 8.47 | 8.33 | 10.6 | 0 | 4.55 | 4 | 13.8 | 13.38 | 0 | 0 | 0 | 0 | 0 | 0 | 0 | 3.17 | 0.75335 | 0.09408 | 0 | 0 | System Off | 0 | 0
280 | 280 | 2012-01-12 15:59 | 8.2 | 8.2 | 8.2 | 8.2 | 0 | 0 | 0 | 0 | 0 | 0 | 0 | 0 | 0 | 0 | 0 | 0 | 0 | 0 | 0 | 0 | 0 | 0 | System Off | 0 | 0
281 | 281 | 2012-01-12 16:59 | 8.08 | 8.08 | 8.08 | 8.08 | 0 | 0 | 0 | 0 | 0 | 0 | 0 | 0 | 0 | 0 | 0 | 0 | 0 | 0 | 0 | 0 | 0 | 0 | System Off | 0 | 0
282 | 282 | 2012-01-12 17:59 | 7.95 | 7.95 | 7.95 | 7.95 | 0 | 0 | 0 | 0 | 0 | 0 | 0 | 0 | 0 | 0 | 0 | 0 | 0 | 0 | 0 | 0 | 0 | 0 | System Off | 0 | 0
283 | 283 | 2012-01-12 18:59 | 7.5 | 7.5 | 7.5 | 7.5 | 0 | 0 | 0 | 0 | 0 | 0 | 0 | 0 | 0 | 0 | 0 | 0 | 0 | 0 | 0 | 0 | 0 | 0 | System Off | 0 | 0
284 | 284 | 2012-01-12 19:59 | 7.05 | 7.05 | 7.05 | 7.05 | 0 | 0 | 0 | 0 | 0 | 0 | 0 | 0 | 0 | 0 | 0 | 0 | 0 | 0 | 0 | 0 | 0 | 0 | System Off | 0 | 0
285 | 285 | 2012-01-12 20:59 | 6.6 | 6.6 | 6.6 | 6.6 | 0 | 0 | 0 | 0 | 0 | 0 | 0 | 0 | 0 | 0 | 0 | 0 | 0 | 0 | 0 | 0 | 0 | 0 | System Off | 0 | 0
286 | 286 | 2012-01-12 21:59 | 6.02 | 6.02 | 6.02 | 6.02 | 0 | 0 | 0 | 0 | 0 | 0 | 0 | 0 | 0 | 0 | 0 | 0 | 0 | 0 | 0 | 0 | 0 | 0 | System Off | 0 | 0
287 | 287 | 2012-01-12 22:59 | 5.44 | 5.44 | 5.44 | 5.44 | 0 | 0 | 0 | 0 | 0 | 0 | 0 | 0 | 0 | 0 | 0 | 0 | 0 | 0 | 0 | 0 | 0 | 0 | System Off | 0 | 0
288 | 288 | 2012-01-12 23:59 | 4.87 | 4.87 | 4.87 | 4.87 | 0 | 0 | 0 | 0 | 0 | 0 | 0 | 0 | 0 | 0 | 0 | 0 | 0 | 0 | 0 | 0 | 0 | 0 | System Off | 0 | 0
289 | 289 | 2012-01-13 00:59 | 4.44 | 4.44 | 4.44 | 4.44 | 0 | 0 | 0 | 0 | 0 | 0 | 0 | 0 | 0 | 0 | 0 | 0 | 0 | 0 | 0 | 0 | 0 | 0 | System Off | 0 | 0
290 | 290 | 2012-01-13 01:59 | 4.02 | 4.02 | 4.02 | 4.02 | 0 | 0 | 0 | 0 | 0 | 0 | 0 | 0 | 0 | 0 | 0 | 0 | 0 | 0 | 0 | 0 | 0 | 0 | System Off | 0 | 0
291 | 291 | 2012-01-13 02:59 | 3.59 | 3.59 | 3.59 | 3.59 | 0 | 0 | 0 | 0 | 0 | 0 | 0 | 0 | 0 | 0 | 0 | 0 | 0 | 0 | 0 | 0 | 0 | 0 | System Off | 0 | 0
292 | 292 | 2012-01-13 03:59 | 3.42 | 3.42 | 3.42 | 3.42 | 0 | 0 | 0 | 0 | 0 | 0 | 0 | 0 | 0 | 0 | 0 | 0 | 0 | 0 | 0 | 0 | 0 | 0 | System Off | 0 | 0
293 | 293 | 2012-01-13 04:59 | 3.25 | 3.25 | 3.25 | 3.25 | 0 | 0 | 0 | 0 | 0 | 0 | 0 | 0 | 0 | 0 | 0 | 0 | 0 | 0 | 0 | 0 | 0 | 0 | System Off | 0 | 0
294 | 294 | 2012-01-13 05:59 | 3.09 | 3.09 | 3.09 | 3.09 | 0 | 0 | 0 | 0 | 0 | 0 | 0 | 0 | 0 | 0 | 0 | 0 | 0 | 0 | 0 | 0 | 0 | 0 | System Off | 0 | 0
295 | 295 | 2012-01-13 06:59 | 3.31 | 3.31 | 3.31 | 3.31 | 0 | 0 | 0 | 0 | 0 | 0 | 0 | 0 | 0 | 0 | 0 | 0 | 0 | 0 | 0 | 0 | 0 | 0 | System Off | 0 | 0
296 | 296 | 2012-01-13 07:59 | 3.54 | 4.53 | 4.53 | 3.54 | 76.11 | 39.51 | 29.36 | 27 | 14.68 | 87.49 | 0.34 | 0.45 | 0.44 | 0.01 | 34.68 | 0 | 0 | 21.15 | 0.7488 | 0.09408 | 0 | 0 | System Off | 0 | 0
297 | 297 | 2012-01-13 08:59 | 3.77 | 8.83 | 8.83 | 3.77 | 409.92 | 367.22 | 149.58 | 140 | 15.25 | 438.92 | 0.87 | 0.84 | 0.82 | 0.13 | 273.09 | 0 | 0 | 108.85 | 0.75225 | 0.09408 | 0 | 0 | System Off | 1 | 0
298 | 298 | 2012-01-13 09:59 | 4.16 | 8.95 | 8.95 | 4.16 | 390.3 | 347.97 | 143.31 | 134 | 15.17 | 420.33 | 0.91 | 0.83 | 0.81 | 0.13 | 238.2 | 0 | 0 | 104.29 | 0.75341 | 0.09408 | 0 | 0 | System Off | 1 | 0
299 | 299 | 2012-01-13 10:59 | 4.55 | 25.16 | 25.16 | 4.55 | 1706.78 | 1634.69 | 625.1 | 596 | 14.92 | 1727.23 | 0.94 | 0.95 | 0.93 | 0.59 | 1030.05 | 0 | 0 | 465.39 | 0.84203 | 0.09408 | 0 | 0 | System Off | 1 | 0
300 | 300 | 2012-01-13 11:59 | 4.95 | 18.42 | 18.42 | 4.95 | 1140.48 | 1082.33 | 413.81 | 392 | 15.15 | 1172.64 | 0.94 | 0.92 | 0.9 | 0.39 | 644.24 | 0 | 0 | 305.16 | 0.80591 | 0.09408 | 0 | 0 | System Off | 1 | 0
301 | 301 | 2012-01-13 12:59 | 4.73 | 7.27 | 7.27 | 4.73 | 202.02 | 163.18 | 76.06 | 70 | 15.03 | 224.43 | 0.79 | 0.73 | 0.71 | 0.06 | 104.53 | 0 | 0 | 54.58 | 0.74492 | 0.09408 | 0 | 0 | System Off | 1 | 0
302 | 302 | 2012-01-13 13:59 | 4.51 | 9.63 | 9.63 | 4.51 | 407.21 | 364.55 | 149.28 | 140 | 15.15 | 436.8 | 0.87 | 0.83 | 0.82 | 0.13 | 270.09 | 0 | 0 | 108.99 | 0.75654 | 0.09408 | 0 | 0 | System Off | 1 | 0
303 | 303 | 2012-01-13 14:59 | 4.29 | 5.54 | 5.54 | 4.29 | 92.14 | 55.25 | 35.66 | 33 | 14.54 | 105.87 | 0.56 | 0.52 | 0.51 | 0.02 | 45.39 | 0 | 0 | 25.89 | 0.73563 | 0.09408 | 0 | 0 | System Off | 0 | 0
304 | 304 | 2012-01-13 15:59 | 3.7 | 3.7 | 3.7 | 3.7 | 0 | 0 | 0 | 0 | 0 | 0 | 0 | 0 | 0 | 0 | 0 | 0 | 0 | 0 | 0 | 0 | 0 | 0 | System Off | 0 | 0
305 | 305 | 2012-01-13 16:59 | 3.12 | 3.12 | 3.12 | 3.12 | 0 | 0 | 0 | 0 | 0 | 0 | 0 | 0 | 0 | 0 | 0 | 0 | 0 | 0 | 0 | 0 | 0 | 0 | System Off | 0 | 0
306 | 306 | 2012-01-13 17:59 | 2.53 | 2.53 | 2.53 | 2.53 | 0 | 0 | 0 | 0 | 0 | 0 | 0 | 0 | 0 | 0 | 0 | 0 | 0 | 0 | 0 | 0 | 0 | 0 | System Off | 0 | 0
307 | 307 | 2012-01-13 18:59 | 2.16 | 2.16 | 2.16 | 2.16 | 0 | 0 | 0 | 0 | 0 | 0 | 0 | 0 | 0 | 0 | 0 | 0 | 0 | 0 | 0 | 0 | 0 | 0 | System Off | 0 | 0
308 | 308 | 2012-01-13 19:59 | 1.79 | 1.79 | 1.79 | 1.79 | 0 | 0 | 0 | 0 | 0 | 0 | 0 | 0 | 0 | 0 | 0 | 0 | 0 | 0 | 0 | 0 | 0 | 0 | System Off | 0 | 0
309 | 309 | 2012-01-13 20:59 | 1.42 | 1.42 | 1.42 | 1.42 | 0 | 0 | 0 | 0 | 0 | 0 | 0 | 0 | 0 | 0 | 0 | 0 | 0 | 0 | 0 | 0 | 0 | 0 | System Off | 0 | 0
310 | 310 | 2012-01-13 21:59 | 1.37 | 1.37 | 1.37 | 1.37 | 0 | 0 | 0 | 0 | 0 | 0 | 0 | 0 | 0 | 0 | 0 | 0 | 0 | 0 | 0 | 0 | 0 | 0 | System Off | 0 | 0
311 | 311 | 2012-01-13 22:59 | 1.32 | 1.32 | 1.32 | 1.32 | 0 | 0 | 0 | 0 | 0 | 0 | 0 | 0 | 0 | 0 | 0 | 0 | 0 | 0 | 0 | 0 | 0 | 0 | System Off | 0 | 0
312 | 312 | 2012-01-13 23:59 | 1.27 | 1.27 | 1.27 | 1.27 | 0 | 0 | 0 | 0 | 0 | 0 | 0 | 0 | 0 | 0 | 0 | 0 | 0 | 0 | 0 | 0 | 0 | 0 | System Off | 0 | 0
313 | 313 | 2012-01-14 00:59 | 1.19 | 1.19 | 1.19 | 1.19 | 0 | 0 | 0 | 0 | 0 | 0 | 0 | 0 | 0 | 0 | 0 | 0 | 0 | 0 | 0 | 0 | 0 | 0 | System Off | 0 | 0
314 | 314 | 2012-01-14 01:59 | 1.11 | 1.11 | 1.11 | 1.11 | 0 | 0 | 0 | 0 | 0 | 0 | 0 | 0 | 0 | 0 | 0 | 0 | 0 | 0 | 0 | 0 | 0 | 0 | System Off | 0 | 0
315 | 315 | 2012-01-14 02:59 | 1.03 | 1.03 | 1.03 | 1.03 | 0 | 0 | 0 | 0 | 0 | 0 | 0 | 0 | 0 | 0 | 0 | 0 | 0 | 0 | 0 | 0 | 0 | 0 | System Off | 0 | 0
316 | 316 | 2012-01-14 03:59 | 0.88 | 0.88 | 0.88 | 0.88 | 0 | 0 | 0 | 0 | 0 | 0 | 0 | 0 | 0 | 0 | 0 | 0 | 0 | 0 | 0 | 0 | 0 | 0 | System Off | 0 | 0
317 | 317 | 2012-01-14 04:59 | 0.73 | 0.73 | 0.73 | 0.73 | 0 | 0 | 0 | 0 | 0 | 0 | 0 | 0 | 0 | 0 | 0 | 0 | 0 | 0 | 0 | 0 | 0 | 0 | System Off | 0 | 0
318 | 318 | 2012-01-14 05:59 | 0.58 | 0.58 | 0.58 | 0.58 | 0 | 0 | 0 | 0 | 0 | 0 | 0 | 0 | 0 | 0 | 0 | 0 | 0 | 0 | 0 | 0 | 0 | 0 | System Off | 0 | 0
319 | 319 | 2012-01-14 06:59 | 1.08 | 1.08 | 1.08 | 1.08 | 0 | 0 | 0 | 0 | 0 | 0 | 0 | 0 | 0 | 0 | 0 | 0 | 0 | 0 | 0 | 0 | 0 | 0 | System Off | 0 | 0
320 | 320 | 2012-01-14 07:59 | 1.59 | 3.54 | 3.54 | 1.59 | 122.34 | 84.92 | 46.07 | 43 | 14.82 | 137.75 | 0.65 | 0.62 | 0.6 | 0.03 | 74.55 | 0 | 0 | 33.62 | 0.74054 | 0.09408 | 0 | 0 | System Off | 1 | 0
321 | 321 | 2012-01-14 08:59 | 2.1 | 13.11 | 13.11 | 2.1 | 712.82 | 664.06 | 258.19 | 244 | 15.22 | 746.04 | 0.93 | 0.89 | 0.87 | 0.24 | 493.85 | 0 | 0 | 189.79 | 0.76171 | 0.09408 | 0 | 0 | System Off | 1 | 0
322 | 322 | 2012-01-14 09:59 | 3.06 | 26.02 | 26.02 | 3.06 | 1506.64 | 1439.67 | 556.19 | 529 | 14.83 | 1531.79 | 0.93 | 0.94 | 0.92 | 0.52 | 985.51 | 0 | 0 | 413.5 | 0.82052 | 0.09408 | 0 | 0 | System Off | 1 | 0
323 | 323 | 2012-01-14 10:59 | 4.03 | 16.16 | 16.16 | 4.03 | 830.02 | 778.78 | 302.78 | 286 | 15.12 | 865.19 | 0.92 | 0.9 | 0.88 | 0.28 | 490.73 | 0 | 0 | 222.75 | 0.78078 | 0.09408 | 0 | 0 | System Off | 1 | 0
324 | 324 | 2012-01-14 11:59 | 5 | 12.63 | 12.63 | 5 | 534.64 | 489.5 | 196.45 | 184 | 15.13 | 568.61 | 0.92 | 0.86 | 0.84 | 0.18 | 291.37 | 0 | 0 | 143.27 | 0.76753 | 0.09408 | 0 | 0 | System Off | 1 | 0
325 | 325 | 2012-01-14 12:59 | 4.89 | 19.52 | 19.52 | 4.89 | 990.11 | 935.38 | 362.59 | 343 | 15.03 | 1023.32 | 0.94 | 0.91 | 0.89 | 0.34 | 599.19 | 0 | 0 | 267.42 | 0.79651 | 0.09408 | 0 | 0 | System Off | 1 | 0
326 | 326 | 2012-01-14 13:59 | 4.78 | 10.73 | 10.73 | 4.78 | 384.05 | 341.83 | 141.78 | 133 | 15.04 | 413.2 | 0.85 | 0.83 | 0.81 | 0.12 | 253.26 | 0 | 0 | 103.69 | 0.75685 | 0.09408 | 0 | 0 | System Off | 1 | 0
327 | 327 | 2012-01-14 14:59 | 4.67 | 4.87 | 4.87 | 4.67 | 10.8 | 0 | 4.55 | 4 | 14.06 | 13.55 | 0 | 0 | 0 | 0 | 0 | 0 | 0 | 3.16 | 0.75102 | 0.09408 | 0 | 0 | System Off | 0 | 0
328 | 328 | 2012-01-14 15:59 | 3.17 | 3.17 | 3.17 | 3.17 | 0 | 0 | 0 | 0 | 0 | 0 | 0 | 0 | 0 | 0 | 0 | 0 | 0 | 0 | 0 | 0 | 0 | 0 | System Off | 0 | 0
329 | 329 | 2012-01-14 16:59 | 1.66 | 1.66 | 1.66 | 1.66 | 0 | 0 | 0 | 0 | 0 | 0 | 0 | 0 | 0 | 0 | 0 | 0 | 0 | 0 | 0 | 0 | 0 | 0 | System Off | 0 | 0
330 | 330 | 2012-01-14 17:59 | 0.16 | 0.16 | 0.16 | 0.16 | 0 | 0 | 0 | 0 | 0 | 0 | 0 | 0 | 0 | 0 | 0 | 0 | 0 | 0 | 0 | 0 | 0 | 0 | System Off | 0 | 0
331 | 331 | 2012-01-14 18:59 | -0.19 | -0.19 | -0.19 | -0.19 | 0 | 0 | 0 | 0 | 0 | 0 | 0 | 0 | 0 | 0 | 0 | 0 | 0 | 0 | 0 | 0 | 0 | 0 | System Off | 0 | 0
332 | 332 | 2012-01-14 19:59 | -0.54 | -0.54 | -0.54 | -0.54 | 0 | 0 | 0 | 0 | 0 | 0 | 0 | 0 | 0 | 0 | 0 | 0 | 0 | 0 | 0 | 0 | 0 | 0 | System Off | 0 | 0
333 | 333 | 2012-01-14 20:59 | -0.89 | -0.89 | -0.89 | -0.89 | 0 | 0 | 0 | 0 | 0 | 0 | 0 | 0 | 0 | 0 | 0 | 0 | 0 | 0 | 0 | 0 | 0 | 0 | System Off | 0 | 0
334 | 334 | 2012-01-14 21:59 | -0.62 | -0.62 | -0.62 | -0.62 | 0 | 0 | 0 | 0 | 0 | 0 | 0 | 0 | 0 | 0 | 0 | 0 | 0 | 0 | 0 | 0 | 0 | 0 | System Off | 0 | 0
335 | 335 | 2012-01-14 22:59 | -0.34 | -0.34 | -0.34 | -0.34 | 0 | 0 | 0 | 0 | 0 | 0 | 0 | 0 | 0 | 0 | 0 | 0 | 0 | 0 | 0 | 0 | 0 | 0 | System Off | 0 | 0
336 | 336 | 2012-01-14 23:59 | -0.06 | -0.06 | -0.06 | -0.06 | 0 | 0 | 0 | 0 | 0 | 0 | 0 | 0 | 0 | 0 | 0 | 0 | 0 | 0 | 0 | 0 | 0 | 0 | System Off | 0 | 0
337 | 337 | 2012-01-15 00:59 | 0.42 | 0.42 | 0.42 | 0.42 | 0 | 0 | 0 | 0 | 0 | 0 | 0 | 0 | 0 | 0 | 0 | 0 | 0 | 0 | 0 | 0 | 0 | 0 | System Off | 0 | 0
338 | 338 | 2012-01-15 01:59 | 0.9 | 0.9 | 0.9 | 0.9 | 0 | 0 | 0 | 0 | 0 | 0 | 0 | 0 | 0 | 0 | 0 | 0 | 0 | 0 | 0 | 0 | 0 | 0 | System Off | 0 | 0
339 | 339 | 2012-01-15 02:59 | 1.38 | 1.38 | 1.38 | 1.38 | 0 | 0 | 0 | 0 | 0 | 0 | 0 | 0 | 0 | 0 | 0 | 0 | 0 | 0 | 0 | 0 | 0 | 0 | System Off | 0 | 0
340 | 340 | 2012-01-15 03:59 | 1.43 | 1.43 | 1.43 | 1.43 | 0 | 0 | 0 | 0 | 0 | 0 | 0 | 0 | 0 | 0 | 0 | 0 | 0 | 0 | 0 | 0 | 0 | 0 | System Off | 0 | 0
341 | 341 | 2012-01-15 04:59 | 1.48 | 1.48 | 1.48 | 1.48 | 0 | 0 | 0 | 0 | 0 | 0 | 0 | 0 | 0 | 0 | 0 | 0 | 0 | 0 | 0 | 0 | 0 | 0 | System Off | 0 | 0
342 | 342 | 2012-01-15 05:59 | 1.54 | 1.54 | 1.54 | 1.54 | 0 | 0 | 0 | 0 | 0 | 0 | 0 | 0 | 0 | 0 | 0 | 0 | 0 | 0 | 0 | 0 | 0 | 0 | System Off | 0 | 0
343 | 343 | 2012-01-15 06:59 | 1.91 | 1.91 | 1.91 | 1.91 | 0 | 0 | 0 | 0 | 0 | 0 | 0 | 0 | 0 | 0 | 0 | 0 | 0 | 0 | 0 | 0 | 0 | 0 | System Off | 0 | 0
344 | 344 | 2012-01-15 07:59 | 2.28 | 12.92 | 12.92 | 2.28 | 594.38 | 548.04 | 218.18 | 204 | 15.18 | 630.88 | 0.92 | 0.87 | 0.85 | 0.2 | 481.13 | 0 | 0 | 158.76 | 0.75544 | 0.09408 | 0 | 0 | System Off | 1 | 0
345 | 345 | 2012-01-15 08:59 | 2.65 | 18.59 | 18.59 | 2.65 | 906.64 | 853.74 | 332.08 | 314 | 15.04 | 940.47 | 0.93 | 0.91 | 0.89 | 0.31 | 634.91 | 0 | 0 | 244.8 | 0.77792 | 0.09408 | 0 | 0 | System Off | 1 | 0
346 | 346 | 2012-01-15 09:59 | 3.02 | 14.19 | 14.19 | 3.02 | 642.91 | 595.59 | 235.21 | 221 | 15.15 | 676.98 | 0.94 | 0.88 | 0.86 | 0.22 | 407.71 | 0 | 0 | 172.05 | 0.76285 | 0.09408 | 0 | 0 | System Off | 1 | 0
347 | 347 | 2012-01-15 10:59 | 3.4 | 10.73 | 10.73 | 3.4 | 422.16 | 379.22 | 155.85 | 145 | 15.16 | 454.21 | 0.9 | 0.83 | 0.82 | 0.14 | 238.96 | 0 | 0 | 112.86 | 0.75106 | 0.09408 | 0 | 0 | System Off | 1 | 0
348 | 348 | 2012-01-15 11:59 | 3.78 | 12.48 | 12.48 | 3.78 | 507.57 | 462.96 | 186.93 | 175 | 15.11 | 541.35 | 0.91 | 0.86 | 0.84 | 0.17 | 275.57 | 0 | 0 | 136.31 | 0.7588 | 0.09408 | 0 | 0 | System Off | 1 | 0
349 | 349 | 2012-01-15 12:59 | 3.71 | 19.57 | 19.57 | 3.71 | 909.24 | 856.29 | 334.33 | 316 | 14.99 | 943.4 | 0.93 | 0.91 | 0.89 | 0.31 | 548.53 | 0 | 0 | 246.52 | 0.78455 | 0.09408 | 0 | 0 | System Off | 1 | 0
350 | 350 | 2012-01-15 13:59 | 3.65 | 15.53 | 15.53 | 3.65 | 668.7 | 620.86 | 245.36 | 231 | 15.08 | 702.73 | 0.9 | 0.88 | 0.86 | 0.22 | 459.98 | 0 | 0 | 180 | 0.7684 | 0.09408 | 0 | 0 | System Off | 1 | 0
351 | 351 | 2012-01-15 14:59 | 3.59 | 7.76 | 7.76 | 3.59 | 223.83 | 184.59 | 84.49 | 78 | 14.95 | 248.85 | 0.83 | 0.74 | 0.73 | 0.07 | 151.64 | 0 | 0 | 60.88 | 0.73989 | 0.09408 | 0 | 0 | System Off | 1 | 0
352 | 352 | 2012-01-15 15:59 | 2.45 | 2.45 | 2.45 | 2.45 | 0 | 0 | 0 | 0 | 0 | 0 | 0 | 0 | 0 | 0 | 0 | 0 | 0 | 0 | 0 | 0 | 0 | 0 | System Off | 0 | 0
353 | 353 | 2012-01-15 16:59 | 1.32 | 1.32 | 1.32 | 1.32 | 0 | 0 | 0 | 0 | 0 | 0 | 0 | 0 | 0 | 0 | 0 | 0 | 0 | 0 | 0 | 0 | 0 | 0 | System Off | 0 | 0
354 | 354 | 2012-01-15 17:59 | 0.18 | 0.18 | 0.18 | 0.18 | 0 | 0 | 0 | 0 | 0 | 0 | 0 | 0 | 0 | 0 | 0 | 0 | 0 | 0 | 0 | 0 | 0 | 0 | System Off | 0 | 0
355 | 355 | 2012-01-15 18:59 | -0.26 | -0.26 | -0.26 | -0.26 | 0 | 0 | 0 | 0 | 0 | 0 | 0 | 0 | 0 | 0 | 0 | 0 | 0 | 0 | 0 | 0 | 0 | 0 | System Off | 0 | 0
356 | 356 | 2012-01-15 19:59 | -0.7 | -0.7 | -0.7 | -0.7 | 0 | 0 | 0 | 0 | 0 | 0 | 0 | 0 | 0 | 0 | 0 | 0 | 0 | 0 | 0 | 0 | 0 | 0 | System Off | 0 | 0
357 | 357 | 2012-01-15 20:59 | -1.13 | -1.13 | -1.13 | -1.13 | 0 | 0 | 0 | 0 | 0 | 0 | 0 | 0 | 0 | 0 | 0 | 0 | 0 | 0 | 0 | 0 | 0 | 0 | System Off | 0 | 0
358 | 358 | 2012-01-15 21:59 | -1.24 | -1.24 | -1.24 | -1.24 | 0 | 0 | 0 | 0 | 0 | 0 | 0 | 0 | 0 | 0 | 0 | 0 | 0 | 0 | 0 | 0 | 0 | 0 | System Off | 0 | 0
359 | 359 | 2012-01-15 22:59 | -1.34 | -1.34 | -1.34 | -1.34 | 0 | 0 | 0 | 0 | 0 | 0 | 0 | 0 | 0 | 0 | 0 | 0 | 0 | 0 | 0 | 0 | 0 | 0 | System Off | 0 | 0
360 | 360 | 2012-01-15 23:59 | -1.44 | -1.44 | -1.44 | -1.44 | 0 | 0 | 0 | 0 | 0 | 0 | 0 | 0 | 0 | 0 | 0 | 0 | 0 | 0 | 0 | 0 | 0 | 0 | System Off | 0 | 0
361 | 361 | 2012-01-16 00:59 | -1.24 | -1.24 | -1.24 | -1.24 | 0 | 0 | 0 | 0 | 0 | 0 | 0 | 0 | 0 | 0 | 0 | 0 | 0 | 0 | 0 | 0 | 0 | 0 | System Off | 0 | 0
362 | 362 | 2012-01-16 01:59 | -1.04 | -1.04 | -1.04 | -1.04 | 0 | 0 | 0 | 0 | 0 | 0 | 0 | 0 | 0 | 0 | 0 | 0 | 0 | 0 | 0 | 0 | 0 | 0 | System Off | 0 | 0
363 | 363 | 2012-01-16 02:59 | -0.85 | -0.85 | -0.85 | -0.85 | 0 | 0 | 0 | 0 | 0 | 0 | 0 | 0 | 0 | 0 | 0 | 0 | 0 | 0 | 0 | 0 | 0 | 0 | System Off | 0 | 0
364 | 364 | 2012-01-16 03:59 | -1 | -1 | -1 | -1 | 0 | 0 | 0 | 0 | 0 | 0 | 0 | 0 | 0 | 0 | 0 | 0 | 0 | 0 | 0 | 0 | 0 | 0 | System Off | 0 | 0
365 | 365 | 2012-01-16 04:59 | -1.16 | -1.16 | -1.16 | -1.16 | 0 | 0 | 0 | 0 | 0 | 0 | 0 | 0 | 0 | 0 | 0 | 0 | 0 | 0 | 0 | 0 | 0 | 0 | System Off | 0 | 0
366 | 366 | 2012-01-16 05:59 | -1.31 | -1.31 | -1.31 | -1.31 | 0 | 0 | 0 | 0 | 0 | 0 | 0 | 0 | 0 | 0 | 0 | 0 | 0 | 0 | 0 | 0 | 0 | 0 | System Off | 0 | 0
367 | 367 | 2012-01-16 06:59 | -0.9 | -0.9 | -0.9 | -0.9 | 0 | 0 | 0 | 0 | 0 | 0 | 0 | 0 | 0 | 0 | 0 | 0 | 0 | 0 | 0 | 0 | 0 | 0 | System Off | 0 | 0
368 | 368 | 2012-01-16 07:59 | -0.49 | 12.07 | 12.07 | -0.49 | 775.39 | 725.31 | 281.05 | 263 | 15.36 | 815.13 | 0.93 | 0.89 | 0.87 | 0.26 | 636.75 | 0 | 0 | 204.21 | 0.75015 | 0.09408 | 0 | 0 | System Off | 1 | 0
369 | 369 | 2012-01-16 08:59 | -0.07 | 21.83 | 21.83 | -0.07 | 1364.96 | 1301.49 | 498.31 | 473 | 15.03 | 1394.28 | 0.94 | 0.93 | 0.91 | 0.47 | 967.89 | 0 | 0 | 368.8 | 0.79122 | 0.09408 | 0 | 0 | System Off | 1 | 0
370 | 370 | 2012-01-16 09:59 | 1.09 | 33.88 | 33.88 | 1.09 | 1981.11 | 1901.64 | 745.38 | 713 | 14.47 | 1991.44 | 0.93 | 0.95 | 0.93 | 0.69 | 1301.75 | 0 | 0 | 559.91 | 0.84357 | 0.09408 | 0 | 0 | System Off | 1 | 0
371 | 371 | 2012-01-16 10:59 | 2.26 | 35.25 | 35.25 | 2.26 | 1978.23 | 1898.84 | 748.59 | 715 | 14.41 | 1989.26 | 0.92 | 0.95 | 0.93 | 0.69 | 1196.5 | 0 | 0 | 561.92 | 0.85122 | 0.09408 | 0 | 0 | System Off | 1 | 0
372 | 372 | 2012-01-16 11:59 | 3.43 | 35.42 | 35.42 | 3.43 | 1912.02 | 1834.44 | 724.55 | 692 | 14.39 | 1924.12 | 0.91 | 0.95 | 0.93 | 0.66 | 1091.93 | 0 | 0 | 543.98 | 0.85411 | 0.09408 | 0 | 0 | System Off | 1 | 0
373 | 373 | 2012-01-16 12:59 | 3.12 | 31.05 | 31.05 | 3.12 | 1632.89 | 1562.71 | 611.91 | 584 | 14.56 | 1652.96 | 0.93 | 0.95 | 0.92 | 0.57 | 1001.04 | 0 | 0 | 458.07 | 0.83156 | 0.09408 | 0 | 0 | System Off | 1 | 0
374 | 374 | 2012-01-16 13:59 | 2.82 | 21.46 | 21.46 | 2.82 | 1070.51 | 1013.96 | 394.05 | 373 | 14.95 | 1104.08 | 0.94 | 0.92 | 0.9 | 0.37 | 751.22 | 0 | 0 | 291.13 | 0.78992 | 0.09408 | 0 | 0 | System Off | 1 | 0
375 | 375 | 2012-01-16 14:59 | 2.52 | 8.81 | 8.81 | 2.52 | 344.05 | 302.59 | 128.33 | 118 | 15.19 | 376.57 | 0.86 | 0.8 | 0.79 | 0.11 | 248.57 | 0 | 0 | 91.82 | 0.74106 | 0.09408 | 0 | 0 | System Off | 1 | 0
376 | 376 | 2012-01-16 15:59 | 1.07 | 1.07 | 1.07 | 1.07 | 0 | 0 | 0 | 0 | 0 | 0 | 0 | 0 | 0 | 0 | 0 | 0 | 0 | 0 | 0 | 0 | 0 | 0 | System Off | 0 | 0
377 | 377 | 2012-01-16 16:59 | -0.39 | -0.39 | -0.39 | -0.39 | 0 | 0 | 0 | 0 | 0 | 0 | 0 | 0 | 0 | 0 | 0 | 0 | 0 | 0 | 0 | 0 | 0 | 0 | System Off | 0 | 0
378 | 378 | 2012-01-16 17:59 | -1.84 | -1.84 | -1.84 | -1.84 | 0 | 0 | 0 | 0 | 0 | 0 | 0 | 0 | 0 | 0 | 0 | 0 | 0 | 0 | 0 | 0 | 0 | 0 | System Off | 0 | 0
379 | 379 | 2012-01-16 18:59 | -2.22 | -2.22 | -2.22 | -2.22 | 0 | 0 | 0 | 0 | 0 | 0 | 0 | 0 | 0 | 0 | 0 | 0 | 0 | 0 | 0 | 0 | 0 | 0 | System Off | 0 | 0
380 | 380 | 2012-01-16 19:59 | -2.59 | -2.59 | -2.59 | -2.59 | 0 | 0 | 0 | 0 | 0 | 0 | 0 | 0 | 0 | 0 | 0 | 0 | 0 | 0 | 0 | 0 | 0 | 0 | System Off | 0 | 0
381 | 381 | 2012-01-16 20:59 | -2.96 | -2.96 | -2.96 | -2.96 | 0 | 0 | 0 | 0 | 0 | 0 | 0 | 0 | 0 | 0 | 0 | 0 | 0 | 0 | 0 | 0 | 0 | 0 | System Off | 0 | 0
382 | 382 | 2012-01-16 21:59 | -2.9 | -2.9 | -2.9 | -2.9 | 0 | 0 | 0 | 0 | 0 | 0 | 0 | 0 | 0 | 0 | 0 | 0 | 0 | 0 | 0 | 0 | 0 | 0 | System Off | 0 | 0
383 | 383 | 2012-01-16 22:59 | -2.83 | -2.83 | -2.83 | -2.83 | 0 | 0 | 0 | 0 | 0 | 0 | 0 | 0 | 0 | 0 | 0 | 0 | 0 | 0 | 0 | 0 | 0 | 0 | System Off | 0 | 0
384 | 384 | 2012-01-16 23:59 | -2.76 | -2.76 | -2.76 | -2.76 | 0 | 0 | 0 | 0 | 0 | 0 | 0 | 0 | 0 | 0 | 0 | 0 | 0 | 0 | 0 | 0 | 0 | 0 | System Off | 0 | 0
385 | 385 | 2012-01-17 00:59 | -2.45 | -2.45 | -2.45 | -2.45 | 0 | 0 | 0 | 0 | 0 | 0 | 0 | 0 | 0 | 0 | 0 | 0 | 0 | 0 | 0 | 0 | 0 | 0 | System Off | 0 | 0
386 | 386 | 2012-01-17 01:59 | -2.14 | -2.14 | -2.14 | -2.14 | 0 | 0 | 0 | 0 | 0 | 0 | 0 | 0 | 0 | 0 | 0 | 0 | 0 | 0 | 0 | 0 | 0 | 0 | System Off | 0 | 0
387 | 387 | 2012-01-17 02:59 | -1.83 | -1.83 | -1.83 | -1.83 | 0 | 0 | 0 | 0 | 0 | 0 | 0 | 0 | 0 | 0 | 0 | 0 | 0 | 0 | 0 | 0 | 0 | 0 | System Off | 0 | 0
388 | 388 | 2012-01-17 03:59 | -2.02 | -2.02 | -2.02 | -2.02 | 0 | 0 | 0 | 0 | 0 | 0 | 0 | 0 | 0 | 0 | 0 | 0 | 0 | 0 | 0 | 0 | 0 | 0 | System Off | 0 | 0
389 | 389 | 2012-01-17 04:59 | -2.21 | -2.21 | -2.21 | -2.21 | 0 | 0 | 0 | 0 | 0 | 0 | 0 | 0 | 0 | 0 | 0 | 0 | 0 | 0 | 0 | 0 | 0 | 0 | System Off | 0 | 0
390 | 390 | 2012-01-17 05:59 | -2.4 | -2.4 | -2.4 | -2.4 | 0 | 0 | 0 | 0 | 0 | 0 | 0 | 0 | 0 | 0 | 0 | 0 | 0 | 0 | 0 | 0 | 0 | 0 | System Off | 0 | 0
391 | 391 | 2012-01-17 06:59 | -1.61 | -1.61 | -1.61 | -1.61 | 0 | 0 | 0 | 0 | 0 | 0 | 0 | 0 | 0 | 0 | 0 | 0 | 0 | 0 | 0 | 0 | 0 | 0 | System Off | 0 | 0
392 | 392 | 2012-01-17 07:59 | -0.82 | 12.68 | 12.68 | -0.82 | 752.04 | 702.46 | 273.5 | 256 | 15.3 | 791.49 | 0.91 | 0.89 | 0.87 | 0.25 | 616.69 | 0 | 0 | 198.91 | 0.74702 | 0.09408 | 0 | 0 | System Off | 1 | 0
393 | 393 | 2012-01-17 08:59 | -0.02 | 22.96 | 22.96 | -0.02 | 1239.77 | 1179.31 | 456.18 | 433 | 14.91 | 1271 | 0.94 | 0.93 | 0.91 | 0.43 | 877.02 | 0 | 0 | 338.12 | 0.78429 | 0.09408 | 0 | 0 | System Off | 1 | 0
394 | 394 | 2012-01-17 09:59 | 1.77 | 33.66 | 33.66 | 1.77 | 1668.24 | 1597.15 | 631.72 | 602 | 14.43 | 1689.25 | 0.92 | 0.95 | 0.92 | 0.58 | 1093.31 | 0 | 0 | 472.97 | 0.82694 | 0.09408 | 0 | 0 | System Off | 1 | 0
395 | 395 | 2012-01-17 10:59 | 3.57 | 25.08 | 25.08 | 3.57 | 1143.59 | 1085.37 | 425.7 | 403 | 14.78 | 1176.62 | 0.92 | 0.92 | 0.9 | 0.39 | 683.91 | 0 | 0 | 315.23 | 0.8001 | 0.09408 | 0 | 0 | System Off | 1 | 0
396 | 396 | 2012-01-17 11:59 | 5.37 | 32.43 | 32.43 | 5.37 | 1408.37 | 1343.84 | 534.53 | 508 | 14.44 | 1436.19 | 0.92 | 0.94 | 0.91 | 0.49 | 799.91 | 0 | 0 | 399.09 | 0.83103 | 0.09408 | 0 | 0 | System Off | 1 | 0
397 | 397 | 2012-01-17 12:59 | 4.77 | 29.81 | 29.81 | 4.77 | 1322.22 | 1259.78 | 497.6 | 473 | 14.56 | 1350.66 | 0.92 | 0.93 | 0.91 | 0.46 | 806.99 | 0 | 0 | 371.02 | 0.82065 | 0.09408 | 0 | 0 | System Off | 1 | 0
398 | 398 | 2012-01-17 13:59 | 4.18 | 20.81 | 20.81 | 4.18 | 897.97 | 845.26 | 332.11 | 314 | 14.89 | 932.82 | 0.93 | 0.91 | 0.89 | 0.31 | 626.24 | 0 | 0 | 245.25 | 0.78702 | 0.09408 | 0 | 0 | System Off | 1 | 0
399 | 399 | 2012-01-17 14:59 | 3.58 | 10.7 | 10.7 | 3.58 | 382.47 | 340.29 | 143.09 | 132 | 15.09 | 417.07 | 0.84 | 0.82 | 0.8 | 0.12 | 279.54 | 0 | 0 | 102.84 | 0.74973 | 0.09408 | 0 | 0 | System Off | 1 | 0
400 | 400 | 2012-01-17 15:59 | 2.08 | 2.08 | 2.08 | 2.08 | 0 | 0 | 0 | 0 | 0 | 0 | 0 | 0 | 0 | 0 | 0 | 0 | 0 | 0 | 0 | 0 | 0 | 0 | System Off | 0 | 0
401 | 401 | 2012-01-17 16:59 | 0.57 | 0.57 | 0.57 | 0.57 | 0 | 0 | 0 | 0 | 0 | 0 | 0 | 0 | 0 | 0 | 0 | 0 | 0 | 0 | 0 | 0 | 0 | 0 | System Off | 0 | 0
402 | 402 | 2012-01-17 17:59 | -0.93 | -0.93 | -0.93 | -0.93 | 0 | 0 | 0 | 0 | 0 | 0 | 0 | 0 | 0 | 0 | 0 | 0 | 0 | 0 | 0 | 0 | 0 | 0 | System Off | 0 | 0
403 | 403 | 2012-01-17 18:59 | -1.08 | -1.08 | -1.08 | -1.08 | 0 | 0 | 0 | 0 | 0 | 0 | 0 | 0 | 0 | 0 | 0 | 0 | 0 | 0 | 0 | 0 | 0 | 0 | System Off | 0 | 0
404 | 404 | 2012-01-17 19:59 | -1.23 | -1.23 | -1.23 | -1.23 | 0 | 0 | 0 | 0 | 0 | 0 | 0 | 0 | 0 | 0 | 0 | 0 | 0 | 0 | 0 | 0 | 0 | 0 | System Off | 0 | 0
405 | 405 | 2012-01-17 20:59 | -1.37 | -1.37 | -1.37 | -1.37 | 0 | 0 | 0 | 0 | 0 | 0 | 0 | 0 | 0 | 0 | 0 | 0 | 0 | 0 | 0 | 0 | 0 | 0 | System Off | 0 | 0
406 | 406 | 2012-01-17 21:59 | -1.35 | -1.35 | -1.35 | -1.35 | 0 | 0 | 0 | 0 | 0 | 0 | 0 | 0 | 0 | 0 | 0 | 0 | 0 | 0 | 0 | 0 | 0 | 0 | System Off | 0 | 0
407 | 407 | 2012-01-17 22:59 | -1.33 | -1.33 | -1.33 | -1.33 | 0 | 0 | 0 | 0 | 0 | 0 | 0 | 0 | 0 | 0 | 0 | 0 | 0 | 0 | 0 | 0 | 0 | 0 | System Off | 0 | 0
408 | 408 | 2012-01-17 23:59 | -1.31 | -1.31 | -1.31 | -1.31 | 0 | 0 | 0 | 0 | 0 | 0 | 0 | 0 | 0 | 0 | 0 | 0 | 0 | 0 | 0 | 0 | 0 | 0 | System Off | 0 | 0
409 | 409 | 2012-01-18 00:59 | -1.17 | -1.17 | -1.17 | -1.17 | 0 | 0 | 0 | 0 | 0 | 0 | 0 | 0 | 0 | 0 | 0 | 0 | 0 | 0 | 0 | 0 | 0 | 0 | System Off | 0 | 0
410 | 410 | 2012-01-18 01:59 | -1.03 | -1.03 | -1.03 | -1.03 | 0 | 0 | 0 | 0 | 0 | 0 | 0 | 0 | 0 | 0 | 0 | 0 | 0 | 0 | 0 | 0 | 0 | 0 | System Off | 0 | 0
411 | 411 | 2012-01-18 02:59 | -0.89 | -0.89 | -0.89 | -0.89 | 0 | 0 | 0 | 0 | 0 | 0 | 0 | 0 | 0 | 0 | 0 | 0 | 0 | 0 | 0 | 0 | 0 | 0 | System Off | 0 | 0
412 | 412 | 2012-01-18 03:59 | -0.95 | -0.95 | -0.95 | -0.95 | 0 | 0 | 0 | 0 | 0 | 0 | 0 | 0 | 0 | 0 | 0 | 0 | 0 | 0 | 0 | 0 | 0 | 0 | System Off | 0 | 0
413 | 413 | 2012-01-18 04:59 | -1.01 | -1.01 | -1.01 | -1.01 | 0 | 0 | 0 | 0 | 0 | 0 | 0 | 0 | 0 | 0 | 0 | 0 | 0 | 0 | 0 | 0 | 0 | 0 | System Off | 0 | 0
414 | 414 | 2012-01-18 05:59 | -1.06 | -1.06 | -1.06 | -1.06 | 0 | 0 | 0 | 0 | 0 | 0 | 0 | 0 | 0 | 0 | 0 | 0 | 0 | 0 | 0 | 0 | 0 | 0 | System Off | 0 | 0
415 | 415 | 2012-01-18 06:59 | -0.37 | -0.37 | -0.37 | -0.37 | 0 | 0 | 0 | 0 | 0 | 0 | 0 | 0 | 0 | 0 | 0 | 0 | 0 | 0 | 0 | 0 | 0 | 0 | System Off | 0 | 0
416 | 416 | 2012-01-18 07:59 | 0.33 | 5.8 | 5.8 | 0.33 | 335.53 | 294.23 | 122.43 | 114 | 15.33 | 363.13 | 0.9 | 0.81 | 0.79 | 0.11 | 258.3 | 0 | 0 | 88.54 | 0.74636 | 0.09408 | 0 | 0 | System Off | 1 | 0
417 | 417 | 2012-01-18 08:59 | 1.03 | 8.14 | 8.14 | 1.03 | 440.87 | 397.57 | 160.02 | 150 | 15.31 | 470.72 | 0.87 | 0.84 | 0.83 | 0.14 | 295.67 | 0 | 0 | 116.54 | 0.73836 | 0.09408 | 0 | 0 | System Off | 1 | 0
418 | 418 | 2012-01-18 09:59 | 2.34 | 30.4 | 30.4 | 2.34 | 1717.03 | 1644.66 | 641.35 | 611 | 14.64 | 1736.86 | 0.92 | 0.95 | 0.93 | 0.59 | 1125.84 | 0 | 0 | 478.8 | 0.83179 | 0.09408 | 0 | 0 | System Off | 1 | 0
419 | 419 | 2012-01-18 10:59 | 3.66 | 22.13 | 22.13 | 3.66 | 1164.92 | 1106.21 | 428.5 | 406 | 14.94 | 1197.61 | 0.93 | 0.92 | 0.9 | 0.4 | 697.04 | 0 | 0 | 316.91 | 0.80103 | 0.09408 | 0 | 0 | System Off | 1 | 0
420 | 420 | 2012-01-18 11:59 | 4.98 | 15.76 | 15.76 | 4.98 | 690.23 | 641.94 | 253.71 | 239 | 15.04 | 726.04 | 0.91 | 0.88 | 0.87 | 0.23 | 382.1 | 0 | 0 | 186.32 | 0.77767 | 0.09408 | 0 | 0 | System Off | 1 | 0
421 | 421 | 2012-01-18 12:59 | 4.53 | 10.62 | 10.62 | 4.53 | 391.42 | 349.07 | 144.8 | 135 | 15.1 | 422.17 | 0.9 | 0.83 | 0.81 | 0.13 | 223.61 | 0 | 0 | 105.16 | 0.75575 | 0.09408 | 0 | 0 | System Off | 1 | 0
422 | 422 | 2012-01-18 13:59 | 4.08 | 9.39 | 9.39 | 4.08 | 345.79 | 304.3 | 127.67 | 119 | 15.13 | 373.87 | 0.86 | 0.81 | 0.8 | 0.11 | 225.45 | 0 | 0 | 92.66 | 0.7502 | 0.09408 | 0 | 0 | System Off | 1 | 0
423 | 423 | 2012-01-18 14:59 | 3.63 | 4.74 | 4.74 | 3.63 | 69.36 | 32.87 | 27.01 | 25 | 14.45 | 80.41 | 0.37 | 0.41 | 0.4 | 0.01 | 27.01 | 0 | 0 | 19.64 | 0.74896 | 0.09408 | 0 | 0 | System Off | 0 | 0
424 | 424 | 2012-01-18 15:59 | 3.37 | 3.37 | 3.37 | 3.37 | 0 | 0 | 0 | 0 | 0 | 0 | 0 | 0 | 0 | 0 | 0 | 0 | 0 | 0 | 0 | 0 | 0 | 0 | System Off | 0 | 0
425 | 425 | 2012-01-18 16:59 | 3.1 | 3.1 | 3.1 | 3.1 | 0 | 0 | 0 | 0 | 0 | 0 | 0 | 0 | 0 | 0 | 0 | 0 | 0 | 0 | 0 | 0 | 0 | 0 | System Off | 0 | 0
426 | 426 | 2012-01-18 17:59 | 2.84 | 2.84 | 2.84 | 2.84 | 0 | 0 | 0 | 0 | 0 | 0 | 0 | 0 | 0 | 0 | 0 | 0 | 0 | 0 | 0 | 0 | 0 | 0 | System Off | 0 | 0
427 | 427 | 2012-01-18 18:59 | 3.09 | 3.09 | 3.09 | 3.09 | 0 | 0 | 0 | 0 | 0 | 0 | 0 | 0 | 0 | 0 | 0 | 0 | 0 | 0 | 0 | 0 | 0 | 0 | System Off | 0 | 0
428 | 428 | 2012-01-18 19:59 | 3.34 | 3.34 | 3.34 | 3.34 | 0 | 0 | 0 | 0 | 0 | 0 | 0 | 0 | 0 | 0 | 0 | 0 | 0 | 0 | 0 | 0 | 0 | 0 | System Off | 0 | 0
429 | 429 | 2012-01-18 20:59 | 3.6 | 3.6 | 3.6 | 3.6 | 0 | 0 | 0 | 0 | 0 | 0 | 0 | 0 | 0 | 0 | 0 | 0 | 0 | 0 | 0 | 0 | 0 | 0 | System Off | 0 | 0
430 | 430 | 2012-01-18 21:59 | 4.25 | 4.25 | 4.25 | 4.25 | 0 | 0 | 0 | 0 | 0 | 0 | 0 | 0 | 0 | 0 | 0 | 0 | 0 | 0 | 0 | 0 | 0 | 0 | System Off | 0 | 0
431 | 431 | 2012-01-18 22:59 | 4.9 | 4.9 | 4.9 | 4.9 | 0 | 0 | 0 | 0 | 0 | 0 | 0 | 0 | 0 | 0 | 0 | 0 | 0 | 0 | 0 | 0 | 0 | 0 | System Off | 0 | 0
432 | 432 | 2012-01-18 23:59 | 5.56 | 5.56 | 5.56 | 5.56 | 0 | 0 | 0 | 0 | 0 | 0 | 0 | 0 | 0 | 0 | 0 | 0 | 0 | 0 | 0 | 0 | 0 | 0 | System Off | 0 | 0
433 | 433 | 2012-01-19 00:59 | 5.56 | 5.56 | 5.56 | 5.56 | 0 | 0 | 0 | 0 | 0 | 0 | 0 | 0 | 0 | 0 | 0 | 0 | 0 | 0 | 0 | 0 | 0 | 0 | System Off | 0 | 0
434 | 434 | 2012-01-19 01:59 | 5.56 | 5.56 | 5.56 | 5.56 | 0 | 0 | 0 | 0 | 0 | 0 | 0 | 0 | 0 | 0 | 0 | 0 | 0 | 0 | 0 | 0 | 0 | 0 | System Off | 0 | 0
435 | 435 | 2012-01-19 02:59 | 5.56 | 5.56 | 5.56 | 5.56 | 0 | 0 | 0 | 0 | 0 | 0 | 0 | 0 | 0 | 0 | 0 | 0 | 0 | 0 | 0 | 0 | 0 | 0 | System Off | 0 | 0
436 | 436 | 2012-01-19 03:59 | 6.26 | 6.26 | 6.26 | 6.26 | 0 | 0 | 0 | 0 | 0 | 0 | 0 | 0 | 0 | 0 | 0 | 0 | 0 | 0 | 0 | 0 | 0 | 0 | System Off | 0 | 0
437 | 437 | 2012-01-19 04:59 | 6.96 | 6.96 | 6.96 | 6.96 | 0 | 0 | 0 | 0 | 0 | 0 | 0 | 0 | 0 | 0 | 0 | 0 | 0 | 0 | 0 | 0 | 0 | 0 | System Off | 0 | 0
438 | 438 | 2012-01-19 05:59 | 7.67 | 7.67 | 7.67 | 7.67 | 0 | 0 | 0 | 0 | 0 | 0 | 0 | 0 | 0 | 0 | 0 | 0 | 0 | 0 | 0 | 0 | 0 | 0 | System Off | 0 | 0
439 | 439 | 2012-01-19 06:59 | 8.33 | 8.33 | 8.33 | 8.33 | 0 | 0 | 0 | 0 | 0 | 0 | 0 | 0 | 0 | 0 | 0 | 0 | 0 | 0 | 0 | 0 | 0 | 0 | System Off | 0 | 0
440 | 440 | 2012-01-19 07:59 | 8.99 | 9.4 | 9.4 | 8.99 | 31 | 0 | 12.75 | 11 | 14.68 | 37.34 | 0 | 0 | 0 | 0 | 0 | 0 | 0 | 8.62 | 0.75847 | 0.09408 | 0 | 0 | System Off | 0 | 0
441 | 441 | 2012-01-19 08:59 | 9.66 | 10.36 | 10.36 | 9.66 | 56.58 | 20.31 | 22.77 | 21 | 14.03 | 66.45 | 0.44 | 0.31 | 0.3 | 0.01 | 15.11 | 0 | 0 | 16.58 | 0.76427 | 0.09408 | 0 | 0 | System Off | 0 | 0
442 | 442 | 2012-01-19 09:59 | 9.95 | 11.04 | 11.04 | 9.95 | 92.16 | 55.28 | 36.43 | 33 | 14.55 | 106.07 | 0.55 | 0.52 | 0.51 | 0.02 | 37.84 | 0 | 0 | 25.89 | 0.7682 | 0.09408 | 0 | 0 | System Off | 0 | 0
443 | 443 | 2012-01-19 10:59 | 10.24 | 11.08 | 11.08 | 10.24 | 72.99 | 36.44 | 29.15 | 27 | 14.08 | 84.84 | 0.34 | 0.43 | 0.42 | 0.01 | 22.96 | 0 | 0 | 21.31 | 0.76878 | 0.09408 | 0 | 0 | System Off | 0 | 0
444 | 444 | 2012-01-19 11:59 | 10.54 | 11.54 | 11.54 | 10.54 | 89.55 | 52.71 | 35.52 | 33 | 14.13 | 103.23 | 0.56 | 0.51 | 0.5 | 0.02 | 31.38 | 0 | 0 | 26.03 | 0.77167 | 0.09408 | 0 | 0 | System Off | 0 | 0
445 | 445 | 2012-01-19 12:59 | 10.21 | 12.14 | 12.14 | 10.21 | 176.69 | 138.31 | 68.31 | 63 | 14.61 | 198.09 | 0.73 | 0.7 | 0.68 | 0.05 | 88.6 | 0 | 0 | 49.39 | 0.77539 | 0.09408 | 0 | 0 | System Off | 1 | 0
446 | 446 | 2012-01-19 13:59 | 9.89 | 10.9 | 10.9 | 9.89 | 89.82 | 52.97 | 35.52 | 33 | 14.18 | 103.47 | 0.56 | 0.51 | 0.5 | 0.02 | 39.25 | 0 | 0 | 26.01 | 0.76788 | 0.09408 | 0 | 0 | System Off | 0 | 0
447 | 447 | 2012-01-19 14:59 | 9.57 | 10.53 | 10.53 | 9.57 | 85.34 | 48.57 | 33.79 | 31 | 14.34 | 98.54 | 0.59 | 0.49 | 0.48 | 0.02 | 39.9 | 0 | 0 | 24.39 | 0.76562 | 0.09408 | 0 | 0 | System Off | 0 | 0
448 | 448 | 2012-01-19 15:59 | 9.07 | 9.07 | 9.07 | 9.07 | 0 | 0 | 0 | 0 | 0 | 0 | 0 | 0 | 0 | 0 | 0 | 0 | 0 | 0 | 0 | 0 | 0 | 0 | System Off | 0 | 0
449 | 449 | 2012-01-19 16:59 | 8.58 | 8.58 | 8.58 | 8.58 | 0 | 0 | 0 | 0 | 0 | 0 | 0 | 0 | 0 | 0 | 0 | 0 | 0 | 0 | 0 | 0 | 0 | 0 | System Off | 0 | 0
450 | 450 | 2012-01-19 17:59 | 8.08 | 8.08 | 8.08 | 8.08 | 0 | 0 | 0 | 0 | 0 | 0 | 0 | 0 | 0 | 0 | 0 | 0 | 0 | 0 | 0 | 0 | 0 | 0 | System Off | 0 | 0
451 | 451 | 2012-01-19 18:59 | 7.34 | 7.34 | 7.34 | 7.34 | 0 | 0 | 0 | 0 | 0 | 0 | 0 | 0 | 0 | 0 | 0 | 0 | 0 | 0 | 0 | 0 | 0 | 0 | System Off | 0 | 0
452 | 452 | 2012-01-19 19:59 | 6.61 | 6.61 | 6.61 | 6.61 | 0 | 0 | 0 | 0 | 0 | 0 | 0 | 0 | 0 | 0 | 0 | 0 | 0 | 0 | 0 | 0 | 0 | 0 | System Off | 0 | 0
453 | 453 | 2012-01-19 20:59 | 5.88 | 5.88 | 5.88 | 5.88 | 0 | 0 | 0 | 0 | 0 | 0 | 0 | 0 | 0 | 0 | 0 | 0 | 0 | 0 | 0 | 0 | 0 | 0 | System Off | 0 | 0
454 | 454 | 2012-01-19 21:59 | 5.67 | 5.67 | 5.67 | 5.67 | 0 | 0 | 0 | 0 | 0 | 0 | 0 | 0 | 0 | 0 | 0 | 0 | 0 | 0 | 0 | 0 | 0 | 0 | System Off | 0 | 0
455 | 455 | 2012-01-19 22:59 | 5.47 | 5.47 | 5.47 | 5.47 | 0 | 0 | 0 | 0 | 0 | 0 | 0 | 0 | 0 | 0 | 0 | 0 | 0 | 0 | 0 | 0 | 0 | 0 | System Off | 0 | 0
456 | 456 | 2012-01-19 23:59 | 5.27 | 5.27 | 5.27 | 5.27 | 0 | 0 | 0 | 0 | 0 | 0 | 0 | 0 | 0 | 0 | 0 | 0 | 0 | 0 | 0 | 0 | 0 | 0 | System Off | 0 | 0
457 | 457 | 2012-01-20 00:59 | 5.21 | 5.21 | 5.21 | 5.21 | 0 | 0 | 0 | 0 | 0 | 0 | 0 | 0 | 0 | 0 | 0 | 0 | 0 | 0 | 0 | 0 | 0 | 0 | System Off | 0 | 0
458 | 458 | 2012-01-20 01:59 | 5.16 | 5.16 | 5.16 | 5.16 | 0 | 0 | 0 | 0 | 0 | 0 | 0 | 0 | 0 | 0 | 0 | 0 | 0 | 0 | 0 | 0 | 0 | 0 | System Off | 0 | 0
459 | 459 | 2012-01-20 02:59 | 5.1 | 5.1 | 5.1 | 5.1 | 0 | 0 | 0 | 0 | 0 | 0 | 0 | 0 | 0 | 0 | 0 | 0 | 0 | 0 | 0 | 0 | 0 | 0 | System Off | 0 | 0
460 | 460 | 2012-01-20 03:59 | 4.42 | 4.42 | 4.42 | 4.42 | 0 | 0 | 0 | 0 | 0 | 0 | 0 | 0 | 0 | 0 | 0 | 0 | 0 | 0 | 0 | 0 | 0 | 0 | System Off | 0 | 0
461 | 461 | 2012-01-20 04:59 | 3.74 | 3.74 | 3.74 | 3.74 | 0 | 0 | 0 | 0 | 0 | 0 | 0 | 0 | 0 | 0 | 0 | 0 | 0 | 0 | 0 | 0 | 0 | 0 | System Off | 0 | 0
462 | 462 | 2012-01-20 05:59 | 3.06 | 3.06 | 3.06 | 3.06 | 0 | 0 | 0 | 0 | 0 | 0 | 0 | 0 | 0 | 0 | 0 | 0 | 0 | 0 | 0 | 0 | 0 | 0 | System Off | 0 | 0
463 | 463 | 2012-01-20 06:59 | 3.19 | 3.19 | 3.19 | 3.19 | 0 | 0 | 0 | 0 | 0 | 0 | 0 | 0 | 0 | 0 | 0 | 0 | 0 | 0 | 0 | 0 | 0 | 0 | System Off | 0 | 0
464 | 464 | 2012-01-20 07:59 | 3.32 | 3.46 | 3.46 | 3.32 | 10.88 | 0 | 4.55 | 4 | 14.17 | 13.62 | 0 | 0 | 0 | 0 | 0 | 0 | 0 | 3.15 | 0.74321 | 0.09408 | 0 | 0 | System Off | 0 | 0
465 | 465 | 2012-01-20 08:59 | 3.45 | 7.52 | 7.52 | 3.45 | 348.68 | 307.14 | 127.65 | 119 | 15.26 | 376.32 | 0.86 | 0.82 | 0.8 | 0.11 | 228.41 | 0 | 0 | 92.51 | 0.74655 | 0.09408 | 0 | 0 | System Off | 1 | 0
466 | 466 | 2012-01-20 09:59 | 3.89 | 5.22 | 5.22 | 3.89 | 109.43 | 72.24 | 41.9 | 38 | 15 | 124.53 | 0.72 | 0.58 | 0.57 | 0.03 | 49.45 | 0 | 0 | 29.64 | 0.73424 | 0.09408 | 0 | 0 | System Off | 0 | 0
467 | 467 | 2012-01-20 10:59 | 4.33 | 5.1 | 5.1 | 4.33 | 62.83 | 26.45 | 24.59 | 22 | 14.87 | 73.13 | 0.41 | 0.36 | 0.35 | 0.01 | 16.67 | 0 | 0 | 17.19 | 0.7338 | 0.09408 | 0 | 0 | System Off | 0 | 0
468 | 468 | 2012-01-20 11:59 | 4.78 | 8.93 | 8.93 | 4.78 | 360.07 | 318.31 | 133.14 | 124 | 15.12 | 390.55 | 0.9 | 0.82 | 0.8 | 0.12 | 189.47 | 0 | 0 | 96.57 | 0.75516 | 0.09408 | 0 | 0 | System Off | 1 | 0
469 | 469 | 2012-01-20 12:59 | 4.44 | 11.64 | 11.64 | 4.44 | 603.79 | 557.26 | 219.62 | 206 | 15.27 | 637.96 | 0.91 | 0.87 | 0.85 | 0.2 | 356.97 | 0 | 0 | 160.13 | 0.76828 | 0.09408 | 0 | 0 | System Off | 1 | 0
470 | 470 | 2012-01-20 13:59 | 4.11 | 6.27 | 6.27 | 4.11 | 165.27 | 127.09 | 62.45 | 58 | 14.84 | 184.94 | 0.8 | 0.69 | 0.67 | 0.05 | 94.16 | 0 | 0 | 45.33 | 0.73919 | 0.09408 | 0 | 0 | System Off | 1 | 0
471 | 471 | 2012-01-20 14:59 | 3.77 | 4.6 | 4.6 | 3.77 | 58.12 | 21.82 | 22.77 | 21 | 14.41 | 67.83 | 0.44 | 0.32 | 0.32 | 0.01 | 17.93 | 0 | 0 | 16.5 | 0.74902 | 0.09408 | 0 | 0 | System Off | 0 | 0
472 | 472 | 2012-01-20 15:59 | 3.78 | 3.78 | 3.78 | 3.78 | 0 | 0 | 0 | 0 | 0 | 0 | 0 | 0 | 0 | 0 | 0 | 0 | 0 | 0 | 0 | 0 | 0 | 0 | System Off | 0 | 0
473 | 473 | 2012-01-20 16:59 | 3.8 | 3.8 | 3.8 | 3.8 | 0 | 0 | 0 | 0 | 0 | 0 | 0 | 0 | 0 | 0 | 0 | 0 | 0 | 0 | 0 | 0 | 0 | 0 | System Off | 0 | 0
474 | 474 | 2012-01-20 17:59 | 3.81 | 3.81 | 3.81 | 3.81 | 0 | 0 | 0 | 0 | 0 | 0 | 0 | 0 | 0 | 0 | 0 | 0 | 0 | 0 | 0 | 0 | 0 | 0 | System Off | 0 | 0
475 | 475 | 2012-01-20 18:59 | 3.62 | 3.62 | 3.62 | 3.62 | 0 | 0 | 0 | 0 | 0 | 0 | 0 | 0 | 0 | 0 | 0 | 0 | 0 | 0 | 0 | 0 | 0 | 0 | System Off | 0 | 0
476 | 476 | 2012-01-20 19:59 | 3.43 | 3.43 | 3.43 | 3.43 | 0 | 0 | 0 | 0 | 0 | 0 | 0 | 0 | 0 | 0 | 0 | 0 | 0 | 0 | 0 | 0 | 0 | 0 | System Off | 0 | 0
477 | 477 | 2012-01-20 20:59 | 3.25 | 3.25 | 3.25 | 3.25 | 0 | 0 | 0 | 0 | 0 | 0 | 0 | 0 | 0 | 0 | 0 | 0 | 0 | 0 | 0 | 0 | 0 | 0 | System Off | 0 | 0
478 | 478 | 2012-01-20 21:59 | 3.07 | 3.07 | 3.07 | 3.07 | 0 | 0 | 0 | 0 | 0 | 0 | 0 | 0 | 0 | 0 | 0 | 0 | 0 | 0 | 0 | 0 | 0 | 0 | System Off | 0 | 0
479 | 479 | 2012-01-20 22:59 | 2.89 | 2.89 | 2.89 | 2.89 | 0 | 0 | 0 | 0 | 0 | 0 | 0 | 0 | 0 | 0 | 0 | 0 | 0 | 0 | 0 | 0 | 0 | 0 | System Off | 0 | 0
480 | 480 | 2012-01-20 23:59 | 2.71 | 2.71 | 2.71 | 2.71 | 0 | 0 | 0 | 0 | 0 | 0 | 0 | 0 | 0 | 0 | 0 | 0 | 0 | 0 | 0 | 0 | 0 | 0 | System Off | 0 | 0
481 | 481 | 2012-01-21 00:59 | 2.78 | 2.78 | 2.78 | 2.78 | 0 | 0 | 0 | 0 | 0 | 0 | 0 | 0 | 0 | 0 | 0 | 0 | 0 | 0 | 0 | 0 | 0 | 0 | System Off | 0 | 0
482 | 482 | 2012-01-21 01:59 | 2.85 | 2.85 | 2.85 | 2.85 | 0 | 0 | 0 | 0 | 0 | 0 | 0 | 0 | 0 | 0 | 0 | 0 | 0 | 0 | 0 | 0 | 0 | 0 | System Off | 0 | 0
483 | 483 | 2012-01-21 02:59 | 2.92 | 2.92 | 2.92 | 2.92 | 0 | 0 | 0 | 0 | 0 | 0 | 0 | 0 | 0 | 0 | 0 | 0 | 0 | 0 | 0 | 0 | 0 | 0 | System Off | 0 | 0
484 | 484 | 2012-01-21 03:59 | 3.56 | 3.56 | 3.56 | 3.56 | 0 | 0 | 0 | 0 | 0 | 0 | 0 | 0 | 0 | 0 | 0 | 0 | 0 | 0 | 0 | 0 | 0 | 0 | System Off | 0 | 0
485 | 485 | 2012-01-21 04:59 | 4.2 | 4.2 | 4.2 | 4.2 | 0 | 0 | 0 | 0 | 0 | 0 | 0 | 0 | 0 | 0 | 0 | 0 | 0 | 0 | 0 | 0 | 0 | 0 | System Off | 0 | 0
486 | 486 | 2012-01-21 05:59 | 4.84 | 4.84 | 4.84 | 4.84 | 0 | 0 | 0 | 0 | 0 | 0 | 0 | 0 | 0 | 0 | 0 | 0 | 0 | 0 | 0 | 0 | 0 | 0 | System Off | 0 | 0
487 | 487 | 2012-01-21 06:59 | 5.81 | 5.81 | 5.81 | 5.81 | 0 | 0 | 0 | 0 | 0 | 0 | 0 | 0 | 0 | 0 | 0 | 0 | 0 | 0 | 0 | 0 | 0 | 0 | System Off | 0 | 0
488 | 488 | 2012-01-21 07:59 | 6.78 | 7.22 | 7.22 | 6.78 | 31.33 | 0 | 12.75 | 11 | 14.83 | 37.63 | 0 | 0 | 0 | 0 | 0 | 0 | 0 | 8.6 | 0.74574 | 0.09408 | 0 | 0 | System Off | 0 | 0
489 | 489 | 2012-01-21 08:59 | 7.76 | 9.75 | 9.75 | 7.76 | 153.68 | 115.71 | 59.05 | 54 | 14.82 | 172.7 | 0.68 | 0.67 | 0.66 | 0.04 | 86.05 | 0 | 0 | 42.22 | 0.75941 | 0.09408 | 0 | 0 | System Off | 1 | 0
490 | 490 | 2012-01-21 09:59 | 8.36 | 9.24 | 9.24 | 8.36 | 68.82 | 32.34 | 27.33 | 25 | 14.34 | 80.07 | 0.37 | 0.4 | 0.4 | 0.01 | 22.14 | 0 | 0 | 19.67 | 0.75748 | 0.09408 | 0 | 0 | System Off | 0 | 0
491 | 491 | 2012-01-21 10:59 | 8.96 | 10.14 | 10.14 | 8.96 | 97.38 | 60.4 | 38.26 | 35 | 14.49 | 111.73 | 0.52 | 0.54 | 0.53 | 0.02 | 38.06 | 0 | 0 | 27.48 | 0.76283 | 0.09408 | 0 | 0 | System Off | 0 | 0
492 | 492 | 2012-01-21 11:59 | 9.56 | 10.29 | 10.29 | 9.56 | 61.34 | 24.99 | 24.59 | 22 | 14.52 | 71.79 | 0.41 | 0.35 | 0.34 | 0.01 | 14.88 | 0 | 0 | 17.27 | 0.76385 | 0.09408 | 0 | 0 | System Off | 0 | 0
493 | 493 | 2012-01-21 12:59 | 9.5 | 10.2 | 10.2 | 9.5 | 59 | 22.69 | 23.68 | 22 | 13.97 | 69.15 | 0.42 | 0.33 | 0.32 | 0.01 | 14.53 | 0 | 0 | 17.39 | 0.76353 | 0.09408 | 0 | 0 | System Off | 0 | 0
494 | 494 | 2012-01-21 13:59 | 9.44 | 9.9 | 9.9 | 9.44 | 37.89 | 1.95 | 15.48 | 14 | 14.1 | 45.26 | 0 | 0.04 | 0.04 | 0 | 1.44 | 0 | 0 | 11.05 | 0.76166 | 0.09408 | 0 | 0 | System Off | 0 | 0
495 | 495 | 2012-01-21 14:59 | 9.38 | 9.54 | 9.54 | 9.38 | 12.76 | 0 | 5.47 | 5 | 13.29 | 16 | 0 | 0 | 0 | 0 | 0 | 0 | 0 | 3.99 | 0.75961 | 0.09408 | 0 | 0 | System Off | 0 | 0
496 | 496 | 2012-01-21 15:59 | 9.16 | 9.16 | 9.16 | 9.16 | 0 | 0 | 0 | 0 | 0 | 0 | 0 | 0 | 0 | 0 | 0 | 0 | 0 | 0 | 0 | 0 | 0 | 0 | System Off | 0 | 0
497 | 497 | 2012-01-21 16:59 | 8.94 | 8.94 | 8.94 | 8.94 | 0 | 0 | 0 | 0 | 0 | 0 | 0 | 0 | 0 | 0 | 0 | 0 | 0 | 0 | 0 | 0 | 0 | 0 | System Off | 0 | 0
498 | 498 | 2012-01-21 17:59 | 8.72 | 8.72 | 8.72 | 8.72 | 0 | 0 | 0 | 0 | 0 | 0 | 0 | 0 | 0 | 0 | 0 | 0 | 0 | 0 | 0 | 0 | 0 | 0 | System Off | 0 | 0
499 | 499 | 2012-01-21 18:59 | 8.08 | 8.08 | 8.08 | 8.08 | 0 | 0 | 0 | 0 | 0 | 0 | 0 | 0 | 0 | 0 | 0 | 0 | 0 | 0 | 0 | 0 | 0 | 0 | System Off | 0 | 0
500 | 500 | 2012-01-21 19:59 | 7.44 | 7.44 | 7.44 | 7.44 | 0 | 0 | 0 | 0 | 0 | 0 | 0 | 0 | 0 | 0 | 0 | 0 | 0 | 0 | 0 | 0 | 0 | 0 | System Off | 0 | 0
501 | 501 | 2012-01-21 20:59 | 6.8 | 6.8 | 6.8 | 6.8 | 0 | 0 | 0 | 0 | 0 | 0 | 0 | 0 | 0 | 0 | 0 | 0 | 0 | 0 | 0 | 0 | 0 | 0 | System Off | 0 | 0
502 | 502 | 2012-01-21 21:59 | 6.3 | 6.3 | 6.3 | 6.3 | 0 | 0 | 0 | 0 | 0 | 0 | 0 | 0 | 0 | 0 | 0 | 0 | 0 | 0 | 0 | 0 | 0 | 0 | System Off | 0 | 0
503 | 503 | 2012-01-21 22:59 | 5.8 | 5.8 | 5.8 | 5.8 | 0 | 0 | 0 | 0 | 0 | 0 | 0 | 0 | 0 | 0 | 0 | 0 | 0 | 0 | 0 | 0 | 0 | 0 | System Off | 0 | 0
504 | 504 | 2012-01-21 23:59 | 5.3 | 5.3 | 5.3 | 5.3 | 0 | 0 | 0 | 0 | 0 | 0 | 0 | 0 | 0 | 0 | 0 | 0 | 0 | 0 | 0 | 0 | 0 | 0 | System Off | 0 | 0
505 | 505 | 2012-01-22 00:59 | 5.05 | 5.05 | 5.05 | 5.05 | 0 | 0 | 0 | 0 | 0 | 0 | 0 | 0 | 0 | 0 | 0 | 0 | 0 | 0 | 0 | 0 | 0 | 0 | System Off | 0 | 0
506 | 506 | 2012-01-22 01:59 | 4.8 | 4.8 | 4.8 | 4.8 | 0 | 0 | 0 | 0 | 0 | 0 | 0 | 0 | 0 | 0 | 0 | 0 | 0 | 0 | 0 | 0 | 0 | 0 | System Off | 0 | 0
507 | 507 | 2012-01-22 02:59 | 4.54 | 4.54 | 4.54 | 4.54 | 0 | 0 | 0 | 0 | 0 | 0 | 0 | 0 | 0 | 0 | 0 | 0 | 0 | 0 | 0 | 0 | 0 | 0 | System Off | 0 | 0
508 | 508 | 2012-01-22 03:59 | 4.39 | 4.39 | 4.39 | 4.39 | 0 | 0 | 0 | 0 | 0 | 0 | 0 | 0 | 0 | 0 | 0 | 0 | 0 | 0 | 0 | 0 | 0 | 0 | System Off | 0 | 0
509 | 509 | 2012-01-22 04:59 | 4.24 | 4.24 | 4.24 | 4.24 | 0 | 0 | 0 | 0 | 0 | 0 | 0 | 0 | 0 | 0 | 0 | 0 | 0 | 0 | 0 | 0 | 0 | 0 | System Off | 0 | 0
510 | 510 | 2012-01-22 05:59 | 4.09 | 4.09 | 4.09 | 4.09 | 0 | 0 | 0 | 0 | 0 | 0 | 0 | 0 | 0 | 0 | 0 | 0 | 0 | 0 | 0 | 0 | 0 | 0 | System Off | 0 | 0
511 | 511 | 2012-01-22 06:59 | 4.34 | 4.34 | 4.34 | 4.34 | 0 | 0 | 0 | 0 | 0 | 0 | 0 | 0 | 0 | 0 | 0 | 0 | 0 | 0 | 0 | 0 | 0 | 0 | System Off | 0 | 0
512 | 512 | 2012-01-22 07:59 | 4.59 | 6.4 | 6.4 | 4.59 | 148.91 | 111.02 | 56.32 | 52 | 14.91 | 166.7 | 0.71 | 0.67 | 0.65 | 0.04 | 97.47 | 0 | 0 | 40.6 | 0.74081 | 0.09408 | 0 | 0 | System Off | 1 | 0
513 | 513 | 2012-01-22 08:59 | 4.84 | 6.36 | 6.36 | 4.84 | 123.71 | 86.27 | 47.36 | 44 | 14.64 | 140.21 | 0.63 | 0.62 | 0.6 | 0.03 | 64.16 | 0 | 0 | 34.48 | 0.74079 | 0.09408 | 0 | 0 | System Off | 0 | 0
514 | 514 | 2012-01-22 09:59 | 5.48 | 7.47 | 7.47 | 5.48 | 167.78 | 129.56 | 63.76 | 59 | 14.81 | 188 | 0.78 | 0.69 | 0.67 | 0.05 | 88.69 | 0 | 0 | 46.13 | 0.74721 | 0.09408 | 0 | 0 | System Off | 1 | 0
515 | 515 | 2012-01-22 10:59 | 6.13 | 7.57 | 7.57 | 6.13 | 123.06 | 85.63 | 47.36 | 44 | 14.57 | 139.61 | 0.63 | 0.61 | 0.6 | 0.03 | 53.96 | 0 | 0 | 34.51 | 0.74818 | 0.09408 | 0 | 0 | System Off | 0 | 0
516 | 516 | 2012-01-22 11:59 | 6.78 | 7.86 | 7.86 | 6.78 | 93.5 | 56.59 | 36.43 | 33 | 14.76 | 107.28 | 0.55 | 0.53 | 0.52 | 0.02 | 33.68 | 0 | 0 | 25.82 | 0.74985 | 0.09408 | 0 | 0 | System Off | 0 | 0
517 | 517 | 2012-01-22 12:59 | 7 | 8.06 | 8.06 | 7 | 93.41 | 56.51 | 36.43 | 33 | 14.74 | 107.21 | 0.55 | 0.53 | 0.52 | 0.02 | 36.2 | 0 | 0 | 25.82 | 0.75111 | 0.09408 | 0 | 0 | System Off | 0 | 0
518 | 518 | 2012-01-22 13:59 | 7.22 | 7.79 | 7.79 | 7.22 | 50.11 | 13.96 | 20.04 | 18 | 14.5 | 59.02 | 0.5 | 0.24 | 0.23 | 0.01 | 10.34 | 0 | 0 | 14.13 | 0.74959 | 0.09408 | 0 | 0 | System Off | 0 | 0
519 | 519 | 2012-01-22 14:59 | 7.44 | 7.95 | 7.95 | 7.44 | 45.33 | 9.26 | 18.22 | 16 | 14.76 | 53.62 | 0 | 0.17 | 0.17 | 0 | 7.6 | 0 | 0 | 12.52 | 0.75047 | 0.09408 | 0 | 0 | System Off | 0 | 0
520 | 520 | 2012-01-22 15:59 | 7.29 | 7.29 | 7.29 | 7.29 | 0 | 0 | 0 | 0 | 0 | 0 | 0 | 0 | 0 | 0 | 0 | 0 | 0 | 0 | 0 | 0 | 0 | 0 | System Off | 0 | 0
521 | 521 | 2012-01-22 16:59 | 7.15 | 7.15 | 7.15 | 7.15 | 0 | 0 | 0 | 0 | 0 | 0 | 0 | 0 | 0 | 0 | 0 | 0 | 0 | 0 | 0 | 0 | 0 | 0 | System Off | 0 | 0
522 | 522 | 2012-01-22 17:59 | 7 | 7 | 7 | 7 | 0 | 0 | 0 | 0 | 0 | 0 | 0 | 0 | 0 | 0 | 0 | 0 | 0 | 0 | 0 | 0 | 0 | 0 | System Off | 0 | 0
523 | 523 | 2012-01-22 18:59 | 6.6 | 6.6 | 6.6 | 6.6 | 0 | 0 | 0 | 0 | 0 | 0 | 0 | 0 | 0 | 0 | 0 | 0 | 0 | 0 | 0 | 0 | 0 | 0 | System Off | 0 | 0
524 | 524 | 2012-01-22 19:59 | 6.2 | 6.2 | 6.2 | 6.2 | 0 | 0 | 0 | 0 | 0 | 0 | 0 | 0 | 0 | 0 | 0 | 0 | 0 | 0 | 0 | 0 | 0 | 0 | System Off | 0 | 0
525 | 525 | 2012-01-22 20:59 | 5.8 | 5.8 | 5.8 | 5.8 | 0 | 0 | 0 | 0 | 0 | 0 | 0 | 0 | 0 | 0 | 0 | 0 | 0 | 0 | 0 | 0 | 0 | 0 | System Off | 0 | 0
526 | 526 | 2012-01-22 21:59 | 5.63 | 5.63 | 5.63 | 5.63 | 0 | 0 | 0 | 0 | 0 | 0 | 0 | 0 | 0 | 0 | 0 | 0 | 0 | 0 | 0 | 0 | 0 | 0 | System Off | 0 | 0
527 | 527 | 2012-01-22 22:59 | 5.46 | 5.46 | 5.46 | 5.46 | 0 | 0 | 0 | 0 | 0 | 0 | 0 | 0 | 0 | 0 | 0 | 0 | 0 | 0 | 0 | 0 | 0 | 0 | System Off | 0 | 0
528 | 528 | 2012-01-22 23:59 | 5.3 | 5.3 | 5.3 | 5.3 | 0 | 0 | 0 | 0 | 0 | 0 | 0 | 0 | 0 | 0 | 0 | 0 | 0 | 0 | 0 | 0 | 0 | 0 | System Off | 0 | 0
529 | 529 | 2012-01-23 00:59 | 5.01 | 5.01 | 5.01 | 5.01 | 0 | 0 | 0 | 0 | 0 | 0 | 0 | 0 | 0 | 0 | 0 | 0 | 0 | 0 | 0 | 0 | 0 | 0 | System Off | 0 | 0
530 | 530 | 2012-01-23 01:59 | 4.72 | 4.72 | 4.72 | 4.72 | 0 | 0 | 0 | 0 | 0 | 0 | 0 | 0 | 0 | 0 | 0 | 0 | 0 | 0 | 0 | 0 | 0 | 0 | System Off | 0 | 0
531 | 531 | 2012-01-23 02:59 | 4.42 | 4.42 | 4.42 | 4.42 | 0 | 0 | 0 | 0 | 0 | 0 | 0 | 0 | 0 | 0 | 0 | 0 | 0 | 0 | 0 | 0 | 0 | 0 | System Off | 0 | 0
532 | 532 | 2012-01-23 03:59 | 4.22 | 4.22 | 4.22 | 4.22 | 0 | 0 | 0 | 0 | 0 | 0 | 0 | 0 | 0 | 0 | 0 | 0 | 0 | 0 | 0 | 0 | 0 | 0 | System Off | 0 | 0
533 | 533 | 2012-01-23 04:59 | 4.02 | 4.02 | 4.02 | 4.02 | 0 | 0 | 0 | 0 | 0 | 0 | 0 | 0 | 0 | 0 | 0 | 0 | 0 | 0 | 0 | 0 | 0 | 0 | System Off | 0 | 0
534 | 534 | 2012-01-23 05:59 | 3.82 | 3.82 | 3.82 | 3.82 | 0 | 0 | 0 | 0 | 0 | 0 | 0 | 0 | 0 | 0 | 0 | 0 | 0 | 0 | 0 | 0 | 0 | 0 | System Off | 0 | 0
535 | 535 | 2012-01-23 06:59 | 4.11 | 4.11 | 4.11 | 4.11 | 0 | 0 | 0 | 0 | 0 | 0 | 0 | 0 | 0 | 0 | 0 | 0 | 0 | 0 | 0 | 0 | 0 | 0 | System Off | 0 | 0
536 | 536 | 2012-01-23 07:59 | 4.4 | 8.84 | 8.84 | 4.4 | 325.43 | 284.33 | 120.32 | 112 | 15.13 | 353.06 | 0.83 | 0.81 | 0.79 | 0.1 | 249.61 | 0 | 0 | 87.21 | 0.75075 | 0.09408 | 0 | 0 | System Off | 1 | 0
537 | 537 | 2012-01-23 08:59 | 4.7 | 6.67 | 6.67 | 4.7 | 143.4 | 105.61 | 54.65 | 50 | 14.94 | 161.6 | 0.73 | 0.65 | 0.64 | 0.04 | 78.54 | 0 | 0 | 39.03 | 0.74107 | 0.09408 | 0 | 0 | System Off | 1 | 0
538 | 538 | 2012-01-23 09:59 | 5.12 | 9.11 | 9.11 | 5.12 | 306.38 | 265.63 | 114.12 | 106 | 15.05 | 334.54 | 0.88 | 0.79 | 0.78 | 0.1 | 181.84 | 0 | 0 | 82.62 | 0.75381 | 0.09408 | 0 | 0 | System Off | 1 | 0
539 | 539 | 2012-01-23 10:59 | 5.54 | 12.48 | 12.48 | 5.54 | 558.1 | 512.49 | 204.85 | 192 | 15.14 | 593.26 | 0.93 | 0.86 | 0.85 | 0.19 | 322.93 | 0 | 0 | 149.49 | 0.77216 | 0.09408 | 0 | 0 | System Off | 1 | 0
540 | 540 | 2012-01-23 11:59 | 5.97 | 11.61 | 11.61 | 5.97 | 464.33 | 420.57 | 171.45 | 160 | 15.11 | 498.1 | 0.87 | 0.84 | 0.83 | 0.15 | 250.34 | 0 | 0 | 124.62 | 0.76873 | 0.09408 | 0 | 0 | System Off | 1 | 0
541 | 541 | 2012-01-23 12:59 | 5.97 | 10.43 | 10.43 | 5.97 | 358.79 | 317.06 | 133.35 | 124 | 15.07 | 389.05 | 0.82 | 0.81 | 0.8 | 0.11 | 203.1 | 0 | 0 | 96.63 | 0.76205 | 0.09408 | 0 | 0 | System Off | 1 | 0
542 | 542 | 2012-01-23 13:59 | 5.97 | 12.62 | 12.62 | 5.97 | 532.32 | 487.23 | 195.25 | 183 | 15.15 | 565.16 | 0.92 | 0.86 | 0.84 | 0.18 | 360.98 | 0 | 0 | 142.46 | 0.77299 | 0.09408 | 0 | 0 | System Off | 1 | 0
543 | 543 | 2012-01-23 14:59 | 5.97 | 10.96 | 10.96 | 5.97 | 385.58 | 343.34 | 143.9 | 133 | 15.1 | 419.03 | 0.83 | 0.82 | 0.8 | 0.12 | 282.05 | 0 | 0 | 103.61 | 0.76371 | 0.09408 | 0 | 0 | System Off | 1 | 0
544 | 544 | 2012-01-23 15:59 | 5.29 | 5.29 | 5.29 | 5.29 | 0 | 0 | 0 | 0 | 0 | 0 | 0 | 0 | 0 | 0 | 0 | 0 | 0 | 0 | 0 | 0 | 0 | 0 | System Off | 0 | 0
545 | 545 | 2012-01-23 16:59 | 4.61 | 4.61 | 4.61 | 4.61 | 0 | 0 | 0 | 0 | 0 | 0 | 0 | 0 | 0 | 0 | 0 | 0 | 0 | 0 | 0 | 0 | 0 | 0 | System Off | 0 | 0
546 | 546 | 2012-01-23 17:59 | 3.93 | 3.93 | 3.93 | 3.93 | 0 | 0 | 0 | 0 | 0 | 0 | 0 | 0 | 0 | 0 | 0 | 0 | 0 | 0 | 0 | 0 | 0 | 0 | System Off | 0 | 0
547 | 547 | 2012-01-23 18:59 | 3.71 | 3.71 | 3.71 | 3.71 | 0 | 0 | 0 | 0 | 0 | 0 | 0 | 0 | 0 | 0 | 0 | 0 | 0 | 0 | 0 | 0 | 0 | 0 | System Off | 0 | 0
548 | 548 | 2012-01-23 19:59 | 3.5 | 3.5 | 3.5 | 3.5 | 0 | 0 | 0 | 0 | 0 | 0 | 0 | 0 | 0 | 0 | 0 | 0 | 0 | 0 | 0 | 0 | 0 | 0 | System Off | 0 | 0
549 | 549 | 2012-01-23 20:59 | 3.29 | 3.29 | 3.29 | 3.29 | 0 | 0 | 0 | 0 | 0 | 0 | 0 | 0 | 0 | 0 | 0 | 0 | 0 | 0 | 0 | 0 | 0 | 0 | System Off | 0 | 0
550 | 550 | 2012-01-23 21:59 | 3.33 | 3.33 | 3.33 | 3.33 | 0 | 0 | 0 | 0 | 0 | 0 | 0 | 0 | 0 | 0 | 0 | 0 | 0 | 0 | 0 | 0 | 0 | 0 | System Off | 0 | 0
551 | 551 | 2012-01-23 22:59 | 3.37 | 3.37 | 3.37 | 3.37 | 0 | 0 | 0 | 0 | 0 | 0 | 0 | 0 | 0 | 0 | 0 | 0 | 0 | 0 | 0 | 0 | 0 | 0 | System Off | 0 | 0
552 | 552 | 2012-01-23 23:59 | 3.42 | 3.42 | 3.42 | 3.42 | 0 | 0 | 0 | 0 | 0 | 0 | 0 | 0 | 0 | 0 | 0 | 0 | 0 | 0 | 0 | 0 | 0 | 0 | System Off | 0 | 0
553 | 553 | 2012-01-24 00:59 | 3.1 | 3.1 | 3.1 | 3.1 | 0 | 0 | 0 | 0 | 0 | 0 | 0 | 0 | 0 | 0 | 0 | 0 | 0 | 0 | 0 | 0 | 0 | 0 | System Off | 0 | 0
554 | 554 | 2012-01-24 01:59 | 2.78 | 2.78 | 2.78 | 2.78 | 0 | 0 | 0 | 0 | 0 | 0 | 0 | 0 | 0 | 0 | 0 | 0 | 0 | 0 | 0 | 0 | 0 | 0 | System Off | 0 | 0
555 | 555 | 2012-01-24 02:59 | 2.45 | 2.45 | 2.45 | 2.45 | 0 | 0 | 0 | 0 | 0 | 0 | 0 | 0 | 0 | 0 | 0 | 0 | 0 | 0 | 0 | 0 | 0 | 0 | System Off | 0 | 0
556 | 556 | 2012-01-24 03:59 | 2.16 | 2.16 | 2.16 | 2.16 | 0 | 0 | 0 | 0 | 0 | 0 | 0 | 0 | 0 | 0 | 0 | 0 | 0 | 0 | 0 | 0 | 0 | 0 | System Off | 0 | 0
557 | 557 | 2012-01-24 04:59 | 1.87 | 1.87 | 1.87 | 1.87 | 0 | 0 | 0 | 0 | 0 | 0 | 0 | 0 | 0 | 0 | 0 | 0 | 0 | 0 | 0 | 0 | 0 | 0 | System Off | 0 | 0
558 | 558 | 2012-01-24 05:59 | 1.59 | 1.59 | 1.59 | 1.59 | 0 | 0 | 0 | 0 | 0 | 0 | 0 | 0 | 0 | 0 | 0 | 0 | 0 | 0 | 0 | 0 | 0 | 0 | System Off | 0 | 0
559 | 559 | 2012-01-24 06:59 | 1.87 | 1.87 | 1.87 | 1.87 | 0 | 0 | 0 | 0 | 0 | 0 | 0 | 0 | 0 | 0 | 0 | 0 | 0 | 0 | 0 | 0 | 0 | 0 | System Off | 0 | 0
560 | 560 | 2012-01-24 07:59 | 2.15 | 15.58 | 15.58 | 2.15 | 911.46 | 858.46 | 333 | 312 | 15.22 | 953.55 | 0.93 | 0.9 | 0.88 | 0.31 | 753.64 | 0 | 0 | 242.69 | 0.77449 | 0.09408 | 0 | 0 | System Off | 1 | 0
561 | 561 | 2012-01-24 08:59 | 2.43 | 19.56 | 19.56 | 2.43 | 1151.12 | 1092.73 | 419.46 | 397 | 15.1 | 1183.64 | 0.95 | 0.92 | 0.9 | 0.4 | 812.64 | 0 | 0 | 309.26 | 0.79191 | 0.09408 | 0 | 0 | System Off | 1 | 0
562 | 562 | 2012-01-24 09:59 | 3.22 | 30.52 | 30.52 | 3.22 | 1799.19 | 1724.66 | 671.25 | 640 | 14.64 | 1817 | 0.92 | 0.95 | 0.93 | 0.62 | 1180.6 | 0 | 0 | 501.49 | 0.84259 | 0.09408 | 0 | 0 | System Off | 1 | 0
563 | 563 | 2012-01-24 10:59 | 4.02 | 20.31 | 20.31 | 4.02 | 1097.33 | 1040.17 | 402.17 | 380 | 15.04 | 1131.69 | 0.94 | 0.92 | 0.9 | 0.38 | 655.43 | 0 | 0 | 296.25 | 0.79824 | 0.09408 | 0 | 0 | System Off | 1 | 0
564 | 564 | 2012-01-24 11:59 | 4.82 | 10.85 | 10.85 | 4.82 | 403.1 | 360.52 | 149.47 | 139 | 15.1 | 435.42 | 0.87 | 0.83 | 0.81 | 0.13 | 214.6 | 0 | 0 | 108.28 | 0.75817 | 0.09408 | 0 | 0 | System Off | 1 | 0
565 | 565 | 2012-01-24 12:59 | 4.65 | 13.31 | 13.31 | 4.65 | 570.77 | 524.92 | 209.65 | 197 | 15.09 | 605.35 | 0.91 | 0.87 | 0.85 | 0.19 | 336.25 | 0 | 0 | 153.48 | 0.76792 | 0.09408 | 0 | 0 | System Off | 1 | 0
566 | 566 | 2012-01-24 13:59 | 4.49 | 7.64 | 7.64 | 4.49 | 197.59 | 158.84 | 74.52 | 69 | 14.91 | 219.58 | 0.81 | 0.72 | 0.71 | 0.06 | 117.68 | 0 | 0 | 53.88 | 0.74338 | 0.09408 | 0 | 0 | System Off | 1 | 0
567 | 567 | 2012-01-24 14:59 | 4.32 | 6.49 | 6.49 | 4.32 | 131.27 | 93.7 | 50.15 | 46 | 14.86 | 148.39 | 0.6 | 0.63 | 0.62 | 0.03 | 76.97 | 0 | 0 | 35.94 | 0.73817 | 0.09408 | 0 | 0 | System Off | 1 | 0
568 | 568 | 2012-01-24 15:59 | 3.69 | 3.69 | 3.69 | 3.69 | 0 | 0 | 0 | 0 | 0 | 0 | 0 | 0 | 0 | 0 | 0 | 0 | 0 | 0 | 0 | 0 | 0 | 0 | System Off | 0 | 0
569 | 569 | 2012-01-24 16:59 | 3.06 | 3.06 | 3.06 | 3.06 | 0 | 0 | 0 | 0 | 0 | 0 | 0 | 0 | 0 | 0 | 0 | 0 | 0 | 0 | 0 | 0 | 0 | 0 | System Off | 0 | 0
570 | 570 | 2012-01-24 17:59 | 2.43 | 2.43 | 2.43 | 2.43 | 0 | 0 | 0 | 0 | 0 | 0 | 0 | 0 | 0 | 0 | 0 | 0 | 0 | 0 | 0 | 0 | 0 | 0 | System Off | 0 | 0
571 | 571 | 2012-01-24 18:59 | 2.09 | 2.09 | 2.09 | 2.09 | 0 | 0 | 0 | 0 | 0 | 0 | 0 | 0 | 0 | 0 | 0 | 0 | 0 | 0 | 0 | 0 | 0 | 0 | System Off | 0 | 0
572 | 572 | 2012-01-24 19:59 | 1.76 | 1.76 | 1.76 | 1.76 | 0 | 0 | 0 | 0 | 0 | 0 | 0 | 0 | 0 | 0 | 0 | 0 | 0 | 0 | 0 | 0 | 0 | 0 | System Off | 0 | 0
573 | 573 | 2012-01-24 20:59 | 1.43 | 1.43 | 1.43 | 1.43 | 0 | 0 | 0 | 0 | 0 | 0 | 0 | 0 | 0 | 0 | 0 | 0 | 0 | 0 | 0 | 0 | 0 | 0 | System Off | 0 | 0
574 | 574 | 2012-01-24 21:59 | 1.34 | 1.34 | 1.34 | 1.34 | 0 | 0 | 0 | 0 | 0 | 0 | 0 | 0 | 0 | 0 | 0 | 0 | 0 | 0 | 0 | 0 | 0 | 0 | System Off | 0 | 0
575 | 575 | 2012-01-24 22:59 | 1.25 | 1.25 | 1.25 | 1.25 | 0 | 0 | 0 | 0 | 0 | 0 | 0 | 0 | 0 | 0 | 0 | 0 | 0 | 0 | 0 | 0 | 0 | 0 | System Off | 0 | 0
576 | 576 | 2012-01-24 23:59 | 1.17 | 1.17 | 1.17 | 1.17 | 0 | 0 | 0 | 0 | 0 | 0 | 0 | 0 | 0 | 0 | 0 | 0 | 0 | 0 | 0 | 0 | 0 | 0 | System Off | 0 | 0
577 | 577 | 2012-01-25 00:59 | 0.65 | 0.65 | 0.65 | 0.65 | 0 | 0 | 0 | 0 | 0 | 0 | 0 | 0 | 0 | 0 | 0 | 0 | 0 | 0 | 0 | 0 | 0 | 0 | System Off | 0 | 0
578 | 578 | 2012-01-25 01:59 | 0.13 | 0.13 | 0.13 | 0.13 | 0 | 0 | 0 | 0 | 0 | 0 | 0 | 0 | 0 | 0 | 0 | 0 | 0 | 0 | 0 | 0 | 0 | 0 | System Off | 0 | 0
579 | 579 | 2012-01-25 02:59 | -0.39 | -0.39 | -0.39 | -0.39 | 0 | 0 | 0 | 0 | 0 | 0 | 0 | 0 | 0 | 0 | 0 | 0 | 0 | 0 | 0 | 0 | 0 | 0 | System Off | 0 | 0
580 | 580 | 2012-01-25 03:59 | -0.32 | -0.32 | -0.32 | -0.32 | 0 | 0 | 0 | 0 | 0 | 0 | 0 | 0 | 0 | 0 | 0 | 0 | 0 | 0 | 0 | 0 | 0 | 0 | System Off | 0 | 0
581 | 581 | 2012-01-25 04:59 | -0.25 | -0.25 | -0.25 | -0.25 | 0 | 0 | 0 | 0 | 0 | 0 | 0 | 0 | 0 | 0 | 0 | 0 | 0 | 0 | 0 | 0 | 0 | 0 | System Off | 0 | 0
582 | 582 | 2012-01-25 05:59 | -0.17 | -0.17 | -0.17 | -0.17 | 0 | 0 | 0 | 0 | 0 | 0 | 0 | 0 | 0 | 0 | 0 | 0 | 0 | 0 | 0 | 0 | 0 | 0 | System Off | 0 | 0
583 | 583 | 2012-01-25 06:59 | 0.51 | 0.51 | 0.51 | 0.51 | 0 | 0 | 0 | 0 | 0 | 0 | 0 | 0 | 0 | 0 | 0 | 0 | 0 | 0 | 0 | 0 | 0 | 0 | System Off | 0 | 0
584 | 584 | 2012-01-25 07:59 | 1.19 | 17.14 | 17.14 | 1.19 | 1092.84 | 1035.79 | 399.15 | 374 | 15.22 | 1136.48 | 0.93 | 0.91 | 0.89 | 0.37 | 909.32 | 0 | 0 | 290.9 | 0.78026 | 0.09408 | 0 | 0 | System Off | 1 | 0
585 | 585 | 2012-01-25 08:59 | 1.87 | 25.51 | 25.51 | 1.87 | 1679.64 | 1608.25 | 616.85 | 587 | 14.9 | 1702.18 | 0.94 | 0.94 | 0.92 | 0.58 | 1196.02 | 0 | 0 | 458.43 | 0.82408 | 0.09408 | 0 | 0 | System Off | 1 | 0
586 | 586 | 2012-01-25 09:59 | 2.98 | 28.48 | 28.48 | 2.98 | 1807.52 | 1732.77 | 669.12 | 638 | 14.76 | 1825.55 | 0.94 | 0.95 | 0.93 | 0.63 | 1186.15 | 0 | 0 | 499.2 | 0.84058 | 0.09408 | 0 | 0 | System Off | 1 | 0
587 | 587 | 2012-01-25 10:59 | 4.09 | 15.05 | 15.05 | 4.09 | 793.08 | 742.64 | 289.14 | 272 | 15.19 | 829.58 | 0.93 | 0.9 | 0.88 | 0.27 | 467.95 | 0 | 0 | 211.65 | 0.77849 | 0.09408 | 0 | 0 | System Off | 1 | 0
588 | 588 | 2012-01-25 11:59 | 5.21 | 12.9 | 12.9 | 5.21 | 554.51 | 508.98 | 204.02 | 191 | 15.12 | 589.96 | 0.88 | 0.86 | 0.84 | 0.18 | 302.96 | 0 | 0 | 148.75 | 0.77006 | 0.09408 | 0 | 0 | System Off | 1 | 0
589 | 589 | 2012-01-25 12:59 | 5.41 | 13.23 | 13.23 | 5.41 | 564.85 | 519.11 | 207.57 | 195 | 15.09 | 599.5 | 0.92 | 0.87 | 0.85 | 0.19 | 332.53 | 0 | 0 | 151.93 | 0.77198 | 0.09408 | 0 | 0 | System Off | 1 | 0
590 | 590 | 2012-01-25 13:59 | 5.61 | 22.51 | 22.51 | 5.61 | 1221.69 | 1161.65 | 449 | 426 | 14.94 | 1253.1 | 0.94 | 0.93 | 0.91 | 0.42 | 860.64 | 0 | 0 | 332.55 | 0.81645 | 0.09408 | 0 | 0 | System Off | 1 | 0
591 | 591 | 2012-01-25 14:59 | 5.81 | 9.53 | 9.53 | 5.81 | 262.79 | 222.84 | 98.88 | 92 | 14.88 | 289.42 | 0.81 | 0.77 | 0.75 | 0.08 | 183.06 | 0 | 0 | 71.87 | 0.75523 | 0.09408 | 0 | 0 | System Off | 1 | 0
592 | 592 | 2012-01-25 15:59 | 4.87 | 4.87 | 4.87 | 4.87 | 0 | 0 | 0 | 0 | 0 | 0 | 0 | 0 | 0 | 0 | 0 | 0 | 0 | 0 | 0 | 0 | 0 | 0 | System Off | 0 | 0
593 | 593 | 2012-01-25 16:59 | 3.93 | 3.93 | 3.93 | 3.93 | 0 | 0 | 0 | 0 | 0 | 0 | 0 | 0 | 0 | 0 | 0 | 0 | 0 | 0 | 0 | 0 | 0 | 0 | System Off | 0 | 0
594 | 594 | 2012-01-25 17:59 | 2.99 | 2.99 | 2.99 | 2.99 | 0 | 0 | 0 | 0 | 0 | 0 | 0 | 0 | 0 | 0 | 0 | 0 | 0 | 0 | 0 | 0 | 0 | 0 | System Off | 0 | 0
595 | 595 | 2012-01-25 18:59 | 2.46 | 2.46 | 2.46 | 2.46 | 0 | 0 | 0 | 0 | 0 | 0 | 0 | 0 | 0 | 0 | 0 | 0 | 0 | 0 | 0 | 0 | 0 | 0 | System Off | 0 | 0
596 | 596 | 2012-01-25 19:59 | 1.94 | 1.94 | 1.94 | 1.94 | 0 | 0 | 0 | 0 | 0 | 0 | 0 | 0 | 0 | 0 | 0 | 0 | 0 | 0 | 0 | 0 | 0 | 0 | System Off | 0 | 0
597 | 597 | 2012-01-25 20:59 | 1.42 | 1.42 | 1.42 | 1.42 | 0 | 0 | 0 | 0 | 0 | 0 | 0 | 0 | 0 | 0 | 0 | 0 | 0 | 0 | 0 | 0 | 0 | 0 | System Off | 0 | 0
598 | 598 | 2012-01-25 21:59 | 1.16 | 1.16 | 1.16 | 1.16 | 0 | 0 | 0 | 0 | 0 | 0 | 0 | 0 | 0 | 0 | 0 | 0 | 0 | 0 | 0 | 0 | 0 | 0 | System Off | 0 | 0
599 | 599 | 2012-01-25 22:59 | 0.9 | 0.9 | 0.9 | 0.9 | 0 | 0 | 0 | 0 | 0 | 0 | 0 | 0 | 0 | 0 | 0 | 0 | 0 | 0 | 0 | 0 | 0 | 0 | System Off | 0 | 0
600 | 600 | 2012-01-25 23:59 | 0.65 | 0.65 | 0.65 | 0.65 | 0 | 0 | 0 | 0 | 0 | 0 | 0 | 0 | 0 | 0 | 0 | 0 | 0 | 0 | 0 | 0 | 0 | 0 | System Off | 0 | 0
601 | 601 | 2012-01-26 00:59 | 0.84 | 0.84 | 0.84 | 0.84 | 0 | 0 | 0 | 0 | 0 | 0 | 0 | 0 | 0 | 0 | 0 | 0 | 0 | 0 | 0 | 0 | 0 | 0 | System Off | 0 | 0
602 | 602 | 2012-01-26 01:59 | 1.03 | 1.03 | 1.03 | 1.03 | 0 | 0 | 0 | 0 | 0 | 0 | 0 | 0 | 0 | 0 | 0 | 0 | 0 | 0 | 0 | 0 | 0 | 0 | System Off | 0 | 0
603 | 603 | 2012-01-26 02:59 | 1.22 | 1.22 | 1.22 | 1.22 | 0 | 0 | 0 | 0 | 0 | 0 | 0 | 0 | 0 | 0 | 0 | 0 | 0 | 0 | 0 | 0 | 0 | 0 | System Off | 0 | 0
604 | 604 | 2012-01-26 03:59 | 1.05 | 1.05 | 1.05 | 1.05 | 0 | 0 | 0 | 0 | 0 | 0 | 0 | 0 | 0 | 0 | 0 | 0 | 0 | 0 | 0 | 0 | 0 | 0 | System Off | 0 | 0
605 | 605 | 2012-01-26 04:59 | 0.88 | 0.88 | 0.88 | 0.88 | 0 | 0 | 0 | 0 | 0 | 0 | 0 | 0 | 0 | 0 | 0 | 0 | 0 | 0 | 0 | 0 | 0 | 0 | System Off | 0 | 0
606 | 606 | 2012-01-26 05:59 | 0.71 | 0.71 | 0.71 | 0.71 | 0 | 0 | 0 | 0 | 0 | 0 | 0 | 0 | 0 | 0 | 0 | 0 | 0 | 0 | 0 | 0 | 0 | 0 | System Off | 0 | 0
607 | 607 | 2012-01-26 06:59 | 1.2 | 1.2 | 1.2 | 1.2 | 0 | 0 | 0 | 0 | 0 | 0 | 0 | 0 | 0 | 0 | 0 | 0 | 0 | 0 | 0 | 0 | 0 | 0 | System Off | 0 | 0
608 | 608 | 2012-01-26 07:59 | 1.7 | 4.57 | 4.57 | 1.7 | 228.36 | 189.04 | 84.25 | 78 | 15.25 | 250.97 | 0.83 | 0.75 | 0.74 | 0.07 | 165.96 | 0 | 0 | 60.65 | 0.74763 | 0.09408 | 0 | 0 | System Off | 1 | 0
609 | 609 | 2012-01-26 08:59 | 2.2 | 5.82 | 5.82 | 2.2 | 294.65 | 254.12 | 108.14 | 101 | 15.19 | 320.72 | 0.83 | 0.79 | 0.78 | 0.09 | 188.98 | 0 | 0 | 78.58 | 0.73613 | 0.09408 | 0 | 0 | System Off | 1 | 0
610 | 610 | 2012-01-26 09:59 | 3.41 | 7.07 | 7.07 | 3.41 | 295.19 | 254.65 | 109.31 | 101 | 15.22 | 322.76 | 0.82 | 0.79 | 0.77 | 0.09 | 174.32 | 0 | 0 | 78.56 | 0.74303 | 0.09408 | 0 | 0 | System Off | 1 | 0
611 | 611 | 2012-01-26 10:59 | 4.62 | 9.57 | 9.57 | 4.62 | 400.79 | 358.26 | 147.97 | 138 | 15.13 | 433.03 | 0.88 | 0.83 | 0.81 | 0.13 | 225.75 | 0 | 0 | 107.47 | 0.75682 | 0.09408 | 0 | 0 | System Off | 1 | 0
612 | 612 | 2012-01-26 11:59 | 5.84 | 12.45 | 12.45 | 5.84 | 536.39 | 491.21 | 197.37 | 185 | 15.1 | 571.65 | 0.91 | 0.86 | 0.84 | 0.18 | 292.39 | 0 | 0 | 144.11 | 0.77262 | 0.09408 | 0 | 0 | System Off | 1 | 0
613 | 613 | 2012-01-26 12:59 | 5.83 | 26.46 | 26.46 | 5.83 | 1662.41 | 1591.47 | 612.1 | 583 | 14.85 | 1682.93 | 0.95 | 0.95 | 0.92 | 0.58 | 1019.47 | 0 | 0 | 455.61 | 0.8475 | 0.09408 | 0 | 0 | System Off | 1 | 0
614 | 614 | 2012-01-26 13:59 | 5.83 | 6.97 | 6.97 | 5.83 | 86.53 | 49.75 | 33.7 | 31 | 14.54 | 99.55 | 0.59 | 0.5 | 0.49 | 0.02 | 36.86 | 0 | 0 | 24.32 | 0.74404 | 0.09408 | 0 | 0 | System Off | 0 | 0
615 | 615 | 2012-01-26 14:59 | 5.83 | 8.41 | 8.41 | 5.83 | 200.11 | 161.31 | 75.75 | 70 | 14.89 | 222.6 | 0.79 | 0.72 | 0.71 | 0.06 | 132.51 | 0 | 0 | 54.68 | 0.75125 | 0.09408 | 0 | 0 | System Off | 1 | 0
616 | 616 | 2012-01-26 15:59 | 5.48 | 5.48 | 5.48 | 5.48 | 0 | 0 | 0 | 0 | 0 | 0 | 0 | 0 | 0 | 0 | 0 | 0 | 0 | 0 | 0 | 0 | 0 | 0 | System Off | 0 | 0
617 | 617 | 2012-01-26 16:59 | 5.13 | 5.13 | 5.13 | 5.13 | 0 | 0 | 0 | 0 | 0 | 0 | 0 | 0 | 0 | 0 | 0 | 0 | 0 | 0 | 0 | 0 | 0 | 0 | System Off | 0 | 0
618 | 618 | 2012-01-26 17:59 | 4.78 | 4.78 | 4.78 | 4.78 | 0 | 0 | 0 | 0 | 0 | 0 | 0 | 0 | 0 | 0 | 0 | 0 | 0 | 0 | 0 | 0 | 0 | 0 | System Off | 0 | 0
619 | 619 | 2012-01-26 18:59 | 4.78 | 4.78 | 4.78 | 4.78 | 0 | 0 | 0 | 0 | 0 | 0 | 0 | 0 | 0 | 0 | 0 | 0 | 0 | 0 | 0 | 0 | 0 | 0 | System Off | 0 | 0
620 | 620 | 2012-01-26 19:59 | 4.78 | 4.78 | 4.78 | 4.78 | 0 | 0 | 0 | 0 | 0 | 0 | 0 | 0 | 0 | 0 | 0 | 0 | 0 | 0 | 0 | 0 | 0 | 0 | System Off | 0 | 0
621 | 621 | 2012-01-26 20:59 | 4.79 | 4.79 | 4.79 | 4.79 | 0 | 0 | 0 | 0 | 0 | 0 | 0 | 0 | 0 | 0 | 0 | 0 | 0 | 0 | 0 | 0 | 0 | 0 | System Off | 0 | 0
622 | 622 | 2012-01-26 21:59 | 4.75 | 4.75 | 4.75 | 4.75 | 0 | 0 | 0 | 0 | 0 | 0 | 0 | 0 | 0 | 0 | 0 | 0 | 0 | 0 | 0 | 0 | 0 | 0 | System Off | 0 | 0
623 | 623 | 2012-01-26 22:59 | 4.71 | 4.71 | 4.71 | 4.71 | 0 | 0 | 0 | 0 | 0 | 0 | 0 | 0 | 0 | 0 | 0 | 0 | 0 | 0 | 0 | 0 | 0 | 0 | System Off | 0 | 0
624 | 624 | 2012-01-26 23:59 | 4.67 | 4.67 | 4.67 | 4.67 | 0 | 0 | 0 | 0 | 0 | 0 | 0 | 0 | 0 | 0 | 0 | 0 | 0 | 0 | 0 | 0 | 0 | 0 | System Off | 0 | 0
625 | 625 | 2012-01-27 00:59 | 4.38 | 4.38 | 4.38 | 4.38 | 0 | 0 | 0 | 0 | 0 | 0 | 0 | 0 | 0 | 0 | 0 | 0 | 0 | 0 | 0 | 0 | 0 | 0 | System Off | 0 | 0
626 | 626 | 2012-01-27 01:59 | 4.09 | 4.09 | 4.09 | 4.09 | 0 | 0 | 0 | 0 | 0 | 0 | 0 | 0 | 0 | 0 | 0 | 0 | 0 | 0 | 0 | 0 | 0 | 0 | System Off | 0 | 0
627 | 627 | 2012-01-27 02:59 | 3.8 | 3.8 | 3.8 | 3.8 | 0 | 0 | 0 | 0 | 0 | 0 | 0 | 0 | 0 | 0 | 0 | 0 | 0 | 0 | 0 | 0 | 0 | 0 | System Off | 0 | 0
628 | 628 | 2012-01-27 03:59 | 3.5 | 3.5 | 3.5 | 3.5 | 0 | 0 | 0 | 0 | 0 | 0 | 0 | 0 | 0 | 0 | 0 | 0 | 0 | 0 | 0 | 0 | 0 | 0 | System Off | 0 | 0
629 | 629 | 2012-01-27 04:59 | 3.19 | 3.19 | 3.19 | 3.19 | 0 | 0 | 0 | 0 | 0 | 0 | 0 | 0 | 0 | 0 | 0 | 0 | 0 | 0 | 0 | 0 | 0 | 0 | System Off | 0 | 0
630 | 630 | 2012-01-27 05:59 | 2.89 | 2.89 | 2.89 | 2.89 | 0 | 0 | 0 | 0 | 0 | 0 | 0 | 0 | 0 | 0 | 0 | 0 | 0 | 0 | 0 | 0 | 0 | 0 | System Off | 0 | 0
631 | 631 | 2012-01-27 06:59 | 3.18 | 3.18 | 3.18 | 3.18 | 0 | 0 | 0 | 0 | 0 | 0 | 0 | 0 | 0 | 0 | 0 | 0 | 0 | 0 | 0 | 0 | 0 | 0 | System Off | 0 | 0
632 | 632 | 2012-01-27 07:59 | 3.47 | 19.24 | 19.24 | 3.47 | 905.73 | 852.86 | 335.55 | 315 | 14.98 | 947.99 | 0.92 | 0.9 | 0.88 | 0.31 | 748.73 | 0 | 0 | 245.78 | 0.78296 | 0.09408 | 0 | 0 | System Off | 1 | 0
633 | 633 | 2012-01-27 08:59 | 3.77 | 13.83 | 13.83 | 3.77 | 585.08 | 538.93 | 214.57 | 202 | 15.09 | 618.37 | 0.89 | 0.87 | 0.85 | 0.19 | 400.79 | 0 | 0 | 157.39 | 0.76374 | 0.09408 | 0 | 0 | System Off | 1 | 0
634 | 634 | 2012-01-27 09:59 | 5.06 | 33.48 | 33.48 | 5.06 | 1627.37 | 1557.34 | 616.75 | 587 | 14.44 | 1650.39 | 0.91 | 0.94 | 0.92 | 0.56 | 1066.06 | 0 | 0 | 461.15 | 0.84413 | 0.09408 | 0 | 0 | System Off | 1 | 0
635 | 635 | 2012-01-27 10:59 | 6.35 | 39.24 | 39.24 | 6.35 | 1884.72 | 1807.89 | 726.46 | 693 | 14.16 | 1900.06 | 0.89 | 0.95 | 0.93 | 0.65 | 1139.19 | 0 | 0 | 546.33 | 0.87276 | 0.09408 | 0 | 0 | System Off | 1 | 0
636 | 636 | 2012-01-27 11:59 | 7.65 | 38.64 | 38.64 | 7.65 | 1809.97 | 1735.15 | 696.93 | 665 | 14.18 | 1827.21 | 0.9 | 0.95 | 0.93 | 0.63 | 1032.83 | 0 | 0 | 524.18 | 0.87545 | 0.09408 | 0 | 0 | System Off | 1 | 0
637 | 637 | 2012-01-27 12:59 | 6.82 | 35.7 | 35.7 | 6.82 | 1653.26 | 1582.56 | 630.94 | 602 | 14.3 | 1673.63 | 0.9 | 0.95 | 0.92 | 0.57 | 1013.76 | 0 | 0 | 473.75 | 0.858 | 0.09408 | 0 | 0 | System Off | 1 | 0
638 | 638 | 2012-01-27 13:59 | 6 | 19.51 | 19.51 | 6 | 773.1 | 723.08 | 286.48 | 270 | 14.91 | 808.55 | 0.91 | 0.89 | 0.87 | 0.26 | 535.71 | 0 | 0 | 210.83 | 0.78953 | 0.09408 | 0 | 0 | System Off | 1 | 0
639 | 639 | 2012-01-27 14:59 | 5.18 | 14.03 | 14.03 | 5.18 | 486.3 | 442.11 | 181.83 | 169 | 14.99 | 523.65 | 0.88 | 0.84 | 0.83 | 0.16 | 363.18 | 0 | 0 | 131.84 | 0.76585 | 0.09408 | 0 | 0 | System Off | 1 | 0
640 | 640 | 2012-01-27 15:59 | 3.66 | 3.66 | 3.66 | 3.66 | 0 | 0 | 0 | 0 | 0 | 0 | 0 | 0 | 0 | 0 | 0 | 0 | 0 | 0 | 0 | 0 | 0 | 0 | System Off | 0 | 0
641 | 641 | 2012-01-27 16:59 | 2.15 | 2.15 | 2.15 | 2.15 | 0 | 0 | 0 | 0 | 0 | 0 | 0 | 0 | 0 | 0 | 0 | 0 | 0 | 0 | 0 | 0 | 0 | 0 | System Off | 0 | 0
642 | 642 | 2012-01-27 17:59 | 0.63 | 0.63 | 0.63 | 0.63 | 0 | 0 | 0 | 0 | 0 | 0 | 0 | 0 | 0 | 0 | 0 | 0 | 0 | 0 | 0 | 0 | 0 | 0 | System Off | 0 | 0
643 | 643 | 2012-01-27 18:59 | 0.17 | 0.17 | 0.17 | 0.17 | 0 | 0 | 0 | 0 | 0 | 0 | 0 | 0 | 0 | 0 | 0 | 0 | 0 | 0 | 0 | 0 | 0 | 0 | System Off | 0 | 0
644 | 644 | 2012-01-27 19:59 | -0.28 | -0.28 | -0.28 | -0.28 | 0 | 0 | 0 | 0 | 0 | 0 | 0 | 0 | 0 | 0 | 0 | 0 | 0 | 0 | 0 | 0 | 0 | 0 | System Off | 0 | 0
645 | 645 | 2012-01-27 20:59 | -0.73 | -0.73 | -0.73 | -0.73 | 0 | 0 | 0 | 0 | 0 | 0 | 0 | 0 | 0 | 0 | 0 | 0 | 0 | 0 | 0 | 0 | 0 | 0 | System Off | 0 | 0
646 | 646 | 2012-01-27 21:59 | -0.82 | -0.82 | -0.82 | -0.82 | 0 | 0 | 0 | 0 | 0 | 0 | 0 | 0 | 0 | 0 | 0 | 0 | 0 | 0 | 0 | 0 | 0 | 0 | System Off | 0 | 0
647 | 647 | 2012-01-27 22:59 | -0.9 | -0.9 | -0.9 | -0.9 | 0 | 0 | 0 | 0 | 0 | 0 | 0 | 0 | 0 | 0 | 0 | 0 | 0 | 0 | 0 | 0 | 0 | 0 | System Off | 0 | 0
648 | 648 | 2012-01-27 23:59 | -0.98 | -0.98 | -0.98 | -0.98 | 0 | 0 | 0 | 0 | 0 | 0 | 0 | 0 | 0 | 0 | 0 | 0 | 0 | 0 | 0 | 0 | 0 | 0 | System Off | 0 | 0
649 | 649 | 2012-01-28 00:59 | -1.52 | -1.52 | -1.52 | -1.52 | 0 | 0 | 0 | 0 | 0 | 0 | 0 | 0 | 0 | 0 | 0 | 0 | 0 | 0 | 0 | 0 | 0 | 0 | System Off | 0 | 0
650 | 650 | 2012-01-28 01:59 | -2.05 | -2.05 | -2.05 | -2.05 | 0 | 0 | 0 | 0 | 0 | 0 | 0 | 0 | 0 | 0 | 0 | 0 | 0 | 0 | 0 | 0 | 0 | 0 | System Off | 0 | 0
651 | 651 | 2012-01-28 02:59 | -2.59 | -2.59 | -2.59 | -2.59 | 0 | 0 | 0 | 0 | 0 | 0 | 0 | 0 | 0 | 0 | 0 | 0 | 0 | 0 | 0 | 0 | 0 | 0 | System Off | 0 | 0
652 | 652 | 2012-01-28 03:59 | -2.68 | -2.68 | -2.68 | -2.68 | 0 | 0 | 0 | 0 | 0 | 0 | 0 | 0 | 0 | 0 | 0 | 0 | 0 | 0 | 0 | 0 | 0 | 0 | System Off | 0 | 0
653 | 653 | 2012-01-28 04:59 | -2.77 | -2.77 | -2.77 | -2.77 | 0 | 0 | 0 | 0 | 0 | 0 | 0 | 0 | 0 | 0 | 0 | 0 | 0 | 0 | 0 | 0 | 0 | 0 | System Off | 0 | 0
654 | 654 | 2012-01-28 05:59 | -2.86 | -2.86 | -2.86 | -2.86 | 0 | 0 | 0 | 0 | 0 | 0 | 0 | 0 | 0 | 0 | 0 | 0 | 0 | 0 | 0 | 0 | 0 | 0 | System Off | 0 | 0
655 | 655 | 2012-01-28 06:59 | -2.13 | -2.13 | -2.13 | -2.13 | 0 | 0 | 0 | 0 | 0 | 0 | 0 | 0 | 0 | 0 | 0 | 0 | 0 | 0 | 0 | 0 | 0 | 0 | System Off | 0 | 0
656 | 656 | 2012-01-28 07:59 | -1.4 | 4.56 | 4.56 | -1.4 | 363.16 | 321.34 | 131.54 | 123 | 15.38 | 391.89 | 0.91 | 0.82 | 0.8 | 0.12 | 282.11 | 0 | 0 | 95.48 | 0.73804 | 0.09408 | 0 | 0 | System Off | 1 | 0
657 | 657 | 2012-01-28 08:59 | -0.66 | 7.83 | 7.83 | -0.66 | 524.81 | 479.86 | 189.09 | 177 | 15.44 | 556.82 | 0.9 | 0.86 | 0.84 | 0.17 | 356.86 | 0 | 0 | 137.28 | 0.73358 | 0.09408 | 0 | 0 | System Off | 1 | 0
658 | 658 | 2012-01-28 09:59 | 1.39 | 9.59 | 9.59 | 1.39 | 496.86 | 452.47 | 181.21 | 169 | 15.31 | 530.29 | 0.88 | 0.85 | 0.84 | 0.16 | 309.73 | 0 | 0 | 131.29 | 0.74387 | 0.09408 | 0 | 0 | System Off | 1 | 0
659 | 659 | 2012-01-28 10:59 | 3.44 | 7.84 | 7.84 | 3.44 | 257.95 | 218.1 | 96.55 | 89 | 15.1 | 284.32 | 0.83 | 0.77 | 0.75 | 0.08 | 137.43 | 0 | 0 | 69.34 | 0.74103 | 0.09408 | 0 | 0 | System Off | 1 | 0
660 | 660 | 2012-01-28 11:59 | 5.49 | 12.21 | 12.21 | 5.49 | 391.93 | 349.57 | 146.43 | 136 | 15.01 | 424.5 | 0.89 | 0.82 | 0.81 | 0.13 | 208.08 | 0 | 0 | 106.07 | 0.76152 | 0.09408 | 0 | 0 | System Off | 1 | 0
661 | 661 | 2012-01-28 12:59 | 5.26 | 33.76 | 33.76 | 5.26 | 1625.9 | 1555.9 | 616.33 | 587 | 14.43 | 1647.4 | 0.91 | 0.94 | 0.92 | 0.56 | 996.68 | 0 | 0 | 461.23 | 0.84537 | 0.09408 | 0 | 0 | System Off | 1 | 0
662 | 662 | 2012-01-28 13:59 | 5.03 | 26.83 | 26.83 | 5.03 | 1251.12 | 1190.38 | 467.03 | 443 | 14.71 | 1282.28 | 0.92 | 0.93 | 0.91 | 0.43 | 881.93 | 0 | 0 | 346.83 | 0.81639 | 0.09408 | 0 | 0 | System Off | 1 | 0
663 | 663 | 2012-01-28 14:59 | 4.8 | 16.01 | 16.01 | 4.8 | 638.77 | 591.54 | 238.22 | 222 | 14.99 | 681.06 | 0.88 | 0.87 | 0.85 | 0.21 | 485.93 | 0 | 0 | 173.19 | 0.77349 | 0.09408 | 0 | 0 | System Off | 1 | 0
664 | 664 | 2012-01-28 15:59 | 3.32 | 3.32 | 3.32 | 3.32 | 0 | 0 | 0 | 0 | 0 | 0 | 0 | 0 | 0 | 0 | 0 | 0 | 0 | 0 | 0 | 0 | 0 | 0 | System Off | 0 | 0
665 | 665 | 2012-01-28 16:59 | 1.83 | 1.83 | 1.83 | 1.83 | 0 | 0 | 0 | 0 | 0 | 0 | 0 | 0 | 0 | 0 | 0 | 0 | 0 | 0 | 0 | 0 | 0 | 0 | System Off | 0 | 0
666 | 666 | 2012-01-28 17:59 | 0.35 | 0.35 | 0.35 | 0.35 | 0 | 0 | 0 | 0 | 0 | 0 | 0 | 0 | 0 | 0 | 0 | 0 | 0 | 0 | 0 | 0 | 0 | 0 | System Off | 0 | 0
667 | 667 | 2012-01-28 18:59 | -0.07 | -0.07 | -0.07 | -0.07 | 0 | 0 | 0 | 0 | 0 | 0 | 0 | 0 | 0 | 0 | 0 | 0 | 0 | 0 | 0 | 0 | 0 | 0 | System Off | 0 | 0
668 | 668 | 2012-01-28 19:59 | -0.48 | -0.48 | -0.48 | -0.48 | 0 | 0 | 0 | 0 | 0 | 0 | 0 | 0 | 0 | 0 | 0 | 0 | 0 | 0 | 0 | 0 | 0 | 0 | System Off | 0 | 0
669 | 669 | 2012-01-28 20:59 | -0.89 | -0.89 | -0.89 | -0.89 | 0 | 0 | 0 | 0 | 0 | 0 | 0 | 0 | 0 | 0 | 0 | 0 | 0 | 0 | 0 | 0 | 0 | 0 | System Off | 0 | 0
670 | 670 | 2012-01-28 21:59 | -1.25 | -1.25 | -1.25 | -1.25 | 0 | 0 | 0 | 0 | 0 | 0 | 0 | 0 | 0 | 0 | 0 | 0 | 0 | 0 | 0 | 0 | 0 | 0 | System Off | 0 | 0
671 | 671 | 2012-01-28 22:59 | -1.6 | -1.6 | -1.6 | -1.6 | 0 | 0 | 0 | 0 | 0 | 0 | 0 | 0 | 0 | 0 | 0 | 0 | 0 | 0 | 0 | 0 | 0 | 0 | System Off | 0 | 0
672 | 672 | 2012-01-28 23:59 | -1.95 | -1.95 | -1.95 | -1.95 | 0 | 0 | 0 | 0 | 0 | 0 | 0 | 0 | 0 | 0 | 0 | 0 | 0 | 0 | 0 | 0 | 0 | 0 | System Off | 0 | 0
673 | 673 | 2012-01-29 00:59 | -2.13 | -2.13 | -2.13 | -2.13 | 0 | 0 | 0 | 0 | 0 | 0 | 0 | 0 | 0 | 0 | 0 | 0 | 0 | 0 | 0 | 0 | 0 | 0 | System Off | 0 | 0
674 | 674 | 2012-01-29 01:59 | -2.31 | -2.31 | -2.31 | -2.31 | 0 | 0 | 0 | 0 | 0 | 0 | 0 | 0 | 0 | 0 | 0 | 0 | 0 | 0 | 0 | 0 | 0 | 0 | System Off | 0 | 0
675 | 675 | 2012-01-29 02:59 | -2.49 | -2.49 | -2.49 | -2.49 | 0 | 0 | 0 | 0 | 0 | 0 | 0 | 0 | 0 | 0 | 0 | 0 | 0 | 0 | 0 | 0 | 0 | 0 | System Off | 0 | 0
676 | 676 | 2012-01-29 03:59 | -2.27 | -2.27 | -2.27 | -2.27 | 0 | 0 | 0 | 0 | 0 | 0 | 0 | 0 | 0 | 0 | 0 | 0 | 0 | 0 | 0 | 0 | 0 | 0 | System Off | 0 | 0
677 | 677 | 2012-01-29 04:59 | -2.05 | -2.05 | -2.05 | -2.05 | 0 | 0 | 0 | 0 | 0 | 0 | 0 | 0 | 0 | 0 | 0 | 0 | 0 | 0 | 0 | 0 | 0 | 0 | System Off | 0 | 0
678 | 678 | 2012-01-29 05:59 | -1.82 | -1.82 | -1.82 | -1.82 | 0 | 0 | 0 | 0 | 0 | 0 | 0 | 0 | 0 | 0 | 0 | 0 | 0 | 0 | 0 | 0 | 0 | 0 | System Off | 0 | 0
679 | 679 | 2012-01-29 06:59 | -1.43 | -1.43 | -1.43 | -1.43 | 0 | 0 | 0 | 0 | 0 | 0 | 0 | 0 | 0 | 0 | 0 | 0 | 0 | 0 | 0 | 0 | 0 | 0 | System Off | 0 | 0
680 | 680 | 2012-01-29 07:59 | -1.04 | -0.66 | -0.66 | -1.04 | 22.9 | 0 | 9.11 | 8 | 14.91 | 27.63 | 0 | 0 | 0 | 0 | 0 | 0 | 0 | 6.25 | 0.71904 | 0.09408 | 0 | 0 | System Off | 0 | 0
681 | 681 | 2012-01-29 08:59 | -0.64 | 3.72 | 3.72 | -0.64 | 288.78 | 248.36 | 105.3 | 98 | 15.35 | 314.63 | 0.85 | 0.79 | 0.77 | 0.09 | 184.7 | 0 | 0 | 76.1 | 0.73782 | 0.09408 | 0 | 0 | System Off | 1 | 0
682 | 682 | 2012-01-29 09:59 | -0.12 | 2.54 | 2.54 | -0.12 | 173.87 | 135.54 | 64.67 | 60 | 15.09 | 194.03 | 0.77 | 0.7 | 0.68 | 0.05 | 92.78 | 0 | 0 | 46.74 | 0.73385 | 0.09408 | 0 | 0 | System Off | 1 | 0
683 | 683 | 2012-01-29 10:59 | 0.41 | 2.6 | 2.6 | 0.41 | 143.39 | 105.6 | 53.74 | 49 | 15.24 | 161.2 | 0.74 | 0.66 | 0.64 | 0.04 | 66.54 | 0 | 0 | 38.1 | 0.73483 | 0.09408 | 0 | 0 | System Off | 0 | 0
684 | 684 | 2012-01-29 11:59 | 0.94 | 3.38 | 3.38 | 0.94 | 160.59 | 122.5 | 60.12 | 55 | 15.21 | 179.84 | 0.67 | 0.68 | 0.67 | 0.04 | 72.91 | 0 | 0 | 42.79 | 0.73899 | 0.09408 | 0 | 0 | System Off | 0 | 0
685 | 685 | 2012-01-29 12:59 | 0.96 | 3.05 | 3.05 | 0.96 | 138.07 | 100.38 | 51.92 | 48 | 14.98 | 155.49 | 0.77 | 0.65 | 0.63 | 0.04 | 64.3 | 0 | 0 | 37.45 | 0.73783 | 0.09408 | 0 | 0 | System Off | 0 | 0
686 | 686 | 2012-01-29 13:59 | 0.99 | 2.27 | 2.27 | 0.99 | 83.39 | 46.66 | 31.88 | 29 | 14.98 | 95.74 | 0.63 | 0.49 | 0.48 | 0.02 | 34.57 | 0 | 0 | 22.63 | 0.73448 | 0.09408 | 0 | 0 | System Off | 0 | 0
687 | 687 | 2012-01-29 14:59 | 1.02 | 1.64 | 1.64 | 1.02 | 39.41 | 3.43 | 15.48 | 14 | 14.66 | 46.6 | 0 | 0.07 | 0.07 | 0 | 2.82 | 0 | 0 | 10.97 | 0.73188 | 0.09408 | 0 | 0 | System Off | 0 | 0
688 | 688 | 2012-01-29 15:59 | 0.65 | 0.65 | 0.65 | 0.65 | 0 | 0 | 0 | 0 | 0 | 0 | 0 | 0 | 0 | 0 | 0 | 0 | 0 | 0 | 0 | 0 | 0 | 0 | System Off | 0 | 0
689 | 689 | 2012-01-29 16:59 | 0.27 | 0.27 | 0.27 | 0.27 | 0 | 0 | 0 | 0 | 0 | 0 | 0 | 0 | 0 | 0 | 0 | 0 | 0 | 0 | 0 | 0 | 0 | 0 | System Off | 0 | 0
690 | 690 | 2012-01-29 17:59 | -0.1 | -0.1 | -0.1 | -0.1 | 0 | 0 | 0 | 0 | 0 | 0 | 0 | 0 | 0 | 0 | 0 | 0 | 0 | 0 | 0 | 0 | 0 | 0 | System Off | 0 | 0
691 | 691 | 2012-01-29 18:59 | -0.29 | -0.29 | -0.29 | -0.29 | 0 | 0 | 0 | 0 | 0 | 0 | 0 | 0 | 0 | 0 | 0 | 0 | 0 | 0 | 0 | 0 | 0 | 0 | System Off | 0 | 0
692 | 692 | 2012-01-29 19:59 | -0.47 | -0.47 | -0.47 | -0.47 | 0 | 0 | 0 | 0 | 0 | 0 | 0 | 0 | 0 | 0 | 0 | 0 | 0 | 0 | 0 | 0 | 0 | 0 | System Off | 0 | 0
693 | 693 | 2012-01-29 20:59 | -0.65 | -0.65 | -0.65 | -0.65 | 0 | 0 | 0 | 0 | 0 | 0 | 0 | 0 | 0 | 0 | 0 | 0 | 0 | 0 | 0 | 0 | 0 | 0 | System Off | 0 | 0
694 | 694 | 2012-01-29 21:59 | -0.75 | -0.75 | -0.75 | -0.75 | 0 | 0 | 0 | 0 | 0 | 0 | 0 | 0 | 0 | 0 | 0 | 0 | 0 | 0 | 0 | 0 | 0 | 0 | System Off | 0 | 0
695 | 695 | 2012-01-29 22:59 | -0.84 | -0.84 | -0.84 | -0.84 | 0 | 0 | 0 | 0 | 0 | 0 | 0 | 0 | 0 | 0 | 0 | 0 | 0 | 0 | 0 | 0 | 0 | 0 | System Off | 0 | 0
696 | 696 | 2012-01-29 23:59 | -0.93 | -0.93 | -0.93 | -0.93 | 0 | 0 | 0 | 0 | 0 | 0 | 0 | 0 | 0 | 0 | 0 | 0 | 0 | 0 | 0 | 0 | 0 | 0 | System Off | 0 | 0
697 | 697 | 2012-01-30 00:59 | -1.11 | -1.11 | -1.11 | -1.11 | 0 | 0 | 0 | 0 | 0 | 0 | 0 | 0 | 0 | 0 | 0 | 0 | 0 | 0 | 0 | 0 | 0 | 0 | System Off | 0 | 0
698 | 698 | 2012-01-30 01:59 | -1.28 | -1.28 | -1.28 | -1.28 | 0 | 0 | 0 | 0 | 0 | 0 | 0 | 0 | 0 | 0 | 0 | 0 | 0 | 0 | 0 | 0 | 0 | 0 | System Off | 0 | 0
699 | 699 | 2012-01-30 02:59 | -1.46 | -1.46 | -1.46 | -1.46 | 0 | 0 | 0 | 0 | 0 | 0 | 0 | 0 | 0 | 0 | 0 | 0 | 0 | 0 | 0 | 0 | 0 | 0 | System Off | 0 | 0
700 | 700 | 2012-01-30 03:59 | -1.46 | -1.46 | -1.46 | -1.46 | 0 | 0 | 0 | 0 | 0 | 0 | 0 | 0 | 0 | 0 | 0 | 0 | 0 | 0 | 0 | 0 | 0 | 0 | System Off | 0 | 0
701 | 701 | 2012-01-30 04:59 | -1.47 | -1.47 | -1.47 | -1.47 | 0 | 0 | 0 | 0 | 0 | 0 | 0 | 0 | 0 | 0 | 0 | 0 | 0 | 0 | 0 | 0 | 0 | 0 | System Off | 0 | 0
702 | 702 | 2012-01-30 05:59 | -1.47 | -1.47 | -1.47 | -1.47 | 0 | 0 | 0 | 0 | 0 | 0 | 0 | 0 | 0 | 0 | 0 | 0 | 0 | 0 | 0 | 0 | 0 | 0 | System Off | 0 | 0
703 | 703 | 2012-01-30 06:59 | -1.08 | -1.08 | -1.08 | -1.08 | 0 | 0 | 0 | 0 | 0 | 0 | 0 | 0 | 0 | 0 | 0 | 0 | 0 | 0 | 0 | 0 | 0 | 0 | System Off | 0 | 0
704 | 704 | 2012-01-30 07:59 | -0.69 | -0.36 | -0.36 | -0.69 | 18.12 | 0 | 7.29 | 6 | 15.73 | 22.08 | 0 | 0 | 0 | 0 | 0 | 0 | 0 | 4.64 | 0.72064 | 0.09408 | 0 | 0 | System Off | 0 | 0
705 | 705 | 2012-01-30 08:59 | -0.29 | 3.32 | 3.32 | -0.29 | 221.15 | 181.97 | 81.57 | 76 | 15.16 | 244.08 | 0.86 | 0.75 | 0.73 | 0.07 | 135.33 | 0 | 0 | 59.16 | 0.73582 | 0.09408 | 0 | 0 | System Off | 1 | 0
706 | 706 | 2012-01-30 09:59 | 0.33 | 2.61 | 2.61 | 0.33 | 135.81 | 98.15 | 51.01 | 47 | 15.05 | 153 | 0.78 | 0.64 | 0.63 | 0.04 | 67.19 | 0 | 0 | 36.64 | 0.73403 | 0.09408 | 0 | 0 | System Off | 0 | 0
707 | 707 | 2012-01-30 10:59 | 0.95 | 4.13 | 4.13 | 0.95 | 187.91 | 149.32 | 70.14 | 65 | 15.06 | 209.26 | 0.71 | 0.71 | 0.7 | 0.05 | 94.09 | 0 | 0 | 50.66 | 0.74092 | 0.09408 | 0 | 0 | System Off | 1 | 0
708 | 708 | 2012-01-30 11:59 | 1.58 | 5.56 | 5.56 | 1.58 | 232.37 | 192.99 | 86.53 | 80 | 15.13 | 256.88 | 0.81 | 0.75 | 0.74 | 0.07 | 114.87 | 0 | 0 | 62.3 | 0.74733 | 0.09408 | 0 | 0 | System Off | 1 | 0
709 | 709 | 2012-01-30 12:59 | 1.66 | 3.45 | 3.45 | 1.66 | 105.29 | 68.17 | 40.08 | 37 | 14.82 | 119.86 | 0.5 | 0.57 | 0.56 | 0.02 | 43.67 | 0 | 0 | 28.93 | 0.73982 | 0.09408 | 0 | 0 | System Off | 0 | 0
710 | 710 | 2012-01-30 13:59 | 1.75 | 6.24 | 6.24 | 1.75 | 281.49 | 241.2 | 103.93 | 97 | 15.11 | 307.79 | 0.87 | 0.78 | 0.77 | 0.09 | 178.7 | 0 | 0 | 75.55 | 0.73286 | 0.09408 | 0 | 0 | System Off | 1 | 0
711 | 711 | 2012-01-30 14:59 | 1.84 | 3.55 | 3.55 | 1.84 | 106.9 | 69.76 | 40.67 | 37 | 15.05 | 121.59 | 0.74 | 0.57 | 0.56 | 0.03 | 57.3 | 0 | 0 | 28.84 | 0.74084 | 0.09408 | 0 | 0 | System Off | 0 | 0
712 | 712 | 2012-01-30 15:59 | 1.3 | 1.3 | 1.3 | 1.3 | 0 | 0 | 0 | 0 | 0 | 0 | 0 | 0 | 0 | 0 | 0 | 0 | 0 | 0 | 0 | 0 | 0 | 0 | System Off | 0 | 0
713 | 713 | 2012-01-30 16:59 | 0.75 | 0.75 | 0.75 | 0.75 | 0 | 0 | 0 | 0 | 0 | 0 | 0 | 0 | 0 | 0 | 0 | 0 | 0 | 0 | 0 | 0 | 0 | 0 | System Off | 0 | 0
714 | 714 | 2012-01-30 17:59 | 0.21 | 0.21 | 0.21 | 0.21 | 0 | 0 | 0 | 0 | 0 | 0 | 0 | 0 | 0 | 0 | 0 | 0 | 0 | 0 | 0 | 0 | 0 | 0 | System Off | 0 | 0
715 | 715 | 2012-01-30 18:59 | -0.13 | -0.13 | -0.13 | -0.13 | 0 | 0 | 0 | 0 | 0 | 0 | 0 | 0 | 0 | 0 | 0 | 0 | 0 | 0 | 0 | 0 | 0 | 0 | System Off | 0 | 0
716 | 716 | 2012-01-30 19:59 | -0.46 | -0.46 | -0.46 | -0.46 | 0 | 0 | 0 | 0 | 0 | 0 | 0 | 0 | 0 | 0 | 0 | 0 | 0 | 0 | 0 | 0 | 0 | 0 | System Off | 0 | 0
717 | 717 | 2012-01-30 20:59 | -0.79 | -0.79 | -0.79 | -0.79 | 0 | 0 | 0 | 0 | 0 | 0 | 0 | 0 | 0 | 0 | 0 | 0 | 0 | 0 | 0 | 0 | 0 | 0 | System Off | 0 | 0
718 | 718 | 2012-01-30 21:59 | -1.17 | -1.17 | -1.17 | -1.17 | 0 | 0 | 0 | 0 | 0 | 0 | 0 | 0 | 0 | 0 | 0 | 0 | 0 | 0 | 0 | 0 | 0 | 0 | System Off | 0 | 0
719 | 719 | 2012-01-30 22:59 | -1.55 | -1.55 | -1.55 | -1.55 | 0 | 0 | 0 | 0 | 0 | 0 | 0 | 0 | 0 | 0 | 0 | 0 | 0 | 0 | 0 | 0 | 0 | 0 | System Off | 0 | 0
720 | 720 | 2012-01-30 23:59 | -1.92 | -1.92 | -1.92 | -1.92 | 0 | 0 | 0 | 0 | 0 | 0 | 0 | 0 | 0 | 0 | 0 | 0 | 0 | 0 | 0 | 0 | 0 | 0 | System Off | 0 | 0
721 | 721 | 2012-01-31 00:59 | -2.97 | -2.97 | -2.97 | -2.97 | 0 | 0 | 0 | 0 | 0 | 0 | 0 | 0 | 0 | 0 | 0 | 0 | 0 | 0 | 0 | 0 | 0 | 0 | System Off | 0 | 0
722 | 722 | 2012-01-31 01:59 | -4.02 | -4.02 | -4.02 | -4.02 | 0 | 0 | 0 | 0 | 0 | 0 | 0 | 0 | 0 | 0 | 0 | 0 | 0 | 0 | 0 | 0 | 0 | 0 | System Off | 0 | 0
723 | 723 | 2012-01-31 02:59 | -5.08 | -5.08 | -5.08 | -5.08 | 0 | 0 | 0 | 0 | 0 | 0 | 0 | 0 | 0 | 0 | 0 | 0 | 0 | 0 | 0 | 0 | 0 | 0 | System Off | 0 | 0
724 | 724 | 2012-01-31 03:59 | -5.16 | -5.16 | -5.16 | -5.16 | 0 | 0 | 0 | 0 | 0 | 0 | 0 | 0 | 0 | 0 | 0 | 0 | 0 | 0 | 0 | 0 | 0 | 0 | System Off | 0 | 0
725 | 725 | 2012-01-31 04:59 | -5.24 | -5.24 | -5.24 | -5.24 | 0 | 0 | 0 | 0 | 0 | 0 | 0 | 0 | 0 | 0 | 0 | 0 | 0 | 0 | 0 | 0 | 0 | 0 | System Off | 0 | 0
726 | 726 | 2012-01-31 05:59 | -5.31 | -5.31 | -5.31 | -5.31 | 0 | 0 | 0 | 0 | 0 | 0 | 0 | 0 | 0 | 0 | 0 | 0 | 0 | 0 | 0 | 0 | 0 | 0 | System Off | 0 | 0
727 | 727 | 2012-01-31 06:59 | -4.6 | -4.6 | -4.6 | -4.6 | 0 | 0 | 0 | 0 | 0 | 0 | 0 | 0 | 0 | 0 | 0 | 0 | 0 | 0 | 0 | 0 | 0 | 0 | System Off | 0 | 0
728 | 728 | 2012-01-31 07:59 | -3.89 | 13.99 | 13.99 | -3.89 | 1212.72 | 1152.89 | 435.95 | 409 | 15.44 | 1255.65 | 0.96 | 0.92 | 0.9 | 0.42 | 1012.12 | 0 | 0 | 317.21 | 0.75684 | 0.09408 | 0 | 0 | System Off | 1 | 0
729 | 729 | 2012-01-31 08:59 | -3.18 | 21.32 | 21.32 | -3.18 | 1656.4 | 1585.62 | 599.32 | 570 | 15.14 | 1680.15 | 0.95 | 0.94 | 0.92 | 0.57 | 1179.19 | 0 | 0 | 443.83 | 0.79046 | 0.09408 | 0 | 0 | System Off | 1 | 0
730 | 730 | 2012-01-31 09:59 | -1.93 | 31.5 | 31.5 | -1.93 | 2169.27 | 2084.51 | 806.3 | 771 | 14.65 | 2174.34 | 0.93 | 0.96 | 0.94 | 0.75 | 1426.93 | 0 | 0 | 604.05 | 0.83564 | 0.09408 | 0 | 0 | System Off | 1 | 0
731 | 731 | 2012-01-31 10:59 | -0.68 | 34.23 | 34.23 | -0.68 | 2208.88 | 2122.98 | 829.52 | 794 | 14.49 | 2213.16 | 0.93 | 0.96 | 0.94 | 0.77 | 1337.73 | 0 | 0 | 623.37 | 0.84787 | 0.09408 | 0 | 0 | System Off | 1 | 0
732 | 732 | 2012-01-31 11:59 | 0.58 | 35.26 | 35.26 | 0.58 | 2152.83 | 2068.53 | 812.06 | 777 | 14.43 | 2157.84 | 0.92 | 0.96 | 0.94 | 0.75 | 1231.27 | 0 | 0 | 610.48 | 0.85253 | 0.09408 | 0 | 0 | System Off | 1 | 0
733 | 733 | 2012-01-31 12:59 | 0.21 | 30.5 | 30.5 | 0.21 | 1971.55 | 1892.35 | 731.81 | 700 | 14.67 | 1981.13 | 0.93 | 0.96 | 0.93 | 0.68 | 1212.2 | 0 | 0 | 548.32 | 0.83544 | 0.09408 | 0 | 0 | System Off | 1 | 0
734 | 734 | 2012-01-31 13:59 | -0.15 | 20.72 | 20.72 | -0.15 | 1433.23 | 1368.09 | 519.75 | 494 | 15.11 | 1460.34 | 0.94 | 0.94 | 0.92 | 0.49 | 1013.59 | 0 | 0 | 384.77 | 0.79452 | 0.09408 | 0 | 0 | System Off | 1 | 0
735 | 735 | 2012-01-31 14:59 | -0.52 | 10.61 | 10.61 | -0.52 | 788.23 | 737.89 | 285.52 | 266 | 15.43 | 832.47 | 0.95 | 0.89 | 0.87 | 0.27 | 606.15 | 0 | 0 | 206.33 | 0.75047 | 0.09408 | 0 | 0 | System Off | 1 | 0
736 | 736 | 2012-01-31 15:59 | -2.02 | -2.02 | -2.02 | -2.02 | 0 | 0 | 0 | 0 | 0 | 0 | 0 | 0 | 0 | 0 | 0 | 0 | 0 | 0 | 0 | 0 | 0 | 0 | System Off | 0 | 0
737 | 737 | 2012-01-31 16:59 | -3.52 | -3.52 | -3.52 | -3.52 | 0 | 0 | 0 | 0 | 0 | 0 | 0 | 0 | 0 | 0 | 0 | 0 | 0 | 0 | 0 | 0 | 0 | 0 | System Off | 0 | 0
738 | 738 | 2012-01-31 17:59 | -5.02 | -5.02 | -5.02 | -5.02 | 0 | 0 | 0 | 0 | 0 | 0 | 0 | 0 | 0 | 0 | 0 | 0 | 0 | 0 | 0 | 0 | 0 | 0 | System Off | 0 | 0
739 | 739 | 2012-01-31 18:59 | -5.33 | -5.33 | -5.33 | -5.33 | 0 | 0 | 0 | 0 | 0 | 0 | 0 | 0 | 0 | 0 | 0 | 0 | 0 | 0 | 0 | 0 | 0 | 0 | System Off | 0 | 0
740 | 740 | 2012-01-31 19:59 | -5.63 | -5.63 | -5.63 | -5.63 | 0 | 0 | 0 | 0 | 0 | 0 | 0 | 0 | 0 | 0 | 0 | 0 | 0 | 0 | 0 | 0 | 0 | 0 | System Off | 0 | 0
741 | 741 | 2012-01-31 20:59 | -5.93 | -5.93 | -5.93 | -5.93 | 0 | 0 | 0 | 0 | 0 | 0 | 0 | 0 | 0 | 0 | 0 | 0 | 0 | 0 | 0 | 0 | 0 | 0 | System Off | 0 | 0
742 | 742 | 2012-01-31 21:59 | -6.06 | -6.06 | -6.06 | -6.06 | 0 | 0 | 0 | 0 | 0 | 0 | 0 | 0 | 0 | 0 | 0 | 0 | 0 | 0 | 0 | 0 | 0 | 0 | System Off | 0 | 0
743 | 743 | 2012-01-31 22:59 | -6.19 | -6.19 | -6.19 | -6.19 | 0 | 0 | 0 | 0 | 0 | 0 | 0 | 0 | 0 | 0 | 0 | 0 | 0 | 0 | 0 | 0 | 0 | 0 | System Off | 0 | 0
744 | 744 | 2012-01-31 23:59 | -6.32 | -6.32 | -6.32 | -6.32 | 0 | 0 | 0 | 0 | 0 | 0 | 0 | 0 | 0 | 0 | 0 | 0 | 0 | 0 | 0 | 0 | 0 | 0 | System Off | 0 | 0
745 | 745 | 2012-02-01 00:59 | -6.67 | -6.67 | -6.67 | -6.67 | 0 | 0 | 0 | 0 | 0 | 0 | 0 | 0 | 0 | 0 | 0 | 0 | 0 | 0 | 0 | 0 | 0 | 0 | System Off | 0 | 0
746 | 746 | 2012-02-01 01:59 | -7.02 | -7.02 | -7.02 | -7.02 | 0 | 0 | 0 | 0 | 0 | 0 | 0 | 0 | 0 | 0 | 0 | 0 | 0 | 0 | 0 | 0 | 0 | 0 | System Off | 0 | 0
747 | 747 | 2012-02-01 02:59 | -7.37 | -7.37 | -7.37 | -7.37 | 0 | 0 | 0 | 0 | 0 | 0 | 0 | 0 | 0 | 0 | 0 | 0 | 0 | 0 | 0 | 0 | 0 | 0 | System Off | 0 | 0
748 | 748 | 2012-02-01 03:59 | -7.51 | -7.51 | -7.51 | -7.51 | 0 | 0 | 0 | 0 | 0 | 0 | 0 | 0 | 0 | 0 | 0 | 0 | 0 | 0 | 0 | 0 | 0 | 0 | System Off | 0 | 0
749 | 749 | 2012-02-01 04:59 | -7.64 | -7.64 | -7.64 | -7.64 | 0 | 0 | 0 | 0 | 0 | 0 | 0 | 0 | 0 | 0 | 0 | 0 | 0 | 0 | 0 | 0 | 0 | 0 | System Off | 0 | 0
750 | 750 | 2012-02-01 05:59 | -7.78 | -7.78 | -7.78 | -7.78 | 0 | 0 | 0 | 0 | 0 | 0 | 0 | 0 | 0 | 0 | 0 | 0 | 0 | 0 | 0 | 0 | 0 | 0 | System Off | 0 | 0
751 | 751 | 2012-02-01 06:59 | -7.11 | -7.11 | -7.11 | -7.11 | 0 | 0 | 0 | 0 | 0 | 0 | 0 | 0 | 0 | 0 | 0 | 0 | 0 | 0 | 0 | 0 | 0 | 0 | System Off | 0 | 0
752 | 752 | 2012-02-01 07:59 | -6.44 | 6.6 | 6.6 | -6.44 | 917.11 | 863.99 | 323.82 | 304 | 15.71 | 957.74 | 0.96 | 0.9 | 0.88 | 0.31 | 758.49 | 0 | 0 | 234.95 | 0.74182 | 0.09408 | 0 | 0 | System Off | 1 | 0
753 | 753 | 2012-02-01 08:59 | -5.76 | -5.06 | -5.06 | -5.76 | 45.61 | 9.53 | 17.31 | 16 | 14.85 | 53.3 | 0 | 0.18 | 0.18 | 0 | 7.09 | 0 | 0 | 12.5 | 0.69401 | 0.09408 | 0 | 0 | System Off | 0 | 0
754 | 754 | 2012-02-01 09:59 | -4.58 | 24.9 | 24.9 | -4.58 | 2063.81 | 1982.03 | 750.24 | 716 | 15.01 | 2075.07 | 0.96 | 0.96 | 0.93 | 0.72 | 1356.78 | 0 | 0 | 558.39 | 0.80891 | 0.09408 | 0 | 0 | System Off | 1 | 0
755 | 755 | 2012-02-01 10:59 | -3.4 | 28.3 | 28.3 | -3.4 | 2274.32 | 2186.52 | 834.37 | 798 | 14.84 | 2277.98 | 0.95 | 0.96 | 0.94 | 0.79 | 1377.77 | 0 | 0 | 623.69 | 0.83135 | 0.09408 | 0 | 0 | System Off | 1 | 0
756 | 756 | 2012-02-01 11:59 | -2.21 | 26.81 | 26.81 | -2.21 | 2160.63 | 2076.11 | 789.63 | 755 | 14.91 | 2168.15 | 0.95 | 0.96 | 0.94 | 0.75 | 1235.78 | 0 | 0 | 589.62 | 0.83053 | 0.09408 | 0 | 0 | System Off | 1 | 0
757 | 757 | 2012-02-01 12:59 | -2.43 | 21.51 | 21.51 | -2.43 | 1862.99 | 1786.75 | 670.73 | 640 | 15.16 | 1878.94 | 0.97 | 0.95 | 0.93 | 0.65 | 1144.56 | 0 | 0 | 498.17 | 0.80765 | 0.09408 | 0 | 0 | System Off | 1 | 0
758 | 758 | 2012-02-01 13:59 | -2.65 | 14.55 | 14.55 | -2.65 | 1396.24 | 1332 | 495.62 | 471 | 15.44 | 1424.6 | 0.97 | 0.94 | 0.91 | 0.48 | 986.85 | 0 | 0 | 365.31 | 0.77523 | 0.09408 | 0 | 0 | System Off | 1 | 0
759 | 759 | 2012-02-01 14:59 | -2.87 | 5.23 | 5.23 | -2.87 | 672.05 | 624.14 | 239.82 | 223 | 15.7 | 712.78 | 0.96 | 0.88 | 0.86 | 0.23 | 512.71 | 0 | 0 | 172.39 | 0.72918 | 0.09408 | 0 | 0 | System Off | 1 | 0
760 | 760 | 2012-02-01 15:59 | -3.99 | -3.99 | -3.99 | -3.99 | 0 | 0 | 0 | 0 | 0 | 0 | 0 | 0 | 0 | 0 | 0 | 0 | 0 | 0 | 0 | 0 | 0 | 0 | System Off | 0 | 0
761 | 761 | 2012-02-01 16:59 | -5.1 | -5.1 | -5.1 | -5.1 | 0 | 0 | 0 | 0 | 0 | 0 | 0 | 0 | 0 | 0 | 0 | 0 | 0 | 0 | 0 | 0 | 0 | 0 | System Off | 0 | 0
762 | 762 | 2012-02-01 17:59 | -6.21 | -6.21 | -6.21 | -6.21 | 0 | 0 | 0 | 0 | 0 | 0 | 0 | 0 | 0 | 0 | 0 | 0 | 0 | 0 | 0 | 0 | 0 | 0 | System Off | 0 | 0
763 | 763 | 2012-02-01 18:59 | -6.81 | -6.81 | -6.81 | -6.81 | 0 | 0 | 0 | 0 | 0 | 0 | 0 | 0 | 0 | 0 | 0 | 0 | 0 | 0 | 0 | 0 | 0 | 0 | System Off | 0 | 0
764 | 764 | 2012-02-01 19:59 | -7.41 | -7.41 | -7.41 | -7.41 | 0 | 0 | 0 | 0 | 0 | 0 | 0 | 0 | 0 | 0 | 0 | 0 | 0 | 0 | 0 | 0 | 0 | 0 | System Off | 0 | 0
765 | 765 | 2012-02-01 20:59 | -8.01 | -8.01 | -8.01 | -8.01 | 0 | 0 | 0 | 0 | 0 | 0 | 0 | 0 | 0 | 0 | 0 | 0 | 0 | 0 | 0 | 0 | 0 | 0 | System Off | 0 | 0
766 | 766 | 2012-02-01 21:59 | -8.4 | -8.4 | -8.4 | -8.4 | 0 | 0 | 0 | 0 | 0 | 0 | 0 | 0 | 0 | 0 | 0 | 0 | 0 | 0 | 0 | 0 | 0 | 0 | System Off | 0 | 0
767 | 767 | 2012-02-01 22:59 | -8.8 | -8.8 | -8.8 | -8.8 | 0 | 0 | 0 | 0 | 0 | 0 | 0 | 0 | 0 | 0 | 0 | 0 | 0 | 0 | 0 | 0 | 0 | 0 | System Off | 0 | 0
768 | 768 | 2012-02-01 23:59 | -9.19 | -9.19 | -9.19 | -9.19 | 0 | 0 | 0 | 0 | 0 | 0 | 0 | 0 | 0 | 0 | 0 | 0 | 0 | 0 | 0 | 0 | 0 | 0 | System Off | 0 | 0
769 | 769 | 2012-02-02 00:59 | -9.61 | -9.61 | -9.61 | -9.61 | 0 | 0 | 0 | 0 | 0 | 0 | 0 | 0 | 0 | 0 | 0 | 0 | 0 | 0 | 0 | 0 | 0 | 0 | System Off | 0 | 0
770 | 770 | 2012-02-02 01:59 | -10.04 | -10.04 | -10.04 | -10.04 | 0 | 0 | 0 | 0 | 0 | 0 | 0 | 0 | 0 | 0 | 0 | 0 | 0 | 0 | 0 | 0 | 0 | 0 | System Off | 0 | 0
771 | 771 | 2012-02-02 02:59 | -10.46 | -10.46 | -10.46 | -10.46 | 0 | 0 | 0 | 0 | 0 | 0 | 0 | 0 | 0 | 0 | 0 | 0 | 0 | 0 | 0 | 0 | 0 | 0 | System Off | 0 | 0
772 | 772 | 2012-02-02 03:59 | -10.67 | -10.67 | -10.67 | -10.67 | 0 | 0 | 0 | 0 | 0 | 0 | 0 | 0 | 0 | 0 | 0 | 0 | 0 | 0 | 0 | 0 | 0 | 0 | System Off | 0 | 0
773 | 773 | 2012-02-02 04:59 | -10.89 | -10.89 | -10.89 | -10.89 | 0 | 0 | 0 | 0 | 0 | 0 | 0 | 0 | 0 | 0 | 0 | 0 | 0 | 0 | 0 | 0 | 0 | 0 | System Off | 0 | 0
774 | 774 | 2012-02-02 05:59 | -11.1 | -11.1 | -11.1 | -11.1 | 0 | 0 | 0 | 0 | 0 | 0 | 0 | 0 | 0 | 0 | 0 | 0 | 0 | 0 | 0 | 0 | 0 | 0 | System Off | 0 | 0
775 | 775 | 2012-02-02 06:59 | -10.39 | -10.39 | -10.39 | -10.39 | 0 | 0 | 0 | 0 | 0 | 0 | 0 | 0 | 0 | 0 | 0 | 0 | 0 | 0 | 0 | 0 | 0 | 0 | System Off | 0 | 0
776 | 776 | 2012-02-02 07:59 | -9.69 | 5.48 | 5.48 | -9.69 | 1018.49 | 963.12 | 356.87 | 335 | 15.83 | 1059.7 | 0.98 | 0.91 | 0.89 | 0.35 | 845.52 | 0 | 0 | 258.5 | 0.72865 | 0.09408 | 0 | 0 | System Off | 1 | 0
777 | 777 | 2012-02-02 08:59 | -8.98 | 15.24 | 15.24 | -8.98 | 1644.77 | 1574.29 | 582.28 | 554 | 15.46 | 1669.47 | 0.98 | 0.94 | 0.92 | 0.57 | 1170.76 | 0 | 0 | 429.55 | 0.75332 | 0.09408 | 0 | 0 | System Off | 1 | 0
778 | 778 | 2012-02-02 09:59 | -7.56 | 23.9 | 23.9 | -7.56 | 2110.78 | 2027.68 | 763.85 | 730 | 15.06 | 2120.74 | 0.96 | 0.96 | 0.93 | 0.73 | 1388.03 | 0 | 0 | 568.96 | 0.79364 | 0.09408 | 0 | 0 | System Off | 1 | 0
779 | 779 | 2012-02-02 10:59 | -6.14 | 27.47 | 27.47 | -6.14 | 2254.6 | 2167.37 | 824.98 | 789 | 14.88 | 2259.54 | 0.95 | 0.96 | 0.94 | 0.78 | 1365.7 | 0 | 0 | 616.34 | 0.8131 | 0.09408 | 0 | 0 | System Off | 1 | 0
780 | 780 | 2012-02-02 11:59 | -4.72 | 27.02 | 27.02 | -4.72 | 2150.67 | 2066.43 | 786.79 | 752 | 14.9 | 2158.64 | 0.95 | 0.96 | 0.94 | 0.75 | 1230.02 | 0 | 0 | 587.35 | 0.81485 | 0.09408 | 0 | 0 | System Off | 1 | 0
781 | 781 | 2012-02-02 12:59 | -4.59 | 21.77 | 21.77 | -4.59 | 1858.28 | 1782.16 | 669.84 | 639 | 15.15 | 1874.66 | 0.96 | 0.95 | 0.93 | 0.64 | 1141.62 | 0 | 0 | 497.48 | 0.79464 | 0.09408 | 0 | 0 | System Off | 1 | 0
782 | 782 | 2012-02-02 13:59 | -4.46 | -3.73 | -3.73 | -4.46 | 50.32 | 14.16 | 19.13 | 17 | 15.42 | 58.65 | 0.52 | 0.24 | 0.24 | 0.01 | 10.49 | 0 | 0 | 13.19 | 0.70142 | 0.09408 | 0 | 0 | System Off | 0 | 0
783 | 783 | 2012-02-02 14:59 | -4.33 | 5.48 | 5.48 | -4.33 | 735.2 | 685.97 | 261.73 | 244 | 15.69 | 777.2 | 0.96 | 0.88 | 0.86 | 0.25 | 563.5 | 0 | 0 | 188.63 | 0.74313 | 0.09408 | 0 | 0 | System Off | 1 | 0
784 | 784 | 2012-02-02 15:59 | -5.61 | -5.61 | -5.61 | -5.61 | 0 | 0 | 0 | 0 | 0 | 0 | 0 | 0 | 0 | 0 | 0 | 0 | 0 | 0 | 0 | 0 | 0 | 0 | System Off | 0 | 0
785 | 785 | 2012-02-02 16:59 | -6.89 | -6.89 | -6.89 | -6.89 | 0 | 0 | 0 | 0 | 0 | 0 | 0 | 0 | 0 | 0 | 0 | 0 | 0 | 0 | 0 | 0 | 0 | 0 | System Off | 0 | 0
786 | 786 | 2012-02-02 17:59 | -8.16 | -8.16 | -8.16 | -8.16 | 0 | 0 | 0 | 0 | 0 | 0 | 0 | 0 | 0 | 0 | 0 | 0 | 0 | 0 | 0 | 0 | 0 | 0 | System Off | 0 | 0
787 | 787 | 2012-02-02 18:59 | -8.76 | -8.76 | -8.76 | -8.76 | 0 | 0 | 0 | 0 | 0 | 0 | 0 | 0 | 0 | 0 | 0 | 0 | 0 | 0 | 0 | 0 | 0 | 0 | System Off | 0 | 0
788 | 788 | 2012-02-02 19:59 | -9.36 | -9.36 | -9.36 | -9.36 | 0 | 0 | 0 | 0 | 0 | 0 | 0 | 0 | 0 | 0 | 0 | 0 | 0 | 0 | 0 | 0 | 0 | 0 | System Off | 0 | 0
789 | 789 | 2012-02-02 20:59 | -9.96 | -9.96 | -9.96 | -9.96 | 0 | 0 | 0 | 0 | 0 | 0 | 0 | 0 | 0 | 0 | 0 | 0 | 0 | 0 | 0 | 0 | 0 | 0 | System Off | 0 | 0
790 | 790 | 2012-02-02 21:59 | -10.56 | -10.56 | -10.56 | -10.56 | 0 | 0 | 0 | 0 | 0 | 0 | 0 | 0 | 0 | 0 | 0 | 0 | 0 | 0 | 0 | 0 | 0 | 0 | System Off | 0 | 0
791 | 791 | 2012-02-02 22:59 | -11.16 | -11.16 | -11.16 | -11.16 | 0 | 0 | 0 | 0 | 0 | 0 | 0 | 0 | 0 | 0 | 0 | 0 | 0 | 0 | 0 | 0 | 0 | 0 | System Off | 0 | 0
792 | 792 | 2012-02-02 23:59 | -11.76 | -11.76 | -11.76 | -11.76 | 0 | 0 | 0 | 0 | 0 | 0 | 0 | 0 | 0 | 0 | 0 | 0 | 0 | 0 | 0 | 0 | 0 | 0 | System Off | 0 | 0
793 | 793 | 2012-02-03 00:59 | -12.39 | -12.39 | -12.39 | -12.39 | 0 | 0 | 0 | 0 | 0 | 0 | 0 | 0 | 0 | 0 | 0 | 0 | 0 | 0 | 0 | 0 | 0 | 0 | System Off | 0 | 0
794 | 794 | 2012-02-03 01:59 | -13.03 | -13.03 | -13.03 | -13.03 | 0 | 0 | 0 | 0 | 0 | 0 | 0 | 0 | 0 | 0 | 0 | 0 | 0 | 0 | 0 | 0 | 0 | 0 | System Off | 0 | 0
795 | 795 | 2012-02-03 02:59 | -13.66 | -13.66 | -13.66 | -13.66 | 0 | 0 | 0 | 0 | 0 | 0 | 0 | 0 | 0 | 0 | 0 | 0 | 0 | 0 | 0 | 0 | 0 | 0 | System Off | 0 | 0
796 | 796 | 2012-02-03 03:59 | -13.83 | -13.83 | -13.83 | -13.83 | 0 | 0 | 0 | 0 | 0 | 0 | 0 | 0 | 0 | 0 | 0 | 0 | 0 | 0 | 0 | 0 | 0 | 0 | System Off | 0 | 0
797 | 797 | 2012-02-03 04:59 | -14 | -14 | -14 | -14 | 0 | 0 | 0 | 0 | 0 | 0 | 0 | 0 | 0 | 0 | 0 | 0 | 0 | 0 | 0 | 0 | 0 | 0 | System Off | 0 | 0
798 | 798 | 2012-02-03 05:59 | -14.17 | -14.17 | -14.17 | -14.17 | 0 | 0 | 0 | 0 | 0 | 0 | 0 | 0 | 0 | 0 | 0 | 0 | 0 | 0 | 0 | 0 | 0 | 0 | System Off | 0 | 0
799 | 799 | 2012-02-03 06:59 | -12.75 | -12.75 | -12.75 | -12.75 | 0 | 0 | 0 | 0 | 0 | 0 | 0 | 0 | 0 | 0 | 0 | 0 | 0 | 0 | 0 | 0 | 0 | 0 | System Off | 0 | 0
800 | 800 | 2012-02-03 07:59 | -11.33 | 8.32 | 8.32 | -11.33 | 1137.56 | 1079.48 | 401.22 | 377 | 15.72 | 1179.44 | 0.97 | 0.92 | 0.9 | 0.39 | 947.68 | 0 | 0 | 291.36 | 0.72686 | 0.09408 | 0 | 0 | System Off | 1 | 0
801 | 801 | 2012-02-03 08:59 | -9.9 | 8 | 8 | -9.9 | 1017.2 | 961.86 | 357.09 | 337 | 15.72 | 1050.94 | 0.98 | 0.92 | 0.9 | 0.35 | 715.32 | 0 | 0 | 260.43 | 0.7279 | 0.09408 | 0 | 0 | System Off | 1 | 0
802 | 802 | 2012-02-03 09:59 | -7.98 | 30.2 | 30.2 | -7.98 | 2088.11 | 2005.65 | 774 | 739 | 14.72 | 2097.77 | 0.94 | 0.96 | 0.93 | 0.73 | 1372.95 | 0 | 0 | 578.51 | 0.79336 | 0.09408 | 0 | 0 | System Off | 1 | 0
803 | 803 | 2012-02-03 10:59 | -6.05 | 26.14 | 26.14 | -6.05 | 1802.63 | 1728 | 662.34 | 631 | 14.88 | 1823.33 | 0.94 | 0.95 | 0.93 | 0.62 | 1088.85 | 0 | 0 | 492.94 | 0.78496 | 0.09408 | 0 | 0 | System Off | 1 | 0
804 | 804 | 2012-02-03 11:59 | -4.12 | 12.67 | 12.67 | -4.12 | 978.42 | 923.94 | 350.85 | 331 | 15.4 | 1015.38 | 0.94 | 0.91 | 0.89 | 0.33 | 549.97 | 0 | 0 | 256.87 | 0.74157 | 0.09408 | 0 | 0 | System Off | 1 | 0
805 | 805 | 2012-02-03 12:59 | -4.29 | 15.34 | 15.34 | -4.29 | 1151.08 | 1092.68 | 413.36 | 391 | 15.33 | 1184.74 | 0.97 | 0.92 | 0.9 | 0.4 | 699.95 | 0 | 0 | 303.68 | 0.75141 | 0.09408 | 0 | 0 | System Off | 1 | 0
806 | 806 | 2012-02-03 13:59 | -4.45 | 15.81 | 15.81 | -4.45 | 1199.07 | 1139.56 | 430.37 | 408 | 15.31 | 1231.36 | 0.95 | 0.93 | 0.91 | 0.41 | 844.27 | 0 | 0 | 316.99 | 0.75356 | 0.09408 | 0 | 0 | System Off | 1 | 0
807 | 807 | 2012-02-03 14:59 | -4.61 | -0.35 | -0.35 | -4.61 | 251.92 | 212.18 | 91.2 | 84 | 15.62 | 276.37 | 0.88 | 0.77 | 0.75 | 0.08 | 174.3 | 0 | 0 | 65 | 0.71263 | 0.09408 | 0 | 0 | System Off | 1 | 0
808 | 808 | 2012-02-03 15:59 | -5.84 | -5.84 | -5.84 | -5.84 | 0 | 0 | 0 | 0 | 0 | 0 | 0 | 0 | 0 | 0 | 0 | 0 | 0 | 0 | 0 | 0 | 0 | 0 | System Off | 0 | 0
809 | 809 | 2012-02-03 16:59 | -7.07 | -7.07 | -7.07 | -7.07 | 0 | 0 | 0 | 0 | 0 | 0 | 0 | 0 | 0 | 0 | 0 | 0 | 0 | 0 | 0 | 0 | 0 | 0 | System Off | 0 | 0
810 | 810 | 2012-02-03 17:59 | -8.3 | -8.3 | -8.3 | -8.3 | 0 | 0 | 0 | 0 | 0 | 0 | 0 | 0 | 0 | 0 | 0 | 0 | 0 | 0 | 0 | 0 | 0 | 0 | System Off | 0 | 0
811 | 811 | 2012-02-03 18:59 | -8.88 | -8.88 | -8.88 | -8.88 | 0 | 0 | 0 | 0 | 0 | 0 | 0 | 0 | 0 | 0 | 0 | 0 | 0 | 0 | 0 | 0 | 0 | 0 | System Off | 0 | 0
812 | 812 | 2012-02-03 19:59 | -9.47 | -9.47 | -9.47 | -9.47 | 0 | 0 | 0 | 0 | 0 | 0 | 0 | 0 | 0 | 0 | 0 | 0 | 0 | 0 | 0 | 0 | 0 | 0 | System Off | 0 | 0
813 | 813 | 2012-02-03 20:59 | -10.05 | -10.05 | -10.05 | -10.05 | 0 | 0 | 0 | 0 | 0 | 0 | 0 | 0 | 0 | 0 | 0 | 0 | 0 | 0 | 0 | 0 | 0 | 0 | System Off | 0 | 0
814 | 814 | 2012-02-03 21:59 | -10.44 | -10.44 | -10.44 | -10.44 | 0 | 0 | 0 | 0 | 0 | 0 | 0 | 0 | 0 | 0 | 0 | 0 | 0 | 0 | 0 | 0 | 0 | 0 | System Off | 0 | 0
815 | 815 | 2012-02-03 22:59 | -10.83 | -10.83 | -10.83 | -10.83 | 0 | 0 | 0 | 0 | 0 | 0 | 0 | 0 | 0 | 0 | 0 | 0 | 0 | 0 | 0 | 0 | 0 | 0 | System Off | 0 | 0
816 | 816 | 2012-02-03 23:59 | -11.22 | -11.22 | -11.22 | -11.22 | 0 | 0 | 0 | 0 | 0 | 0 | 0 | 0 | 0 | 0 | 0 | 0 | 0 | 0 | 0 | 0 | 0 | 0 | System Off | 0 | 0
817 | 817 | 2012-02-04 00:59 | -11.95 | -11.95 | -11.95 | -11.95 | 0 | 0 | 0 | 0 | 0 | 0 | 0 | 0 | 0 | 0 | 0 | 0 | 0 | 0 | 0 | 0 | 0 | 0 | System Off | 0 | 0
818 | 818 | 2012-02-04 01:59 | -12.68 | -12.68 | -12.68 | -12.68 | 0 | 0 | 0 | 0 | 0 | 0 | 0 | 0 | 0 | 0 | 0 | 0 | 0 | 0 | 0 | 0 | 0 | 0 | System Off | 0 | 0
819 | 819 | 2012-02-04 02:59 | -13.41 | -13.41 | -13.41 | -13.41 | 0 | 0 | 0 | 0 | 0 | 0 | 0 | 0 | 0 | 0 | 0 | 0 | 0 | 0 | 0 | 0 | 0 | 0 | System Off | 0 | 0
820 | 820 | 2012-02-04 03:59 | -13.39 | -13.39 | -13.39 | -13.39 | 0 | 0 | 0 | 0 | 0 | 0 | 0 | 0 | 0 | 0 | 0 | 0 | 0 | 0 | 0 | 0 | 0 | 0 | System Off | 0 | 0
821 | 821 | 2012-02-04 04:59 | -13.38 | -13.38 | -13.38 | -13.38 | 0 | 0 | 0 | 0 | 0 | 0 | 0 | 0 | 0 | 0 | 0 | 0 | 0 | 0 | 0 | 0 | 0 | 0 | System Off | 0 | 0
822 | 822 | 2012-02-04 05:59 | -13.36 | -13.36 | -13.36 | -13.36 | 0 | 0 | 0 | 0 | 0 | 0 | 0 | 0 | 0 | 0 | 0 | 0 | 0 | 0 | 0 | 0 | 0 | 0 | System Off | 0 | 0
823 | 823 | 2012-02-04 06:59 | -12.1 | -12.1 | -12.1 | -12.1 | 0 | 0 | 0 | 0 | 0 | 0 | 0 | 0 | 0 | 0 | 0 | 0 | 0 | 0 | 0 | 0 | 0 | 0 | System Off | 0 | 0
824 | 824 | 2012-02-04 07:59 | -10.85 | 5.35 | 5.35 | -10.85 | 876.1 | 823.87 | 308.27 | 289 | 15.79 | 915.8 | 0.97 | 0.9 | 0.88 | 0.3 | 723.27 | 0 | 0 | 223.14 | 0.71395 | 0.09408 | 0 | 0 | System Off | 1 | 0
825 | 825 | 2012-02-04 08:59 | -9.59 | 18.73 | 18.73 | -9.59 | 1470.75 | 1404.68 | 529.57 | 503 | 15.23 | 1499 | 0.96 | 0.94 | 0.92 | 0.51 | 1044.63 | 0 | 0 | 391.19 | 0.74109 | 0.09408 | 0 | 0 | System Off | 1 | 0
826 | 826 | 2012-02-04 09:59 | -7.75 | 29.74 | 29.74 | -7.75 | 1920.73 | 1842.91 | 713.27 | 680 | 14.71 | 1936.58 | 0.94 | 0.95 | 0.93 | 0.67 | 1261.55 | 0 | 0 | 532.36 | 0.78407 | 0.09408 | 0 | 0 | System Off | 1 | 0
827 | 827 | 2012-02-04 10:59 | -5.91 | 34.94 | 34.94 | -5.91 | 2089.97 | 2007.46 | 789.45 | 754 | 14.44 | 2100.43 | 0.92 | 0.96 | 0.93 | 0.73 | 1264.94 | 0 | 0 | 592.37 | 0.80889 | 0.09408 | 0 | 0 | System Off | 1 | 0
828 | 828 | 2012-02-04 11:59 | -4.07 | 35.36 | 35.36 | -4.07 | 2047.25 | 1965.94 | 774.86 | 740 | 14.41 | 2058.13 | 0.92 | 0.96 | 0.93 | 0.71 | 1170.2 | 0 | 0 | 581.57 | 0.8174 | 0.09408 | 0 | 0 | System Off | 1 | 0
829 | 829 | 2012-02-04 12:59 | -4.27 | 29.71 | 29.71 | -4.27 | 1835.83 | 1760.32 | 682.14 | 651 | 14.69 | 1852.26 | 0.94 | 0.95 | 0.93 | 0.64 | 1127.63 | 0 | 0 | 509.81 | 0.79941 | 0.09408 | 0 | 0 | System Off | 1 | 0
830 | 830 | 2012-02-04 13:59 | -4.47 | 20.83 | 20.83 | -4.47 | 1427.11 | 1362.12 | 518.07 | 492 | 15.11 | 1454.99 | 0.95 | 0.94 | 0.92 | 0.49 | 1009.17 | 0 | 0 | 383.23 | 0.76878 | 0.09408 | 0 | 0 | System Off | 1 | 0
831 | 831 | 2012-02-04 14:59 | -4.67 | 7.9 | 7.9 | -4.67 | 731.8 | 682.64 | 262.76 | 245 | 15.56 | 773.59 | 0.95 | 0.88 | 0.86 | 0.25 | 560.77 | 0 | 0 | 189.74 | 0.74143 | 0.09408 | 0 | 0 | System Off | 1 | 0
832 | 832 | 2012-02-04 15:59 | -5.81 | -5.81 | -5.81 | -5.81 | 0 | 0 | 0 | 0 | 0 | 0 | 0 | 0 | 0 | 0 | 0 | 0 | 0 | 0 | 0 | 0 | 0 | 0 | System Off | 0 | 0
833 | 833 | 2012-02-04 16:59 | -6.94 | -6.94 | -6.94 | -6.94 | 0 | 0 | 0 | 0 | 0 | 0 | 0 | 0 | 0 | 0 | 0 | 0 | 0 | 0 | 0 | 0 | 0 | 0 | System Off | 0 | 0
834 | 834 | 2012-02-04 17:59 | -8.07 | -8.07 | -8.07 | -8.07 | 0 | 0 | 0 | 0 | 0 | 0 | 0 | 0 | 0 | 0 | 0 | 0 | 0 | 0 | 0 | 0 | 0 | 0 | System Off | 0 | 0
835 | 835 | 2012-02-04 18:59 | -8.33 | -8.33 | -8.33 | -8.33 | 0 | 0 | 0 | 0 | 0 | 0 | 0 | 0 | 0 | 0 | 0 | 0 | 0 | 0 | 0 | 0 | 0 | 0 | System Off | 0 | 0
836 | 836 | 2012-02-04 19:59 | -8.58 | -8.58 | -8.58 | -8.58 | 0 | 0 | 0 | 0 | 0 | 0 | 0 | 0 | 0 | 0 | 0 | 0 | 0 | 0 | 0 | 0 | 0 | 0 | System Off | 0 | 0
837 | 837 | 2012-02-04 20:59 | -8.84 | -8.84 | -8.84 | -8.84 | 0 | 0 | 0 | 0 | 0 | 0 | 0 | 0 | 0 | 0 | 0 | 0 | 0 | 0 | 0 | 0 | 0 | 0 | System Off | 0 | 0
838 | 838 | 2012-02-04 21:59 | -9.07 | -9.07 | -9.07 | -9.07 | 0 | 0 | 0 | 0 | 0 | 0 | 0 | 0 | 0 | 0 | 0 | 0 | 0 | 0 | 0 | 0 | 0 | 0 | System Off | 0 | 0
839 | 839 | 2012-02-04 22:59 | -9.29 | -9.29 | -9.29 | -9.29 | 0 | 0 | 0 | 0 | 0 | 0 | 0 | 0 | 0 | 0 | 0 | 0 | 0 | 0 | 0 | 0 | 0 | 0 | System Off | 0 | 0
840 | 840 | 2012-02-04 23:59 | -9.52 | -9.52 | -9.52 | -9.52 | 0 | 0 | 0 | 0 | 0 | 0 | 0 | 0 | 0 | 0 | 0 | 0 | 0 | 0 | 0 | 0 | 0 | 0 | System Off | 0 | 0
841 | 841 | 2012-02-05 00:59 | -11.02 | -11.02 | -11.02 | -11.02 | 0 | 0 | 0 | 0 | 0 | 0 | 0 | 0 | 0 | 0 | 0 | 0 | 0 | 0 | 0 | 0 | 0 | 0 | System Off | 0 | 0
842 | 842 | 2012-02-05 01:59 | -12.53 | -12.53 | -12.53 | -12.53 | 0 | 0 | 0 | 0 | 0 | 0 | 0 | 0 | 0 | 0 | 0 | 0 | 0 | 0 | 0 | 0 | 0 | 0 | System Off | 0 | 0
843 | 843 | 2012-02-05 02:59 | -14.03 | -14.03 | -14.03 | -14.03 | 0 | 0 | 0 | 0 | 0 | 0 | 0 | 0 | 0 | 0 | 0 | 0 | 0 | 0 | 0 | 0 | 0 | 0 | System Off | 0 | 0
844 | 844 | 2012-02-05 03:59 | -13.64 | -13.64 | -13.64 | -13.64 | 0 | 0 | 0 | 0 | 0 | 0 | 0 | 0 | 0 | 0 | 0 | 0 | 0 | 0 | 0 | 0 | 0 | 0 | System Off | 0 | 0
845 | 845 | 2012-02-05 04:59 | -13.24 | -13.24 | -13.24 | -13.24 | 0 | 0 | 0 | 0 | 0 | 0 | 0 | 0 | 0 | 0 | 0 | 0 | 0 | 0 | 0 | 0 | 0 | 0 | System Off | 0 | 0
846 | 846 | 2012-02-05 05:59 | -12.85 | -12.85 | -12.85 | -12.85 | 0 | 0 | 0 | 0 | 0 | 0 | 0 | 0 | 0 | 0 | 0 | 0 | 0 | 0 | 0 | 0 | 0 | 0 | System Off | 0 | 0
847 | 847 | 2012-02-05 06:59 | -11.8 | -11.8 | -11.8 | -11.8 | 0 | 0 | 0 | 0 | 0 | 0 | 0 | 0 | 0 | 0 | 0 | 0 | 0 | 0 | 0 | 0 | 0 | 0 | System Off | 0 | 0
848 | 848 | 2012-02-05 07:59 | -10.75 | -3.09 | -3.09 | -10.75 | 571.01 | 525.15 | 197.7 | 185 | 16.08 | 604.84 | 0.96 | 0.87 | 0.85 | 0.19 | 461.03 | 0 | 0 | 142.31 | 0.69604 | 0.09408 | 0 | 0 | System Off | 1 | 0
849 | 849 | 2012-02-05 08:59 | -9.7 | 8.91 | 8.91 | -9.7 | 1439.94 | 1374.64 | 500.72 | 475 | 15.79 | 1468.85 | 1 | 0.94 | 0.92 | 0.5 | 1022.29 | 0 | 0 | 366.75 | 0.73491 | 0.09408 | 0 | 0 | System Off | 1 | 0
850 | 850 | 2012-02-05 09:59 | -8.09 | 18.15 | 18.15 | -8.09 | 1954.69 | 1875.95 | 694.93 | 662 | 15.38 | 1971.21 | 0.98 | 0.95 | 0.93 | 0.68 | 1284.16 | 0 | 0 | 513.85 | 0.77781 | 0.09408 | 0 | 0 | System Off | 1 | 0
851 | 851 | 2012-02-05 10:59 | -6.47 | 22.75 | 22.75 | -6.47 | 2110.85 | 2027.75 | 761.3 | 726 | 15.14 | 2122.83 | 0.96 | 0.96 | 0.93 | 0.73 | 1277.73 | 0 | 0 | 565.24 | 0.79924 | 0.09408 | 0 | 0 | System Off | 1 | 0
852 | 852 | 2012-02-05 11:59 | -4.85 | 25.05 | 25.05 | -4.85 | 2105.87 | 2022.91 | 765.74 | 731 | 15 | 2116.76 | 0.95 | 0.96 | 0.93 | 0.73 | 1204.12 | 0 | 0 | 570.15 | 0.81005 | 0.09408 | 0 | 0 | System Off | 1 | 0
853 | 853 | 2012-02-05 12:59 | -4.7 | 21.26 | 21.26 | -4.7 | 1810.94 | 1736.1 | 652.41 | 622 | 15.16 | 1829.36 | 0.97 | 0.95 | 0.93 | 0.63 | 1112.11 | 0 | 0 | 484.14 | 0.79088 | 0.09408 | 0 | 0 | System Off | 1 | 0
854 | 854 | 2012-02-05 13:59 | -4.55 | 15.67 | 15.67 | -4.55 | 1396.47 | 1332.23 | 497.88 | 473 | 15.38 | 1425.26 | 0.96 | 0.93 | 0.91 | 0.48 | 987.02 | 0 | 0 | 367.16 | 0.76459 | 0.09408 | 0 | 0 | System Off | 1 | 0
855 | 855 | 2012-02-05 14:59 | -4.39 | 7.51 | 7.51 | -4.39 | 803.36 | 752.69 | 287.05 | 268 | 15.61 | 846.26 | 0.94 | 0.89 | 0.87 | 0.27 | 618.31 | 0 | 0 | 207.4 | 0.72865 | 0.09408 | 0 | 0 | System Off | 1 | 0
856 | 856 | 2012-02-05 15:59 | -5.71 | -5.71 | -5.71 | -5.71 | 0 | 0 | 0 | 0 | 0 | 0 | 0 | 0 | 0 | 0 | 0 | 0 | 0 | 0 | 0 | 0 | 0 | 0 | System Off | 0 | 0
857 | 857 | 2012-02-05 16:59 | -7.02 | -7.02 | -7.02 | -7.02 | 0 | 0 | 0 | 0 | 0 | 0 | 0 | 0 | 0 | 0 | 0 | 0 | 0 | 0 | 0 | 0 | 0 | 0 | System Off | 0 | 0
858 | 858 | 2012-02-05 17:59 | -8.33 | -8.33 | -8.33 | -8.33 | 0 | 0 | 0 | 0 | 0 | 0 | 0 | 0 | 0 | 0 | 0 | 0 | 0 | 0 | 0 | 0 | 0 | 0 | System Off | 0 | 0
859 | 859 | 2012-02-05 18:59 | -8.68 | -8.68 | -8.68 | -8.68 | 0 | 0 | 0 | 0 | 0 | 0 | 0 | 0 | 0 | 0 | 0 | 0 | 0 | 0 | 0 | 0 | 0 | 0 | System Off | 0 | 0
860 | 860 | 2012-02-05 19:59 | -9.02 | -9.02 | -9.02 | -9.02 | 0 | 0 | 0 | 0 | 0 | 0 | 0 | 0 | 0 | 0 | 0 | 0 | 0 | 0 | 0 | 0 | 0 | 0 | System Off | 0 | 0
861 | 861 | 2012-02-05 20:59 | -9.37 | -9.37 | -9.37 | -9.37 | 0 | 0 | 0 | 0 | 0 | 0 | 0 | 0 | 0 | 0 | 0 | 0 | 0 | 0 | 0 | 0 | 0 | 0 | System Off | 0 | 0
862 | 862 | 2012-02-05 21:59 | -9.15 | -9.15 | -9.15 | -9.15 | 0 | 0 | 0 | 0 | 0 | 0 | 0 | 0 | 0 | 0 | 0 | 0 | 0 | 0 | 0 | 0 | 0 | 0 | System Off | 0 | 0
863 | 863 | 2012-02-05 22:59 | -8.92 | -8.92 | -8.92 | -8.92 | 0 | 0 | 0 | 0 | 0 | 0 | 0 | 0 | 0 | 0 | 0 | 0 | 0 | 0 | 0 | 0 | 0 | 0 | System Off | 0 | 0
864 | 864 | 2012-02-05 23:59 | -8.7 | -8.7 | -8.7 | -8.7 | 0 | 0 | 0 | 0 | 0 | 0 | 0 | 0 | 0 | 0 | 0 | 0 | 0 | 0 | 0 | 0 | 0 | 0 | System Off | 0 | 0
865 | 865 | 2012-02-06 00:59 | -8.92 | -8.92 | -8.92 | -8.92 | 0 | 0 | 0 | 0 | 0 | 0 | 0 | 0 | 0 | 0 | 0 | 0 | 0 | 0 | 0 | 0 | 0 | 0 | System Off | 0 | 0
866 | 866 | 2012-02-06 01:59 | -9.15 | -9.15 | -9.15 | -9.15 | 0 | 0 | 0 | 0 | 0 | 0 | 0 | 0 | 0 | 0 | 0 | 0 | 0 | 0 | 0 | 0 | 0 | 0 | System Off | 0 | 0
867 | 867 | 2012-02-06 02:59 | -9.37 | -9.37 | -9.37 | -9.37 | 0 | 0 | 0 | 0 | 0 | 0 | 0 | 0 | 0 | 0 | 0 | 0 | 0 | 0 | 0 | 0 | 0 | 0 | System Off | 0 | 0
868 | 868 | 2012-02-06 03:59 | -9.46 | -9.46 | -9.46 | -9.46 | 0 | 0 | 0 | 0 | 0 | 0 | 0 | 0 | 0 | 0 | 0 | 0 | 0 | 0 | 0 | 0 | 0 | 0 | System Off | 0 | 0
869 | 869 | 2012-02-06 04:59 | -9.56 | -9.56 | -9.56 | -9.56 | 0 | 0 | 0 | 0 | 0 | 0 | 0 | 0 | 0 | 0 | 0 | 0 | 0 | 0 | 0 | 0 | 0 | 0 | System Off | 0 | 0
870 | 870 | 2012-02-06 05:59 | -9.65 | -9.65 | -9.65 | -9.65 | 0 | 0 | 0 | 0 | 0 | 0 | 0 | 0 | 0 | 0 | 0 | 0 | 0 | 0 | 0 | 0 | 0 | 0 | System Off | 0 | 0
871 | 871 | 2012-02-06 06:59 | -9.45 | -9.45 | -9.45 | -9.45 | 0 | 0 | 0 | 0 | 0 | 0 | 0 | 0 | 0 | 0 | 0 | 0 | 0 | 0 | 0 | 0 | 0 | 0 | System Off | 0 | 0
872 | 872 | 2012-02-06 07:59 | -9.26 | 9.04 | 9.04 | -9.26 | 1212.53 | 1152.7 | 427.73 | 402 | 15.71 | 1254.17 | 0.98 | 0.92 | 0.9 | 0.42 | 1011.96 | 0 | 0 | 310.71 | 0.7247 | 0.09408 | 0 | 0 | System Off | 1 | 0
873 | 873 | 2012-02-06 08:59 | -9.06 | 17.2 | 17.2 | -9.06 | 1777.57 | 1703.61 | 631.94 | 601 | 15.4 | 1798.84 | 0.98 | 0.95 | 0.93 | 0.62 | 1266.94 | 0 | 0 | 466.35 | 0.76126 | 0.09408 | 0 | 0 | System Off | 1 | 0
874 | 874 | 2012-02-06 09:59 | -7.4 | 26.53 | 26.53 | -7.4 | 2202.06 | 2116.35 | 803.41 | 768 | 14.93 | 2208.4 | 0.96 | 0.96 | 0.94 | 0.77 | 1448.73 | 0 | 0 | 599.55 | 0.80166 | 0.09408 | 0 | 0 | System Off | 1 | 0
875 | 875 | 2012-02-06 10:59 | -5.73 | 31.83 | 31.83 | -5.73 | 2358.37 | 2268.09 | 875.87 | 839 | 14.64 | 2358.86 | 0.94 | 0.96 | 0.94 | 0.82 | 1429.17 | 0 | 0 | 657.44 | 0.82516 | 0.09408 | 0 | 0 | System Off | 1 | 0
876 | 876 | 2012-02-06 11:59 | -4.06 | 32.13 | 32.13 | -4.06 | 2227.83 | 2141.38 | 829.89 | 794 | 14.61 | 2232.47 | 0.93 | 0.96 | 0.94 | 0.77 | 1274.63 | 0 | 0 | 622.39 | 0.82704 | 0.09408 | 0 | 0 | System Off | 1 | 0
877 | 877 | 2012-02-06 12:59 | -4.17 | 28.19 | 28.19 | -4.17 | 1951.68 | 1873.02 | 719.22 | 687 | 14.8 | 1964.46 | 0.95 | 0.95 | 0.93 | 0.68 | 1199.82 | 0 | 0 | 537.26 | 0.80642 | 0.09408 | 0 | 0 | System Off | 1 | 0
878 | 878 | 2012-02-06 13:59 | -4.28 | 21.72 | 21.72 | -4.28 | 1543.19 | 1475.3 | 560.21 | 533 | 15.08 | 1568.11 | 0.95 | 0.94 | 0.92 | 0.53 | 1093.02 | 0 | 0 | 415.32 | 0.77734 | 0.09408 | 0 | 0 | System Off | 1 | 0
879 | 879 | 2012-02-06 14:59 | -4.39 | 10.47 | 10.47 | -4.39 | 859.71 | 807.84 | 309.75 | 289 | 15.49 | 903.55 | 0.94 | 0.89 | 0.88 | 0.29 | 663.61 | 0 | 0 | 223.99 | 0.73246 | 0.09408 | 0 | 0 | System Off | 1 | 0
880 | 880 | 2012-02-06 15:59 | -5.82 | -5.82 | -5.82 | -5.82 | 0 | 0 | 0 | 0 | 0 | 0 | 0 | 0 | 0 | 0 | 0 | 0 | 0 | 0 | 0 | 0 | 0 | 0 | System Off | 0 | 0
881 | 881 | 2012-02-06 16:59 | -7.24 | -7.24 | -7.24 | -7.24 | 0 | 0 | 0 | 0 | 0 | 0 | 0 | 0 | 0 | 0 | 0 | 0 | 0 | 0 | 0 | 0 | 0 | 0 | System Off | 0 | 0
882 | 882 | 2012-02-06 17:59 | -8.66 | -8.66 | -8.66 | -8.66 | 0 | 0 | 0 | 0 | 0 | 0 | 0 | 0 | 0 | 0 | 0 | 0 | 0 | 0 | 0 | 0 | 0 | 0 | System Off | 0 | 0
883 | 883 | 2012-02-06 18:59 | -9.36 | -9.36 | -9.36 | -9.36 | 0 | 0 | 0 | 0 | 0 | 0 | 0 | 0 | 0 | 0 | 0 | 0 | 0 | 0 | 0 | 0 | 0 | 0 | System Off | 0 | 0
884 | 884 | 2012-02-06 19:59 | -10.05 | -10.05 | -10.05 | -10.05 | 0 | 0 | 0 | 0 | 0 | 0 | 0 | 0 | 0 | 0 | 0 | 0 | 0 | 0 | 0 | 0 | 0 | 0 | System Off | 0 | 0
885 | 885 | 2012-02-06 20:59 | -10.75 | -10.75 | -10.75 | -10.75 | 0 | 0 | 0 | 0 | 0 | 0 | 0 | 0 | 0 | 0 | 0 | 0 | 0 | 0 | 0 | 0 | 0 | 0 | System Off | 0 | 0
886 | 886 | 2012-02-06 21:59 | -11.28 | -11.28 | -11.28 | -11.28 | 0 | 0 | 0 | 0 | 0 | 0 | 0 | 0 | 0 | 0 | 0 | 0 | 0 | 0 | 0 | 0 | 0 | 0 | System Off | 0 | 0
887 | 887 | 2012-02-06 22:59 | -11.82 | -11.82 | -11.82 | -11.82 | 0 | 0 | 0 | 0 | 0 | 0 | 0 | 0 | 0 | 0 | 0 | 0 | 0 | 0 | 0 | 0 | 0 | 0 | System Off | 0 | 0
888 | 888 | 2012-02-06 23:59 | -12.35 | -12.35 | -12.35 | -12.35 | 0 | 0 | 0 | 0 | 0 | 0 | 0 | 0 | 0 | 0 | 0 | 0 | 0 | 0 | 0 | 0 | 0 | 0 | System Off | 0 | 0
889 | 889 | 2012-02-07 00:59 | -13.21 | -13.21 | -13.21 | -13.21 | 0 | 0 | 0 | 0 | 0 | 0 | 0 | 0 | 0 | 0 | 0 | 0 | 0 | 0 | 0 | 0 | 0 | 0 | System Off | 0 | 0
890 | 890 | 2012-02-07 01:59 | -14.07 | -14.07 | -14.07 | -14.07 | 0 | 0 | 0 | 0 | 0 | 0 | 0 | 0 | 0 | 0 | 0 | 0 | 0 | 0 | 0 | 0 | 0 | 0 | System Off | 0 | 0
891 | 891 | 2012-02-07 02:59 | -14.93 | -14.93 | -14.93 | -14.93 | 0 | 0 | 0 | 0 | 0 | 0 | 0 | 0 | 0 | 0 | 0 | 0 | 0 | 0 | 0 | 0 | 0 | 0 | System Off | 0 | 0
892 | 892 | 2012-02-07 03:59 | -15.5 | -15.5 | -15.5 | -15.5 | 0 | 0 | 0 | 0 | 0 | 0 | 0 | 0 | 0 | 0 | 0 | 0 | 0 | 0 | 0 | 0 | 0 | 0 | System Off | 0 | 0
893 | 893 | 2012-02-07 04:59 | -16.08 | -16.08 | -16.08 | -16.08 | 0 | 0 | 0 | 0 | 0 | 0 | 0 | 0 | 0 | 0 | 0 | 0 | 0 | 0 | 0 | 0 | 0 | 0 | System Off | 0 | 0
894 | 894 | 2012-02-07 05:59 | -16.65 | -16.65 | -16.65 | -16.65 | 0 | 0 | 0 | 0 | 0 | 0 | 0 | 0 | 0 | 0 | 0 | 0 | 0 | 0 | 0 | 0 | 0 | 0 | System Off | 0 | 0
895 | 895 | 2012-02-07 06:59 | -14.96 | -14.96 | -14.96 | -14.96 | 0 | 0 | 0 | 0 | 0 | 0 | 0 | 0 | 0 | 0 | 0 | 0 | 0 | 0 | 0 | 0 | 0 | 0 | System Off | 0 | 0
896 | 896 | 2012-02-07 07:59 | -13.27 | 5.47 | 5.47 | -13.27 | 1206.74 | 1147.05 | 420.25 | 395 | 15.91 | 1247.98 | 0.98 | 0.92 | 0.9 | 0.41 | 1006.99 | 0 | 0 | 304.5 | 0.71884 | 0.09408 | 0 | 0 | System Off | 1 | 0
897 | 897 | 2012-02-07 08:59 | -11.58 | 16.03 | 16.03 | -11.58 | 1762.78 | 1689.22 | 624.28 | 594 | 15.46 | 1784.72 | 0.98 | 0.95 | 0.93 | 0.61 | 1256.23 | 0 | 0 | 460.61 | 0.74544 | 0.09408 | 0 | 0 | System Off | 1 | 0
898 | 898 | 2012-02-07 09:59 | -9.87 | 24.23 | 24.23 | -9.87 | 2260.68 | 2173.27 | 817.12 | 781 | 15.08 | 2265.75 | 0.97 | 0.96 | 0.94 | 0.79 | 1487.69 | 0 | 0 | 608.59 | 0.78911 | 0.09408 | 0 | 0 | System Off | 1 | 0
899 | 899 | 2012-02-07 10:59 | -8.16 | 26.65 | 26.65 | -8.16 | 2421.01 | 2328.87 | 881.01 | 843 | 14.96 | 2420.59 | 0.95 | 0.96 | 0.94 | 0.84 | 1467.46 | 0 | 0 | 657.9 | 0.81064 | 0.09408 | 0 | 0 | System Off | 1 | 0
900 | 900 | 2012-02-07 11:59 | -6.45 | 25.19 | 25.19 | -6.45 | 2326.59 | 2237.25 | 843.04 | 807 | 15.02 | 2329.11 | 0.96 | 0.96 | 0.94 | 0.81 | 1331.7 | 0 | 0 | 629.33 | 0.81426 | 0.09408 | 0 | 0 | System Off | 1 | 0
901 | 901 | 2012-02-07 12:59 | -6.47 | 12.58 | 12.58 | -6.47 | 1480.03 | 1413.73 | 521.06 | 494 | 15.6 | 1508.46 | 0.98 | 0.94 | 0.92 | 0.51 | 905.61 | 0 | 0 | 382.34 | 0.75698 | 0.09408 | 0 | 0 | System Off | 1 | 0
902 | 902 | 2012-02-07 13:59 | -6.49 | 5.17 | 5.17 | -6.49 | 936.56 | 883.01 | 326.79 | 308 | 15.84 | 971.47 | 0.98 | 0.91 | 0.89 | 0.32 | 654.2 | 0 | 0 | 237.66 | 0.74216 | 0.09408 | 0 | 0 | System Off | 1 | 0
903 | 903 | 2012-02-07 14:59 | -6.51 | -3.62 | -3.62 | -6.51 | 231.88 | 192.5 | 83.16 | 77 | 15.68 | 254.87 | 0.84 | 0.76 | 0.74 | 0.07 | 158.13 | 0 | 0 | 59.53 | 0.7007 | 0.09408 | 0 | 0 | System Off | 1 | 0
904 | 904 | 2012-02-07 15:59 | -6.84 | -6.7 | -6.7 | -6.84 | 8.96 | 0 | 3.99 | 3 | 15.56 | 12.36 | 0 | 0 | 0 | 0 | 0 | 0 | 0 | 2.32 | 0.68568 | 0.09408 | 0 | 0 | System Off | 0 | 0
905 | 905 | 2012-02-07 16:59 | -7.17 | -7.17 | -7.17 | -7.17 | 0 | 0 | 0 | 0 | 0 | 0 | 0 | 0 | 0 | 0 | 0 | 0 | 0 | 0 | 0 | 0 | 0 | 0 | System Off | 0 | 0
906 | 906 | 2012-02-07 17:59 | -7.49 | -7.49 | -7.49 | -7.49 | 0 | 0 | 0 | 0 | 0 | 0 | 0 | 0 | 0 | 0 | 0 | 0 | 0 | 0 | 0 | 0 | 0 | 0 | System Off | 0 | 0
907 | 907 | 2012-02-07 18:59 | -7.65 | -7.65 | -7.65 | -7.65 | 0 | 0 | 0 | 0 | 0 | 0 | 0 | 0 | 0 | 0 | 0 | 0 | 0 | 0 | 0 | 0 | 0 | 0 | System Off | 0 | 0
908 | 908 | 2012-02-07 19:59 | -7.8 | -7.8 | -7.8 | -7.8 | 0 | 0 | 0 | 0 | 0 | 0 | 0 | 0 | 0 | 0 | 0 | 0 | 0 | 0 | 0 | 0 | 0 | 0 | System Off | 0 | 0
909 | 909 | 2012-02-07 20:59 | -7.96 | -7.96 | -7.96 | -7.96 | 0 | 0 | 0 | 0 | 0 | 0 | 0 | 0 | 0 | 0 | 0 | 0 | 0 | 0 | 0 | 0 | 0 | 0 | System Off | 0 | 0
910 | 910 | 2012-02-07 21:59 | -7.94 | -7.94 | -7.94 | -7.94 | 0 | 0 | 0 | 0 | 0 | 0 | 0 | 0 | 0 | 0 | 0 | 0 | 0 | 0 | 0 | 0 | 0 | 0 | System Off | 0 | 0
911 | 911 | 2012-02-07 22:59 | -7.92 | -7.92 | -7.92 | -7.92 | 0 | 0 | 0 | 0 | 0 | 0 | 0 | 0 | 0 | 0 | 0 | 0 | 0 | 0 | 0 | 0 | 0 | 0 | System Off | 0 | 0
912 | 912 | 2012-02-07 23:59 | -7.9 | -7.9 | -7.9 | -7.9 | 0 | 0 | 0 | 0 | 0 | 0 | 0 | 0 | 0 | 0 | 0 | 0 | 0 | 0 | 0 | 0 | 0 | 0 | System Off | 0 | 0
913 | 913 | 2012-02-08 00:59 | -7.87 | -7.87 | -7.87 | -7.87 | 0 | 0 | 0 | 0 | 0 | 0 | 0 | 0 | 0 | 0 | 0 | 0 | 0 | 0 | 0 | 0 | 0 | 0 | System Off | 0 | 0
914 | 914 | 2012-02-08 01:59 | -7.85 | -7.85 | -7.85 | -7.85 | 0 | 0 | 0 | 0 | 0 | 0 | 0 | 0 | 0 | 0 | 0 | 0 | 0 | 0 | 0 | 0 | 0 | 0 | System Off | 0 | 0
915 | 915 | 2012-02-08 02:59 | -7.82 | -7.82 | -7.82 | -7.82 | 0 | 0 | 0 | 0 | 0 | 0 | 0 | 0 | 0 | 0 | 0 | 0 | 0 | 0 | 0 | 0 | 0 | 0 | System Off | 0 | 0
916 | 916 | 2012-02-08 03:59 | -7.94 | -7.94 | -7.94 | -7.94 | 0 | 0 | 0 | 0 | 0 | 0 | 0 | 0 | 0 | 0 | 0 | 0 | 0 | 0 | 0 | 0 | 0 | 0 | System Off | 0 | 0
917 | 917 | 2012-02-08 04:59 | -8.05 | -8.05 | -8.05 | -8.05 | 0 | 0 | 0 | 0 | 0 | 0 | 0 | 0 | 0 | 0 | 0 | 0 | 0 | 0 | 0 | 0 | 0 | 0 | System Off | 0 | 0
918 | 918 | 2012-02-08 05:59 | -8.17 | -8.17 | -8.17 | -8.17 | 0 | 0 | 0 | 0 | 0 | 0 | 0 | 0 | 0 | 0 | 0 | 0 | 0 | 0 | 0 | 0 | 0 | 0 | System Off | 0 | 0
919 | 919 | 2012-02-08 06:59 | -7.82 | -7.82 | -7.82 | -7.82 | 0 | 0 | 0 | 0 | 0 | 0 | 0 | 0 | 0 | 0 | 0 | 0 | 0 | 0 | 0 | 0 | 0 | 0 | System Off | 0 | 0
920 | 920 | 2012-02-08 07:59 | -7.47 | 2.39 | 2.39 | -7.47 | 684.54 | 636.37 | 240.22 | 225 | 15.85 | 721.1 | 0.96 | 0.88 | 0.86 | 0.23 | 558.67 | 0 | 0 | 173.6 | 0.72167 | 0.09408 | 0 | 0 | System Off | 1 | 0
921 | 921 | 2012-02-08 08:59 | -7.11 | 16.87 | 16.87 | -7.11 | 1675.09 | 1603.82 | 596.22 | 567 | 15.39 | 1699.28 | 0.97 | 0.94 | 0.92 | 0.58 | 1192.73 | 0 | 0 | 440.07 | 0.76655 | 0.09408 | 0 | 0 | System Off | 1 | 0
922 | 922 | 2012-02-08 09:59 | -5.85 | 26.04 | 26.04 | -5.85 | 2131.52 | 2047.83 | 777.52 | 743 | 14.94 | 2141.24 | 0.95 | 0.96 | 0.93 | 0.74 | 1401.82 | 0 | 0 | 579.97 | 0.80636 | 0.09408 | 0 | 0 | System Off | 1 | 0
923 | 923 | 2012-02-08 10:59 | -4.59 | 30.28 | 30.28 | -4.59 | 2252.2 | 2165.04 | 833.4 | 797 | 14.72 | 2258.06 | 0.94 | 0.96 | 0.94 | 0.78 | 1364.24 | 0 | 0 | 623.91 | 0.82419 | 0.09408 | 0 | 0 | System Off | 1 | 0
924 | 924 | 2012-02-08 11:59 | -3.32 | 31.98 | 31.98 | -3.32 | 2219.11 | 2132.91 | 826.52 | 790 | 14.63 | 2224.72 | 0.93 | 0.96 | 0.94 | 0.77 | 1269.59 | 0 | 0 | 619.12 | 0.83076 | 0.09408 | 0 | 0 | System Off | 1 | 0
925 | 925 | 2012-02-08 12:59 | -2.87 | 27.84 | 27.84 | -2.87 | 1964.56 | 1885.54 | 722.92 | 690 | 14.83 | 1977.18 | 0.94 | 0.95 | 0.93 | 0.68 | 1207.84 | 0 | 0 | 539.38 | 0.81471 | 0.09408 | 0 | 0 | System Off | 1 | 0
926 | 926 | 2012-02-08 13:59 | -2.42 | 21.56 | 21.56 | -2.42 | 1564.5 | 1496.07 | 567.33 | 540 | 15.09 | 1589.02 | 0.95 | 0.94 | 0.92 | 0.54 | 1108.4 | 0 | 0 | 420.72 | 0.78954 | 0.09408 | 0 | 0 | System Off | 1 | 0
927 | 927 | 2012-02-08 14:59 | -1.96 | 11.39 | 11.39 | -1.96 | 878.58 | 826.3 | 317.23 | 296 | 15.46 | 922.35 | 0.95 | 0.9 | 0.88 | 0.3 | 678.78 | 0 | 0 | 229.52 | 0.74761 | 0.09408 | 0 | 0 | System Off | 1 | 0
928 | 928 | 2012-02-08 15:59 | -3.95 | -2.77 | -2.77 | -3.95 | 69.15 | 32.66 | 27.52 | 24 | 15.01 | 84.11 | 0.36 | 0.39 | 0.38 | 0.01 | 27.47 | 0 | 0 | 18.72 | 0.70556 | 0.09408 | 0 | 0 | System Off | 0 | 0
929 | 929 | 2012-02-08 16:59 | -5.94 | -5.94 | -5.94 | -5.94 | 0 | 0 | 0 | 0 | 0 | 0 | 0 | 0 | 0 | 0 | 0 | 0 | 0 | 0 | 0 | 0 | 0 | 0 | System Off | 0 | 0
930 | 930 | 2012-02-08 17:59 | -7.93 | -7.93 | -7.93 | -7.93 | 0 | 0 | 0 | 0 | 0 | 0 | 0 | 0 | 0 | 0 | 0 | 0 | 0 | 0 | 0 | 0 | 0 | 0 | System Off | 0 | 0
931 | 931 | 2012-02-08 18:59 | -8.25 | -8.25 | -8.25 | -8.25 | 0 | 0 | 0 | 0 | 0 | 0 | 0 | 0 | 0 | 0 | 0 | 0 | 0 | 0 | 0 | 0 | 0 | 0 | System Off | 0 | 0
932 | 932 | 2012-02-08 19:59 | -8.56 | -8.56 | -8.56 | -8.56 | 0 | 0 | 0 | 0 | 0 | 0 | 0 | 0 | 0 | 0 | 0 | 0 | 0 | 0 | 0 | 0 | 0 | 0 | System Off | 0 | 0
933 | 933 | 2012-02-08 20:59 | -8.88 | -8.88 | -8.88 | -8.88 | 0 | 0 | 0 | 0 | 0 | 0 | 0 | 0 | 0 | 0 | 0 | 0 | 0 | 0 | 0 | 0 | 0 | 0 | System Off | 0 | 0
934 | 934 | 2012-02-08 21:59 | -9.08 | -9.08 | -9.08 | -9.08 | 0 | 0 | 0 | 0 | 0 | 0 | 0 | 0 | 0 | 0 | 0 | 0 | 0 | 0 | 0 | 0 | 0 | 0 | System Off | 0 | 0
935 | 935 | 2012-02-08 22:59 | -9.29 | -9.29 | -9.29 | -9.29 | 0 | 0 | 0 | 0 | 0 | 0 | 0 | 0 | 0 | 0 | 0 | 0 | 0 | 0 | 0 | 0 | 0 | 0 | System Off | 0 | 0
936 | 936 | 2012-02-08 23:59 | -9.49 | -9.49 | -9.49 | -9.49 | 0 | 0 | 0 | 0 | 0 | 0 | 0 | 0 | 0 | 0 | 0 | 0 | 0 | 0 | 0 | 0 | 0 | 0 | System Off | 0 | 0
937 | 937 | 2012-02-09 00:59 | -9.29 | -9.29 | -9.29 | -9.29 | 0 | 0 | 0 | 0 | 0 | 0 | 0 | 0 | 0 | 0 | 0 | 0 | 0 | 0 | 0 | 0 | 0 | 0 | System Off | 0 | 0
938 | 938 | 2012-02-09 01:59 | -9.08 | -9.08 | -9.08 | -9.08 | 0 | 0 | 0 | 0 | 0 | 0 | 0 | 0 | 0 | 0 | 0 | 0 | 0 | 0 | 0 | 0 | 0 | 0 | System Off | 0 | 0
939 | 939 | 2012-02-09 02:59 | -8.88 | -8.88 | -8.88 | -8.88 | 0 | 0 | 0 | 0 | 0 | 0 | 0 | 0 | 0 | 0 | 0 | 0 | 0 | 0 | 0 | 0 | 0 | 0 | System Off | 0 | 0
940 | 940 | 2012-02-09 03:59 | -9.52 | -9.52 | -9.52 | -9.52 | 0 | 0 | 0 | 0 | 0 | 0 | 0 | 0 | 0 | 0 | 0 | 0 | 0 | 0 | 0 | 0 | 0 | 0 | System Off | 0 | 0
941 | 941 | 2012-02-09 04:59 | -10.17 | -10.17 | -10.17 | -10.17 | 0 | 0 | 0 | 0 | 0 | 0 | 0 | 0 | 0 | 0 | 0 | 0 | 0 | 0 | 0 | 0 | 0 | 0 | System Off | 0 | 0
942 | 942 | 2012-02-09 05:59 | -10.81 | -10.81 | -10.81 | -10.81 | 0 | 0 | 0 | 0 | 0 | 0 | 0 | 0 | 0 | 0 | 0 | 0 | 0 | 0 | 0 | 0 | 0 | 0 | System Off | 0 | 0
943 | 943 | 2012-02-09 06:59 | -9.13 | -9.13 | -9.13 | -9.13 | 0 | 0 | 0 | 0 | 0 | 0 | 0 | 0 | 0 | 0 | 0 | 0 | 0 | 0 | 0 | 0 | 0 | 0 | System Off | 0 | 0
944 | 944 | 2012-02-09 07:59 | -7.45 | -4.62 | -4.62 | -7.45 | 182.37 | 143.89 | 65.63 | 61 | 15.57 | 201.83 | 0.76 | 0.71 | 0.7 | 0.05 | 126.32 | 0 | 0 | 47.23 | 0.69263 | 0.09408 | 0 | 0 | System Off | 1 | 0
945 | 945 | 2012-02-09 08:59 | -5.77 | -4.14 | -4.14 | -5.77 | 106.19 | 69.06 | 39.17 | 36 | 15.36 | 120.25 | 0.51 | 0.57 | 0.56 | 0.02 | 51.36 | 0 | 0 | 27.95 | 0.69753 | 0.09408 | 0 | 0 | System Off | 0 | 0
946 | 946 | 2012-02-09 09:59 | -4.15 | -1.73 | -1.73 | -4.15 | 161.46 | 123.35 | 59.21 | 55 | 15.29 | 180.28 | 0.68 | 0.68 | 0.67 | 0.04 | 84.44 | 0 | 0 | 42.74 | 0.71003 | 0.09408 | 0 | 0 | System Off | 1 | 0
947 | 947 | 2012-02-09 10:59 | -2.52 | 8.68 | 8.68 | -2.52 | 777.21 | 727.1 | 277.79 | 261 | 15.51 | 815.56 | 0.94 | 0.89 | 0.87 | 0.26 | 458.16 | 0 | 0 | 202.25 | 0.73808 | 0.09408 | 0 | 0 | System Off | 1 | 0
948 | 948 | 2012-02-09 11:59 | -0.89 | 0.74 | 0.74 | -0.89 | 109.05 | 71.87 | 40.99 | 38 | 14.95 | 123.75 | 0.73 | 0.58 | 0.57 | 0.03 | 42.78 | 0 | 0 | 29.66 | 0.72541 | 0.09408 | 0 | 0 | System Off | 0 | 0
949 | 949 | 2012-02-09 12:59 | -0.84 | 1.39 | 1.39 | -0.84 | 156.84 | 118.81 | 58.29 | 54 | 15.13 | 175.6 | 0.69 | 0.68 | 0.66 | 0.04 | 76.11 | 0 | 0 | 42.05 | 0.72862 | 0.09408 | 0 | 0 | System Off | 1 | 0
950 | 950 | 2012-02-09 13:59 | -0.79 | 0.19 | 0.19 | -0.79 | 69.2 | 32.71 | 26.41 | 24 | 15.02 | 79.9 | 0.38 | 0.41 | 0.4 | 0.01 | 24.24 | 0 | 0 | 18.72 | 0.72339 | 0.09408 | 0 | 0 | System Off | 0 | 0
951 | 951 | 2012-02-09 14:59 | -0.74 | 0.95 | 0.95 | -0.74 | 126.63 | 89.13 | 47.36 | 44 | 14.99 | 142.89 | 0.63 | 0.62 | 0.61 | 0.03 | 73.22 | 0 | 0 | 34.32 | 0.72737 | 0.09408 | 0 | 0 | System Off | 1 | 0
952 | 952 | 2012-02-09 15:59 | -1.42 | -1.15 | -1.15 | -1.42 | 18.19 | 0 | 7.29 | 6 | 15.79 | 22.14 | 0 | 0 | 0 | 0 | 0 | 0 | 0 | 4.63 | 0.71651 | 0.09408 | 0 | 0 | System Off | 0 | 0
953 | 953 | 2012-02-09 16:59 | -2.09 | -2.09 | -2.09 | -2.09 | 0 | 0 | 0 | 0 | 0 | 0 | 0 | 0 | 0 | 0 | 0 | 0 | 0 | 0 | 0 | 0 | 0 | 0 | System Off | 0 | 0
954 | 954 | 2012-02-09 17:59 | -2.76 | -2.76 | -2.76 | -2.76 | 0 | 0 | 0 | 0 | 0 | 0 | 0 | 0 | 0 | 0 | 0 | 0 | 0 | 0 | 0 | 0 | 0 | 0 | System Off | 0 | 0
955 | 955 | 2012-02-09 18:59 | -3.75 | -3.75 | -3.75 | -3.75 | 0 | 0 | 0 | 0 | 0 | 0 | 0 | 0 | 0 | 0 | 0 | 0 | 0 | 0 | 0 | 0 | 0 | 0 | System Off | 0 | 0
956 | 956 | 2012-02-09 19:59 | -4.75 | -4.75 | -4.75 | -4.75 | 0 | 0 | 0 | 0 | 0 | 0 | 0 | 0 | 0 | 0 | 0 | 0 | 0 | 0 | 0 | 0 | 0 | 0 | System Off | 0 | 0
957 | 957 | 2012-02-09 20:59 | -5.74 | -5.74 | -5.74 | -5.74 | 0 | 0 | 0 | 0 | 0 | 0 | 0 | 0 | 0 | 0 | 0 | 0 | 0 | 0 | 0 | 0 | 0 | 0 | System Off | 0 | 0
958 | 958 | 2012-02-09 21:59 | -5.76 | -5.76 | -5.76 | -5.76 | 0 | 0 | 0 | 0 | 0 | 0 | 0 | 0 | 0 | 0 | 0 | 0 | 0 | 0 | 0 | 0 | 0 | 0 | System Off | 0 | 0
959 | 959 | 2012-02-09 22:59 | -5.77 | -5.77 | -5.77 | -5.77 | 0 | 0 | 0 | 0 | 0 | 0 | 0 | 0 | 0 | 0 | 0 | 0 | 0 | 0 | 0 | 0 | 0 | 0 | System Off | 0 | 0
960 | 960 | 2012-02-09 23:59 | -5.79 | -5.79 | -5.79 | -5.79 | 0 | 0 | 0 | 0 | 0 | 0 | 0 | 0 | 0 | 0 | 0 | 0 | 0 | 0 | 0 | 0 | 0 | 0 | System Off | 0 | 0
961 | 961 | 2012-02-10 00:59 | -6.06 | -6.06 | -6.06 | -6.06 | 0 | 0 | 0 | 0 | 0 | 0 | 0 | 0 | 0 | 0 | 0 | 0 | 0 | 0 | 0 | 0 | 0 | 0 | System Off | 0 | 0
962 | 962 | 2012-02-10 01:59 | -6.33 | -6.33 | -6.33 | -6.33 | 0 | 0 | 0 | 0 | 0 | 0 | 0 | 0 | 0 | 0 | 0 | 0 | 0 | 0 | 0 | 0 | 0 | 0 | System Off | 0 | 0
963 | 963 | 2012-02-10 02:59 | -6.6 | -6.6 | -6.6 | -6.6 | 0 | 0 | 0 | 0 | 0 | 0 | 0 | 0 | 0 | 0 | 0 | 0 | 0 | 0 | 0 | 0 | 0 | 0 | System Off | 0 | 0
964 | 964 | 2012-02-10 03:59 | -6.59 | -6.59 | -6.59 | -6.59 | 0 | 0 | 0 | 0 | 0 | 0 | 0 | 0 | 0 | 0 | 0 | 0 | 0 | 0 | 0 | 0 | 0 | 0 | System Off | 0 | 0
965 | 965 | 2012-02-10 04:59 | -6.58 | -6.58 | -6.58 | -6.58 | 0 | 0 | 0 | 0 | 0 | 0 | 0 | 0 | 0 | 0 | 0 | 0 | 0 | 0 | 0 | 0 | 0 | 0 | System Off | 0 | 0
966 | 966 | 2012-02-10 05:59 | -6.57 | -6.57 | -6.57 | -6.57 | 0 | 0 | 0 | 0 | 0 | 0 | 0 | 0 | 0 | 0 | 0 | 0 | 0 | 0 | 0 | 0 | 0 | 0 | System Off | 0 | 0
967 | 967 | 2012-02-10 06:59 | -6.31 | -6.31 | -6.31 | -6.31 | 0 | 0 | 0 | 0 | 0 | 0 | 0 | 0 | 0 | 0 | 0 | 0 | 0 | 0 | 0 | 0 | 0 | 0 | System Off | 0 | 0
968 | 968 | 2012-02-10 07:59 | -6.06 | 8.86 | 8.86 | -6.06 | 1016.26 | 960.94 | 360.13 | 338 | 15.66 | 1056.65 | 0.97 | 0.91 | 0.89 | 0.35 | 843.61 | 0 | 0 | 261.41 | 0.73157 | 0.09408 | 0 | 0 | System Off | 1 | 0
969 | 969 | 2012-02-10 08:59 | -5.8 | 16.37 | 16.37 | -5.8 | 1564.21 | 1495.79 | 557.24 | 529 | 15.4 | 1591.04 | 0.97 | 0.94 | 0.92 | 0.54 | 1112.39 | 0 | 0 | 410.5 | 0.76735 | 0.09408 | 0 | 0 | System Off | 1 | 0
970 | 970 | 2012-02-10 09:59 | -5.12 | 25.14 | 25.14 | -5.12 | 2058.16 | 1976.54 | 749.47 | 715 | 14.99 | 2071.03 | 0.95 | 0.95 | 0.93 | 0.71 | 1353.03 | 0 | 0 | 557.75 | 0.80554 | 0.09408 | 0 | 0 | System Off | 1 | 0
971 | 971 | 2012-02-10 10:59 | -4.44 | 30.06 | 30.06 | -4.44 | 2279.69 | 2191.73 | 842.56 | 805 | 14.75 | 2284.85 | 0.94 | 0.96 | 0.94 | 0.79 | 1381.05 | 0 | 0 | 629.92 | 0.82651 | 0.09408 | 0 | 0 | System Off | 1 | 0
972 | 972 | 2012-02-10 11:59 | -3.76 | 30.44 | 30.44 | -3.76 | 2222.04 | 2135.75 | 822.98 | 787 | 14.71 | 2228.42 | 0.94 | 0.96 | 0.94 | 0.77 | 1271.28 | 0 | 0 | 616.18 | 0.8274 | 0.09408 | 0 | 0 | System Off | 1 | 0
973 | 973 | 2012-02-10 12:59 | -3.46 | 26.12 | 26.12 | -3.46 | 1969.03 | 1889.89 | 720.04 | 687 | 14.93 | 1982.33 | 0.94 | 0.95 | 0.93 | 0.68 | 1210.63 | 0 | 0 | 536.36 | 0.81046 | 0.09408 | 0 | 0 | System Off | 1 | 0
974 | 974 | 2012-02-10 13:59 | -3.16 | 19.95 | 19.95 | -3.16 | 1579.19 | 1510.39 | 569.13 | 541 | 15.2 | 1603.65 | 0.97 | 0.94 | 0.92 | 0.55 | 1119.02 | 0 | 0 | 420.88 | 0.78521 | 0.09408 | 0 | 0 | System Off | 1 | 0
975 | 975 | 2012-02-10 14:59 | -2.85 | 10.78 | 10.78 | -2.85 | 945.12 | 891.38 | 339.47 | 317 | 15.53 | 989.18 | 0.94 | 0.9 | 0.88 | 0.32 | 732.24 | 0 | 0 | 245.59 | 0.74623 | 0.09408 | 0 | 0 | System Off | 1 | 0
976 | 976 | 2012-02-10 15:59 | -4.42 | -2.15 | -2.15 | -4.42 | 141.11 | 103.36 | 55.73 | 48 | 15.31 | 169.95 | 0.72 | 0.61 | 0.6 | 0.04 | 86.94 | 0 | 0 | 37.29 | 0.70725 | 0.09408 | 0 | 0 | System Off | 1 | 0
977 | 977 | 2012-02-10 16:59 | -5.98 | -5.98 | -5.98 | -5.98 | 0 | 0 | 0 | 0 | 0 | 0 | 0 | 0 | 0 | 0 | 0 | 0 | 0 | 0 | 0 | 0 | 0 | 0 | System Off | 0 | 0
978 | 978 | 2012-02-10 17:59 | -7.54 | -7.54 | -7.54 | -7.54 | 0 | 0 | 0 | 0 | 0 | 0 | 0 | 0 | 0 | 0 | 0 | 0 | 0 | 0 | 0 | 0 | 0 | 0 | System Off | 0 | 0
979 | 979 | 2012-02-10 18:59 | -8.11 | -8.11 | -8.11 | -8.11 | 0 | 0 | 0 | 0 | 0 | 0 | 0 | 0 | 0 | 0 | 0 | 0 | 0 | 0 | 0 | 0 | 0 | 0 | System Off | 0 | 0
980 | 980 | 2012-02-10 19:59 | -8.68 | -8.68 | -8.68 | -8.68 | 0 | 0 | 0 | 0 | 0 | 0 | 0 | 0 | 0 | 0 | 0 | 0 | 0 | 0 | 0 | 0 | 0 | 0 | System Off | 0 | 0
981 | 981 | 2012-02-10 20:59 | -9.25 | -9.25 | -9.25 | -9.25 | 0 | 0 | 0 | 0 | 0 | 0 | 0 | 0 | 0 | 0 | 0 | 0 | 0 | 0 | 0 | 0 | 0 | 0 | System Off | 0 | 0
982 | 982 | 2012-02-10 21:59 | -9.73 | -9.73 | -9.73 | -9.73 | 0 | 0 | 0 | 0 | 0 | 0 | 0 | 0 | 0 | 0 | 0 | 0 | 0 | 0 | 0 | 0 | 0 | 0 | System Off | 0 | 0
983 | 983 | 2012-02-10 22:59 | -10.21 | -10.21 | -10.21 | -10.21 | 0 | 0 | 0 | 0 | 0 | 0 | 0 | 0 | 0 | 0 | 0 | 0 | 0 | 0 | 0 | 0 | 0 | 0 | System Off | 0 | 0
984 | 984 | 2012-02-10 23:59 | -10.69 | -10.69 | -10.69 | -10.69 | 0 | 0 | 0 | 0 | 0 | 0 | 0 | 0 | 0 | 0 | 0 | 0 | 0 | 0 | 0 | 0 | 0 | 0 | System Off | 0 | 0
985 | 985 | 2012-02-11 00:59 | -11.2 | -11.2 | -11.2 | -11.2 | 0 | 0 | 0 | 0 | 0 | 0 | 0 | 0 | 0 | 0 | 0 | 0 | 0 | 0 | 0 | 0 | 0 | 0 | System Off | 0 | 0
986 | 986 | 2012-02-11 01:59 | -11.72 | -11.72 | -11.72 | -11.72 | 0 | 0 | 0 | 0 | 0 | 0 | 0 | 0 | 0 | 0 | 0 | 0 | 0 | 0 | 0 | 0 | 0 | 0 | System Off | 0 | 0
987 | 987 | 2012-02-11 02:59 | -12.23 | -12.23 | -12.23 | -12.23 | 0 | 0 | 0 | 0 | 0 | 0 | 0 | 0 | 0 | 0 | 0 | 0 | 0 | 0 | 0 | 0 | 0 | 0 | System Off | 0 | 0
988 | 988 | 2012-02-11 03:59 | -12.7 | -12.7 | -12.7 | -12.7 | 0 | 0 | 0 | 0 | 0 | 0 | 0 | 0 | 0 | 0 | 0 | 0 | 0 | 0 | 0 | 0 | 0 | 0 | System Off | 0 | 0
989 | 989 | 2012-02-11 04:59 | -13.18 | -13.18 | -13.18 | -13.18 | 0 | 0 | 0 | 0 | 0 | 0 | 0 | 0 | 0 | 0 | 0 | 0 | 0 | 0 | 0 | 0 | 0 | 0 | System Off | 0 | 0
990 | 990 | 2012-02-11 05:59 | -13.65 | -13.65 | -13.65 | -13.65 | 0 | 0 | 0 | 0 | 0 | 0 | 0 | 0 | 0 | 0 | 0 | 0 | 0 | 0 | 0 | 0 | 0 | 0 | System Off | 0 | 0
991 | 991 | 2012-02-11 06:59 | -12.18 | -12.18 | -12.18 | -12.18 | 0 | 0 | 0 | 0 | 0 | 0 | 0 | 0 | 0 | 0 | 0 | 0 | 0 | 0 | 0 | 0 | 0 | 0 | System Off | 0 | 0
992 | 992 | 2012-02-11 07:59 | -10.71 | 8.11 | 8.11 | -10.71 | 1258.3 | 1197.39 | 441.56 | 415 | 15.79 | 1298.99 | 0.97 | 0.92 | 0.9 | 0.43 | 1051.19 | 0 | 0 | 320.41 | 0.73708 | 0.09408 | 0 | 0 | System Off | 1 | 0
993 | 993 | 2012-02-11 08:59 | -9.24 | 16.99 | 16.99 | -9.24 | 1796.37 | 1721.91 | 638.05 | 607 | 15.41 | 1817.66 | 0.97 | 0.95 | 0.93 | 0.62 | 1280.55 | 0 | 0 | 470.95 | 0.76127 | 0.09408 | 0 | 0 | System Off | 1 | 0
994 | 994 | 2012-02-11 09:59 | -7.78 | 25.81 | 25.81 | -7.78 | 2218.88 | 2132.68 | 807.6 | 772 | 14.97 | 2225.98 | 0.95 | 0.96 | 0.94 | 0.77 | 1459.91 | 0 | 0 | 602.39 | 0.80006 | 0.09408 | 0 | 0 | System Off | 1 | 0
995 | 995 | 2012-02-11 10:59 | -6.31 | 29.97 | 29.97 | -6.31 | 2337.49 | 2247.83 | 862.83 | 825 | 14.76 | 2340.55 | 0.94 | 0.96 | 0.94 | 0.81 | 1416.4 | 0 | 0 | 645.51 | 0.81887 | 0.09408 | 0 | 0 | System Off | 1 | 0
996 | 996 | 2012-02-11 11:59 | -4.84 | 29.68 | 29.68 | -4.84 | 2196.96 | 2111.4 | 811.81 | 776 | 14.75 | 2204.67 | 0.94 | 0.96 | 0.94 | 0.76 | 1256.78 | 0 | 0 | 607.26 | 0.81878 | 0.09408 | 0 | 0 | System Off | 1 | 0
997 | 997 | 2012-02-11 12:59 | -4.53 | 25.52 | 25.52 | -4.53 | 1989.17 | 1909.47 | 725.57 | 693 | 14.95 | 2002.06 | 0.95 | 0.95 | 0.93 | 0.69 | 1223.17 | 0 | 0 | 540.89 | 0.80512 | 0.09408 | 0 | 0 | System Off | 1 | 0
998 | 998 | 2012-02-11 13:59 | -4.21 | 19.6 | 19.6 | -4.21 | 1642.15 | 1571.74 | 590.08 | 562 | 15.22 | 1664.88 | 0.97 | 0.94 | 0.92 | 0.57 | 1164.46 | 0 | 0 | 437.13 | 0.78282 | 0.09408 | 0 | 0 | System Off | 1 | 0
999 | 999 | 2012-02-11 14:59 | -3.89 | 9.94 | 9.94 | -3.89 | 984.23 | 929.62 | 351.83 | 329 | 15.58 | 1028.28 | 0.97 | 0.9 | 0.88 | 0.34 | 763.66 | 0 | 0 | 254.71 | 0.74239 | 0.09408 | 0 | 0 | System Off | 1 | 0
1000 | 1000 | 2012-02-11 15:59 | -5.53 | -2.65 | -2.65 | -5.53 | 178.73 | 140.31 | 70.14 | 60 | 15.51 | 214.25 | 0.71 | 0.65 | 0.64 | 0.05 | 118.02 | 0 | 0 | 46.49 | 0.70316 | 0.09408 | 0 | 0 | System Off | 1 | 0
1001 | 1001 | 2012-02-11 16:59 | -7.16 | -7.16 | -7.16 | -7.16 | 0 | 0 | 0 | 0 | 0 | 0 | 0 | 0 | 0 | 0 | 0 | 0 | 0 | 0 | 0 | 0 | 0 | 0 | System Off | 0 | 0
1002 | 1002 | 2012-02-11 17:59 | -8.79 | -8.79 | -8.79 | -8.79 | 0 | 0 | 0 | 0 | 0 | 0 | 0 | 0 | 0 | 0 | 0 | 0 | 0 | 0 | 0 | 0 | 0 | 0 | System Off | 0 | 0
1003 | 1003 | 2012-02-11 18:59 | -9.57 | -9.57 | -9.57 | -9.57 | 0 | 0 | 0 | 0 | 0 | 0 | 0 | 0 | 0 | 0 | 0 | 0 | 0 | 0 | 0 | 0 | 0 | 0 | System Off | 0 | 0
1004 | 1004 | 2012-02-11 19:59 | -10.36 | -10.36 | -10.36 | -10.36 | 0 | 0 | 0 | 0 | 0 | 0 | 0 | 0 | 0 | 0 | 0 | 0 | 0 | 0 | 0 | 0 | 0 | 0 | System Off | 0 | 0
1005 | 1005 | 2012-02-11 20:59 | -11.14 | -11.14 | -11.14 | -11.14 | 0 | 0 | 0 | 0 | 0 | 0 | 0 | 0 | 0 | 0 | 0 | 0 | 0 | 0 | 0 | 0 | 0 | 0 | System Off | 0 | 0
1006 | 1006 | 2012-02-11 21:59 | -11.42 | -11.42 | -11.42 | -11.42 | 0 | 0 | 0 | 0 | 0 | 0 | 0 | 0 | 0 | 0 | 0 | 0 | 0 | 0 | 0 | 0 | 0 | 0 | System Off | 0 | 0
1007 | 1007 | 2012-02-11 22:59 | -11.71 | -11.71 | -11.71 | -11.71 | 0 | 0 | 0 | 0 | 0 | 0 | 0 | 0 | 0 | 0 | 0 | 0 | 0 | 0 | 0 | 0 | 0 | 0 | System Off | 0 | 0
1008 | 1008 | 2012-02-11 23:59 | -11.99 | -11.99 | -11.99 | -11.99 | 0 | 0 | 0 | 0 | 0 | 0 | 0 | 0 | 0 | 0 | 0 | 0 | 0 | 0 | 0 | 0 | 0 | 0 | System Off | 0 | 0
1009 | 1009 | 2012-02-12 00:59 | -11.69 | -11.69 | -11.69 | -11.69 | 0 | 0 | 0 | 0 | 0 | 0 | 0 | 0 | 0 | 0 | 0 | 0 | 0 | 0 | 0 | 0 | 0 | 0 | System Off | 0 | 0
1010 | 1010 | 2012-02-12 01:59 | -11.39 | -11.39 | -11.39 | -11.39 | 0 | 0 | 0 | 0 | 0 | 0 | 0 | 0 | 0 | 0 | 0 | 0 | 0 | 0 | 0 | 0 | 0 | 0 | System Off | 0 | 0
1011 | 1011 | 2012-02-12 02:59 | -11.09 | -11.09 | -11.09 | -11.09 | 0 | 0 | 0 | 0 | 0 | 0 | 0 | 0 | 0 | 0 | 0 | 0 | 0 | 0 | 0 | 0 | 0 | 0 | System Off | 0 | 0
1012 | 1012 | 2012-02-12 03:59 | -11.08 | -11.08 | -11.08 | -11.08 | 0 | 0 | 0 | 0 | 0 | 0 | 0 | 0 | 0 | 0 | 0 | 0 | 0 | 0 | 0 | 0 | 0 | 0 | System Off | 0 | 0
1013 | 1013 | 2012-02-12 04:59 | -11.06 | -11.06 | -11.06 | -11.06 | 0 | 0 | 0 | 0 | 0 | 0 | 0 | 0 | 0 | 0 | 0 | 0 | 0 | 0 | 0 | 0 | 0 | 0 | System Off | 0 | 0
1014 | 1014 | 2012-02-12 05:59 | -11.05 | -11.05 | -11.05 | -11.05 | 0 | 0 | 0 | 0 | 0 | 0 | 0 | 0 | 0 | 0 | 0 | 0 | 0 | 0 | 0 | 0 | 0 | 0 | System Off | 0 | 0
1015 | 1015 | 2012-02-12 06:59 | -10.12 | -10.12 | -10.12 | -10.12 | 0 | 0 | 0 | 0 | 0 | 0 | 0 | 0 | 0 | 0 | 0 | 0 | 0 | 0 | 0 | 0 | 0 | 0 | System Off | 0 | 0
1016 | 1016 | 2012-02-12 07:59 | -9.19 | 5.62 | 5.62 | -9.19 | 813.65 | 762.76 | 287.08 | 269 | 15.75 | 852.05 | 0.98 | 0.9 | 0.88 | 0.28 | 669.63 | 0 | 0 | 207.79 | 0.71981 | 0.09408 | 0 | 0 | System Off | 1 | 0
1017 | 1017 | 2012-02-12 08:59 | -8.26 | 18.85 | 18.85 | -8.26 | 1448.66 | 1383.13 | 522.37 | 496 | 15.21 | 1477.91 | 0.96 | 0.94 | 0.92 | 0.5 | 1028.61 | 0 | 0 | 385.83 | 0.74748 | 0.09408 | 0 | 0 | System Off | 1 | 0
1018 | 1018 | 2012-02-12 09:59 | -6.27 | 7.47 | 7.47 | -6.27 | 764.28 | 714.44 | 271.89 | 255 | 15.61 | 801.7 | 0.96 | 0.89 | 0.87 | 0.26 | 489.06 | 0 | 0 | 197.34 | 0.73402 | 0.09408 | 0 | 0 | System Off | 1 | 0
1019 | 1019 | 2012-02-12 10:59 | -4.28 | 5.83 | 5.83 | -4.28 | 572.64 | 526.75 | 205.61 | 192 | 15.53 | 609.8 | 0.92 | 0.86 | 0.85 | 0.19 | 331.91 | 0 | 0 | 148.74 | 0.73406 | 0.09408 | 0 | 0 | System Off | 1 | 0
1020 | 1020 | 2012-02-12 11:59 | -2.29 | 2.95 | 2.95 | -2.29 | 299.34 | 258.72 | 109.3 | 101 | 15.44 | 327.47 | 0.82 | 0.79 | 0.77 | 0.09 | 154 | 0 | 0 | 78.34 | 0.72891 | 0.09408 | 0 | 0 | System Off | 1 | 0
1021 | 1021 | 2012-02-12 12:59 | -1.98 | 4.14 | 4.14 | -1.98 | 353.05 | 311.42 | 128.61 | 119 | 15.45 | 383.7 | 0.86 | 0.81 | 0.79 | 0.11 | 199.49 | 0 | 0 | 92.28 | 0.73396 | 0.09408 | 0 | 0 | System Off | 1 | 0
1022 | 1022 | 2012-02-12 13:59 | -1.67 | 4.27 | 4.27 | -1.67 | 345.43 | 303.95 | 125.76 | 117 | 15.38 | 375.02 | 0.87 | 0.81 | 0.79 | 0.11 | 225.19 | 0 | 0 | 90.82 | 0.73539 | 0.09408 | 0 | 0 | System Off | 1 | 0
1023 | 1023 | 2012-02-12 14:59 | -1.35 | 2.05 | 2.05 | -1.35 | 196.28 | 157.55 | 72.46 | 67 | 15.26 | 217.78 | 0.83 | 0.72 | 0.71 | 0.06 | 129.42 | 0 | 0 | 52.09 | 0.72808 | 0.09408 | 0 | 0 | System Off | 1 | 0
1024 | 1024 | 2012-02-12 15:59 | -2.16 | 0.47 | 0.47 | -2.16 | 143.56 | 105.77 | 56.71 | 49 | 15.26 | 171.38 | 0.71 | 0.62 | 0.6 | 0.04 | 88.96 | 0 | 0 | 38.09 | 0.72018 | 0.09408 | 0 | 0 | System Off | 1 | 0
1025 | 1025 | 2012-02-12 16:59 | -2.96 | -2.96 | -2.96 | -2.96 | 0 | 0 | 0 | 0 | 0 | 0 | 0 | 0 | 0 | 0 | 0 | 0 | 0 | 0 | 0 | 0 | 0 | 0 | System Off | 0 | 0
1026 | 1026 | 2012-02-12 17:59 | -3.76 | -3.76 | -3.76 | -3.76 | 0 | 0 | 0 | 0 | 0 | 0 | 0 | 0 | 0 | 0 | 0 | 0 | 0 | 0 | 0 | 0 | 0 | 0 | System Off | 0 | 0
1027 | 1027 | 2012-02-12 18:59 | -3.97 | -3.97 | -3.97 | -3.97 | 0 | 0 | 0 | 0 | 0 | 0 | 0 | 0 | 0 | 0 | 0 | 0 | 0 | 0 | 0 | 0 | 0 | 0 | System Off | 0 | 0
1028 | 1028 | 2012-02-12 19:59 | -4.19 | -4.19 | -4.19 | -4.19 | 0 | 0 | 0 | 0 | 0 | 0 | 0 | 0 | 0 | 0 | 0 | 0 | 0 | 0 | 0 | 0 | 0 | 0 | System Off | 0 | 0
1029 | 1029 | 2012-02-12 20:59 | -4.4 | -4.4 | -4.4 | -4.4 | 0 | 0 | 0 | 0 | 0 | 0 | 0 | 0 | 0 | 0 | 0 | 0 | 0 | 0 | 0 | 0 | 0 | 0 | System Off | 0 | 0
1030 | 1030 | 2012-02-12 21:59 | -4.73 | -4.73 | -4.73 | -4.73 | 0 | 0 | 0 | 0 | 0 | 0 | 0 | 0 | 0 | 0 | 0 | 0 | 0 | 0 | 0 | 0 | 0 | 0 | System Off | 0 | 0
1031 | 1031 | 2012-02-12 22:59 | -5.07 | -5.07 | -5.07 | -5.07 | 0 | 0 | 0 | 0 | 0 | 0 | 0 | 0 | 0 | 0 | 0 | 0 | 0 | 0 | 0 | 0 | 0 | 0 | System Off | 0 | 0
1032 | 1032 | 2012-02-12 23:59 | -5.4 | -5.4 | -5.4 | -5.4 | 0 | 0 | 0 | 0 | 0 | 0 | 0 | 0 | 0 | 0 | 0 | 0 | 0 | 0 | 0 | 0 | 0 | 0 | System Off | 0 | 0
1033 | 1033 | 2012-02-13 00:59 | -4.47 | -4.47 | -4.47 | -4.47 | 0 | 0 | 0 | 0 | 0 | 0 | 0 | 0 | 0 | 0 | 0 | 0 | 0 | 0 | 0 | 0 | 0 | 0 | System Off | 0 | 0
1034 | 1034 | 2012-02-13 01:59 | -3.55 | -3.55 | -3.55 | -3.55 | 0 | 0 | 0 | 0 | 0 | 0 | 0 | 0 | 0 | 0 | 0 | 0 | 0 | 0 | 0 | 0 | 0 | 0 | System Off | 0 | 0
1035 | 1035 | 2012-02-13 02:59 | -2.62 | -2.62 | -2.62 | -2.62 | 0 | 0 | 0 | 0 | 0 | 0 | 0 | 0 | 0 | 0 | 0 | 0 | 0 | 0 | 0 | 0 | 0 | 0 | System Off | 0 | 0
1036 | 1036 | 2012-02-13 03:59 | -2.14 | -2.14 | -2.14 | -2.14 | 0 | 0 | 0 | 0 | 0 | 0 | 0 | 0 | 0 | 0 | 0 | 0 | 0 | 0 | 0 | 0 | 0 | 0 | System Off | 0 | 0
1037 | 1037 | 2012-02-13 04:59 | -1.66 | -1.66 | -1.66 | -1.66 | 0 | 0 | 0 | 0 | 0 | 0 | 0 | 0 | 0 | 0 | 0 | 0 | 0 | 0 | 0 | 0 | 0 | 0 | System Off | 0 | 0
1038 | 1038 | 2012-02-13 05:59 | -1.18 | -1.18 | -1.18 | -1.18 | 0 | 0 | 0 | 0 | 0 | 0 | 0 | 0 | 0 | 0 | 0 | 0 | 0 | 0 | 0 | 0 | 0 | 0 | System Off | 0 | 0
1039 | 1039 | 2012-02-13 06:59 | -0.55 |  |  | -0.55 | 0 | 0 | 20.45 | 18 | 0 |  | 0 |  |  | 0 | 0 | 0 | 0 | 16.74 | 0.72429 | 0.09408 | 0 | 0 | System Off | 0 | 0
1040 | 1040 | 2012-02-13 07:59 | 0.08 | 1.31 | 1.31 | 0.08 | 78.77 | 42.12 | 30.06 | 27 | 15.19 | 90.57 | 0.67 | 0.47 | 0.46 | 0.02 | 36.98 | 0 | 0 | 21.01 | 0.72889 | 0.09408 | 0 | 0 | System Off | 0 | 0
1041 | 1041 | 2012-02-13 08:59 | 0.71 | 2.9 | 2.9 | 0.71 | 148.26 | 110.38 | 55.56 | 51 | 15.14 | 166.49 | 0.72 | 0.66 | 0.65 | 0.04 | 82.09 | 0 | 0 | 39.71 | 0.73693 | 0.09408 | 0 | 0 | System Off | 1 | 0
1042 | 1042 | 2012-02-13 09:59 | 1.44 | 3.58 | 3.58 | 1.44 | 142.79 | 105.02 | 53.74 | 49 | 15.18 | 160.65 | 0.74 | 0.65 | 0.64 | 0.04 | 71.89 | 0 | 0 | 38.13 | 0.74075 | 0.09408 | 0 | 0 | System Off | 0 | 0
1043 | 1043 | 2012-02-13 10:59 | 2.17 | 4.69 | 4.69 | 2.17 | 167.26 | 129.05 | 62.85 | 58 | 15.02 | 187.15 | 0.8 | 0.69 | 0.68 | 0.05 | 81.32 | 0 | 0 | 45.23 | 0.74666 | 0.09408 | 0 | 0 | System Off | 1 | 0
1044 | 1044 | 2012-02-13 11:59 | 2.91 | 5.23 | 5.23 | 2.91 | 151.81 | 113.87 | 57.38 | 53 | 14.92 | 170.55 | 0.7 | 0.67 | 0.65 | 0.04 | 67.78 | 0 | 0 | 41.38 | 0.75002 | 0.09408 | 0 | 0 | System Off | 0 | 0
1045 | 1045 | 2012-02-13 12:59 | 2.77 | 5.59 | 5.59 | 2.77 | 181.73 | 143.25 | 68.31 | 63 | 15.02 | 202.78 | 0.73 | 0.71 | 0.69 | 0.05 | 91.77 | 0 | 0 | 49.12 | 0.73246 | 0.09408 | 0 | 0 | System Off | 1 | 0
1046 | 1046 | 2012-02-13 13:59 | 2.63 | 7.63 | 7.63 | 2.63 | 321.18 | 280.15 | 118.89 | 110 | 15.21 | 350.35 | 0.84 | 0.8 | 0.78 | 0.1 | 207.56 | 0 | 0 | 85.57 | 0.74022 | 0.09408 | 0 | 0 | System Off | 1 | 0
1047 | 1047 | 2012-02-13 14:59 | 2.5 | 3.99 | 3.99 | 2.5 | 90.17 | 53.32 | 34.61 | 32 | 14.68 | 103.32 | 0.58 | 0.52 | 0.51 | 0.02 | 43.8 | 0 | 0 | 25.06 | 0.74374 | 0.09408 | 0 | 0 | System Off | 0 | 0
1048 | 1048 | 2012-02-13 15:59 | 2.33 | 2.6 | 2.6 | 2.33 | 15.53 | 0 | 6.38 | 5 | 16.18 | 19.13 | 0 | 0 | 0 | 0 | 0 | 0 | 0 | 3.84 | 0.73768 | 0.09408 | 0 | 0 | System Off | 0 | 0
1049 | 1049 | 2012-02-13 16:59 | 2.16 | 2.16 | 2.16 | 2.16 | 0 | 0 | 0 | 0 | 0 | 0 | 0 | 0 | 0 | 0 | 0 | 0 | 0 | 0 | 0 | 0 | 0 | 0 | System Off | 0 | 0
1050 | 1050 | 2012-02-13 17:59 | 2 | 2 | 2 | 2 | 0 | 0 | 0 | 0 | 0 | 0 | 0 | 0 | 0 | 0 | 0 | 0 | 0 | 0 | 0 | 0 | 0 | 0 | System Off | 0 | 0
1051 | 1051 | 2012-02-13 18:59 | 1.71 | 1.71 | 1.71 | 1.71 | 0 | 0 | 0 | 0 | 0 | 0 | 0 | 0 | 0 | 0 | 0 | 0 | 0 | 0 | 0 | 0 | 0 | 0 | System Off | 0 | 0
1052 | 1052 | 2012-02-13 19:59 | 1.43 | 1.43 | 1.43 | 1.43 | 0 | 0 | 0 | 0 | 0 | 0 | 0 | 0 | 0 | 0 | 0 | 0 | 0 | 0 | 0 | 0 | 0 | 0 | System Off | 0 | 0
1053 | 1053 | 2012-02-13 20:59 | 1.14 | 1.14 | 1.14 | 1.14 | 0 | 0 | 0 | 0 | 0 | 0 | 0 | 0 | 0 | 0 | 0 | 0 | 0 | 0 | 0 | 0 | 0 | 0 | System Off | 0 | 0
1054 | 1054 | 2012-02-13 21:59 | 1.03 | 1.03 | 1.03 | 1.03 | 0 | 0 | 0 | 0 | 0 | 0 | 0 | 0 | 0 | 0 | 0 | 0 | 0 | 0 | 0 | 0 | 0 | 0 | System Off | 0 | 0
1055 | 1055 | 2012-02-13 22:59 | 0.92 | 0.92 | 0.92 | 0.92 | 0 | 0 | 0 | 0 | 0 | 0 | 0 | 0 | 0 | 0 | 0 | 0 | 0 | 0 | 0 | 0 | 0 | 0 | System Off | 0 | 0
1056 | 1056 | 2012-02-13 23:59 | 0.81 | 0.81 | 0.81 | 0.81 | 0 | 0 | 0 | 0 | 0 | 0 | 0 | 0 | 0 | 0 | 0 | 0 | 0 | 0 | 0 | 0 | 0 | 0 | System Off | 0 | 0
1057 | 1057 | 2012-02-14 00:59 | 0.94 | 0.94 | 0.94 | 0.94 | 0 | 0 | 0 | 0 | 0 | 0 | 0 | 0 | 0 | 0 | 0 | 0 | 0 | 0 | 0 | 0 | 0 | 0 | System Off | 0 | 0
1058 | 1058 | 2012-02-14 01:59 | 1.06 | 1.06 | 1.06 | 1.06 | 0 | 0 | 0 | 0 | 0 | 0 | 0 | 0 | 0 | 0 | 0 | 0 | 0 | 0 | 0 | 0 | 0 | 0 | System Off | 0 | 0
1059 | 1059 | 2012-02-14 02:59 | 1.19 | 1.19 | 1.19 | 1.19 | 0 | 0 | 0 | 0 | 0 | 0 | 0 | 0 | 0 | 0 | 0 | 0 | 0 | 0 | 0 | 0 | 0 | 0 | System Off | 0 | 0
1060 | 1060 | 2012-02-14 03:59 | 1.18 | 1.18 | 1.18 | 1.18 | 0 | 0 | 0 | 0 | 0 | 0 | 0 | 0 | 0 | 0 | 0 | 0 | 0 | 0 | 0 | 0 | 0 | 0 | System Off | 0 | 0
1061 | 1061 | 2012-02-14 04:59 | 1.18 | 1.18 | 1.18 | 1.18 | 0 | 0 | 0 | 0 | 0 | 0 | 0 | 0 | 0 | 0 | 0 | 0 | 0 | 0 | 0 | 0 | 0 | 0 | System Off | 0 | 0
1062 | 1062 | 2012-02-14 05:59 | 1.17 | 1.17 | 1.17 | 1.17 | 0 | 0 | 0 | 0 | 0 | 0 | 0 | 0 | 0 | 0 | 0 | 0 | 0 | 0 | 0 | 0 | 0 | 0 | System Off | 0 | 0
1063 | 1063 | 2012-02-14 06:59 | 1.53 | 1.65 | 1.65 | 1.53 | 6.43 | 0 | 2.73 | 2 | 16.74 | 8.22 | 0 | 0 | 0 | 0 | 0 | 0 | 0 | 1.53 | 0.73255 | 0.09408 | 0 | 0 | System Off | 0 | 0
1064 | 1064 | 2012-02-14 07:59 | 1.89 | 3.72 | 3.72 | 1.89 | 112.64 | 75.39 | 42.81 | 39 | 15.04 | 127.91 | 0.7 | 0.59 | 0.58 | 0.03 | 66.19 | 0 | 0 | 30.4 | 0.7415 | 0.09408 | 0 | 0 | System Off | 0 | 0
1065 | 1065 | 2012-02-14 08:59 | 2.25 | 6.68 | 6.68 | 2.25 | 290.51 | 250.05 | 107.51 | 100 | 15.13 | 317.9 | 0.84 | 0.79 | 0.77 | 0.09 | 185.96 | 0 | 0 | 77.87 | 0.73625 | 0.09408 | 0 | 0 | System Off | 1 | 0
1066 | 1066 | 2012-02-14 09:59 | 2.73 | 6.93 | 6.93 | 2.73 | 286.89 | 246.51 | 106.57 | 99 | 15.09 | 314.84 | 0.84 | 0.78 | 0.77 | 0.09 | 168.74 | 0 | 0 | 77.13 | 0.73881 | 0.09408 | 0 | 0 | System Off | 1 | 0
1067 | 1067 | 2012-02-14 10:59 | 3.22 | 8.12 | 8.12 | 3.22 | 350.98 | 309.4 | 129.95 | 120 | 15.23 | 382.27 | 0.85 | 0.81 | 0.79 | 0.11 | 194.96 | 0 | 0 | 93.32 | 0.74542 | 0.09408 | 0 | 0 | System Off | 1 | 0
1068 | 1068 | 2012-02-14 11:59 | 3.71 | 5.86 | 5.86 | 3.71 | 156.41 | 118.39 | 59.21 | 55 | 14.81 | 175.58 | 0.68 | 0.67 | 0.66 | 0.04 | 70.47 | 0 | 0 | 43 | 0.73636 | 0.09408 | 0 | 0 | System Off | 0 | 0
1069 | 1069 | 2012-02-14 12:59 | 3.79 | 7.2 | 7.2 | 3.79 | 248.5 | 208.82 | 92.91 | 86 | 15.05 | 274.21 | 0.86 | 0.76 | 0.75 | 0.08 | 133.76 | 0 | 0 | 67.04 | 0.74248 | 0.09408 | 0 | 0 | System Off | 1 | 0
1070 | 1070 | 2012-02-14 13:59 | 3.87 | 9.74 | 9.74 | 3.87 | 428.83 | 385.76 | 157.91 | 147 | 15.19 | 461.85 | 0.89 | 0.84 | 0.82 | 0.14 | 285.8 | 0 | 0 | 114.38 | 0.75413 | 0.09408 | 0 | 0 | System Off | 1 | 0
1071 | 1071 | 2012-02-14 14:59 | 3.95 | 6.17 | 6.17 | 3.95 | 155.5 | 117.5 | 58.93 | 54 | 15 | 174.55 | 0.68 | 0.67 | 0.66 | 0.04 | 96.52 | 0 | 0 | 42.12 | 0.73752 | 0.09408 | 0 | 0 | System Off | 1 | 0
1072 | 1072 | 2012-02-14 15:59 | 3.54 | 4.91 | 4.91 | 3.54 | 92.07 | 55.18 | 36.7 | 32 | 14.99 | 109.21 | 0.54 | 0.51 | 0.49 | 0.02 | 46.41 | 0 | 0 | 24.96 | 0.74972 | 0.09408 | 0 | 0 | System Off | 0 | 0
1073 | 1073 | 2012-02-14 16:59 | 3.14 | 3.14 | 3.14 | 3.14 | 0 | 0 | 0 | 0 | 0 | 0 | 0 | 0 | 0 | 0 | 0 | 0 | 0 | 0 | 0 | 0 | 0 | 0 | System Off | 0 | 0
1074 | 1074 | 2012-02-14 17:59 | 2.74 | 2.74 | 2.74 | 2.74 | 0 | 0 | 0 | 0 | 0 | 0 | 0 | 0 | 0 | 0 | 0 | 0 | 0 | 0 | 0 | 0 | 0 | 0 | System Off | 0 | 0
1075 | 1075 | 2012-02-14 18:59 | 2.69 | 2.69 | 2.69 | 2.69 | 0 | 0 | 0 | 0 | 0 | 0 | 0 | 0 | 0 | 0 | 0 | 0 | 0 | 0 | 0 | 0 | 0 | 0 | System Off | 0 | 0
1076 | 1076 | 2012-02-14 19:59 | 2.63 | 2.63 | 2.63 | 2.63 | 0 | 0 | 0 | 0 | 0 | 0 | 0 | 0 | 0 | 0 | 0 | 0 | 0 | 0 | 0 | 0 | 0 | 0 | System Off | 0 | 0
1077 | 1077 | 2012-02-14 20:59 | 2.58 | 2.58 | 2.58 | 2.58 | 0 | 0 | 0 | 0 | 0 | 0 | 0 | 0 | 0 | 0 | 0 | 0 | 0 | 0 | 0 | 0 | 0 | 0 | System Off | 0 | 0
1078 | 1078 | 2012-02-14 21:59 | 2.91 | 2.91 | 2.91 | 2.91 | 0 | 0 | 0 | 0 | 0 | 0 | 0 | 0 | 0 | 0 | 0 | 0 | 0 | 0 | 0 | 0 | 0 | 0 | System Off | 0 | 0
1079 | 1079 | 2012-02-14 22:59 | 3.24 | 3.24 | 3.24 | 3.24 | 0 | 0 | 0 | 0 | 0 | 0 | 0 | 0 | 0 | 0 | 0 | 0 | 0 | 0 | 0 | 0 | 0 | 0 | System Off | 0 | 0
1080 | 1080 | 2012-02-14 23:59 | 3.57 | 3.57 | 3.57 | 3.57 | 0 | 0 | 0 | 0 | 0 | 0 | 0 | 0 | 0 | 0 | 0 | 0 | 0 | 0 | 0 | 0 | 0 | 0 | System Off | 0 | 0
1081 | 1081 | 2012-02-15 00:59 | 3.73 | 3.73 | 3.73 | 3.73 | 0 | 0 | 0 | 0 | 0 | 0 | 0 | 0 | 0 | 0 | 0 | 0 | 0 | 0 | 0 | 0 | 0 | 0 | System Off | 0 | 0
1082 | 1082 | 2012-02-15 01:59 | 3.88 | 3.88 | 3.88 | 3.88 | 0 | 0 | 0 | 0 | 0 | 0 | 0 | 0 | 0 | 0 | 0 | 0 | 0 | 0 | 0 | 0 | 0 | 0 | System Off | 0 | 0
1083 | 1083 | 2012-02-15 02:59 | 4.04 | 4.04 | 4.04 | 4.04 | 0 | 0 | 0 | 0 | 0 | 0 | 0 | 0 | 0 | 0 | 0 | 0 | 0 | 0 | 0 | 0 | 0 | 0 | System Off | 0 | 0
1084 | 1084 | 2012-02-15 03:59 | 4.2 | 4.2 | 4.2 | 4.2 | 0 | 0 | 0 | 0 | 0 | 0 | 0 | 0 | 0 | 0 | 0 | 0 | 0 | 0 | 0 | 0 | 0 | 0 | System Off | 0 | 0
1085 | 1085 | 2012-02-15 04:59 | 4.36 | 4.36 | 4.36 | 4.36 | 0 | 0 | 0 | 0 | 0 | 0 | 0 | 0 | 0 | 0 | 0 | 0 | 0 | 0 | 0 | 0 | 0 | 0 | System Off | 0 | 0
1086 | 1086 | 2012-02-15 05:59 | 4.52 | 4.52 | 4.52 | 4.52 | 0 | 0 | 0 | 0 | 0 | 0 | 0 | 0 | 0 | 0 | 0 | 0 | 0 | 0 | 0 | 0 | 0 | 0 | System Off | 0 | 0
1087 | 1087 | 2012-02-15 06:59 | 4.55 | 4.65 | 4.65 | 4.55 | 8.56 | 0 | 3.64 | 3 | 14.86 | 10.85 | 0 | 0 | 0 | 0 | 0 | 0 | 0 | 2.34 | 0.75013 | 0.09408 | 0 | 0 | System Off | 0 | 0
1088 | 1088 | 2012-02-15 07:59 | 4.58 | 6.84 | 6.84 | 4.58 | 214.23 | 175.17 | 80.19 | 74 | 15.08 | 236.97 | 0.75 | 0.74 | 0.72 | 0.06 | 153.78 | 0 | 0 | 57.66 | 0.74479 | 0.09408 | 0 | 0 | System Off | 1 | 0
1089 | 1089 | 2012-02-15 08:59 | 4.62 | 6.52 | 6.52 | 4.62 | 178.5 | 140.08 | 67.4 | 62 | 14.99 | 199.42 | 0.74 | 0.7 | 0.69 | 0.05 | 104.18 | 0 | 0 | 48.36 | 0.74282 | 0.09408 | 0 | 0 | System Off | 1 | 0
1090 | 1090 | 2012-02-15 09:59 | 4.9 | 7.58 | 7.58 | 4.9 | 258.23 | 218.37 | 96.55 | 89 | 15.11 | 284.58 | 0.83 | 0.77 | 0.75 | 0.08 | 149.48 | 0 | 0 | 69.32 | 0.74939 | 0.09408 | 0 | 0 | System Off | 1 | 0
1091 | 1091 | 2012-02-15 10:59 | 5.19 | 6.83 | 6.83 | 5.19 | 158.26 | 120.2 | 60.12 | 55 | 14.99 | 177.66 | 0.67 | 0.68 | 0.66 | 0.04 | 75.74 | 0 | 0 | 42.91 | 0.74479 | 0.09408 | 0 | 0 | System Off | 0 | 0
1092 | 1092 | 2012-02-15 11:59 | 5.48 | 8.65 | 8.65 | 5.48 | 317.81 | 276.85 | 118.41 | 110 | 15.05 | 347.68 | 0.84 | 0.8 | 0.78 | 0.1 | 164.79 | 0 | 0 | 85.75 | 0.75663 | 0.09408 | 0 | 0 | System Off | 1 | 0
1093 | 1093 | 2012-02-15 12:59 | 5.07 | 8.47 | 8.47 | 5.07 | 327.12 | 285.98 | 121.59 | 113 | 15.08 | 357.25 | 0.82 | 0.8 | 0.78 | 0.1 | 183.19 | 0 | 0 | 88.05 | 0.75481 | 0.09408 | 0 | 0 | System Off | 1 | 0
1094 | 1094 | 2012-02-15 13:59 | 4.66 | 7.12 | 7.12 | 4.66 | 223.3 | 184.08 | 83.8 | 77 | 15.1 | 247.4 | 0.84 | 0.74 | 0.73 | 0.07 | 136.38 | 0 | 0 | 59.98 | 0.7458 | 0.09408 | 0 | 0 | System Off | 1 | 0
1095 | 1095 | 2012-02-15 14:59 | 4.25 | 9.95 | 9.95 | 4.25 | 505.21 | 460.66 | 185.1 | 172 | 15.3 | 540.96 | 0.92 | 0.85 | 0.83 | 0.17 | 378.41 | 0 | 0 | 133.65 | 0.76089 | 0.09408 | 0 | 0 | System Off | 1 | 0
1096 | 1096 | 2012-02-15 15:59 | 3.98 | 5.06 | 5.06 | 3.98 | 85.97 | 49.19 | 34.16 | 30 | 14.93 | 101.6 | 0.59 | 0.48 | 0.47 | 0.02 | 41.37 | 0 | 0 | 23.42 | 0.73328 | 0.09408 | 0 | 0 | System Off | 0 | 0
1097 | 1097 | 2012-02-15 16:59 | 3.72 | 3.72 | 3.72 | 3.72 | 0 | 0 | 0 | 0 | 0 | 0 | 0 | 0 | 0 | 0 | 0 | 0 | 0 | 0 | 0 | 0 | 0 | 0 | System Off | 0 | 0
1098 | 1098 | 2012-02-15 17:59 | 3.46 | 3.46 | 3.46 | 3.46 | 0 | 0 | 0 | 0 | 0 | 0 | 0 | 0 | 0 | 0 | 0 | 0 | 0 | 0 | 0 | 0 | 0 | 0 | System Off | 0 | 0
1099 | 1099 | 2012-02-15 18:59 | 3.33 | 3.33 | 3.33 | 3.33 | 0 | 0 | 0 | 0 | 0 | 0 | 0 | 0 | 0 | 0 | 0 | 0 | 0 | 0 | 0 | 0 | 0 | 0 | System Off | 0 | 0
1100 | 1100 | 2012-02-15 19:59 | 3.21 | 3.21 | 3.21 | 3.21 | 0 | 0 | 0 | 0 | 0 | 0 | 0 | 0 | 0 | 0 | 0 | 0 | 0 | 0 | 0 | 0 | 0 | 0 | System Off | 0 | 0
1101 | 1101 | 2012-02-15 20:59 | 3.08 | 3.08 | 3.08 | 3.08 | 0 | 0 | 0 | 0 | 0 | 0 | 0 | 0 | 0 | 0 | 0 | 0 | 0 | 0 | 0 | 0 | 0 | 0 | System Off | 0 | 0
1102 | 1102 | 2012-02-15 21:59 | 3.03 | 3.03 | 3.03 | 3.03 | 0 | 0 | 0 | 0 | 0 | 0 | 0 | 0 | 0 | 0 | 0 | 0 | 0 | 0 | 0 | 0 | 0 | 0 | System Off | 0 | 0
1103 | 1103 | 2012-02-15 22:59 | 2.97 | 2.97 | 2.97 | 2.97 | 0 | 0 | 0 | 0 | 0 | 0 | 0 | 0 | 0 | 0 | 0 | 0 | 0 | 0 | 0 | 0 | 0 | 0 | System Off | 0 | 0
1104 | 1104 | 2012-02-15 23:59 | 2.92 | 2.92 | 2.92 | 2.92 | 0 | 0 | 0 | 0 | 0 | 0 | 0 | 0 | 0 | 0 | 0 | 0 | 0 | 0 | 0 | 0 | 0 | 0 | System Off | 0 | 0
1105 | 1105 | 2012-02-16 00:59 | 2.94 | 2.94 | 2.94 | 2.94 | 0 | 0 | 0 | 0 | 0 | 0 | 0 | 0 | 0 | 0 | 0 | 0 | 0 | 0 | 0 | 0 | 0 | 0 | System Off | 0 | 0
1106 | 1106 | 2012-02-16 01:59 | 2.97 | 2.97 | 2.97 | 2.97 | 0 | 0 | 0 | 0 | 0 | 0 | 0 | 0 | 0 | 0 | 0 | 0 | 0 | 0 | 0 | 0 | 0 | 0 | System Off | 0 | 0
1107 | 1107 | 2012-02-16 02:59 | 2.99 | 2.99 | 2.99 | 2.99 | 0 | 0 | 0 | 0 | 0 | 0 | 0 | 0 | 0 | 0 | 0 | 0 | 0 | 0 | 0 | 0 | 0 | 0 | System Off | 0 | 0
1108 | 1108 | 2012-02-16 03:59 | 2.89 | 2.89 | 2.89 | 2.89 | 0 | 0 | 0 | 0 | 0 | 0 | 0 | 0 | 0 | 0 | 0 | 0 | 0 | 0 | 0 | 0 | 0 | 0 | System Off | 0 | 0
1109 | 1109 | 2012-02-16 04:59 | 2.78 | 2.78 | 2.78 | 2.78 | 0 | 0 | 0 | 0 | 0 | 0 | 0 | 0 | 0 | 0 | 0 | 0 | 0 | 0 | 0 | 0 | 0 | 0 | System Off | 0 | 0
1110 | 1110 | 2012-02-16 05:59 | 2.68 | 2.68 | 2.68 | 2.68 | 0 | 0 | 0 | 0 | 0 | 0 | 0 | 0 | 0 | 0 | 0 | 0 | 0 | 0 | 0 | 0 | 0 | 0 | System Off | 0 | 0
1111 | 1111 | 2012-02-16 06:59 | 3.13 | 3.49 | 3.49 | 3.13 | 20.11 | 0 | 8.2 | 7 | 14.96 | 24.51 | 0 | 0 | 0 | 0 | 0 | 0 | 0 | 5.46 | 0.74267 | 0.09408 | 0 | 0 | System Off | 0 | 0
1112 | 1112 | 2012-02-16 07:59 | 3.57 | 6.63 | 6.63 | 3.57 | 185.48 | 146.94 | 69.85 | 65 | 14.86 | 206.56 | 0.72 | 0.71 | 0.7 | 0.05 | 129 | 0 | 0 | 50.79 | 0.7374 | 0.09408 | 0 | 0 | System Off | 1 | 0
1113 | 1113 | 2012-02-16 08:59 | 4.02 | 8.73 | 8.73 | 4.02 | 288.95 | 248.53 | 107.92 | 100 | 15.05 | 316.78 | 0.83 | 0.78 | 0.77 | 0.09 | 184.82 | 0 | 0 | 77.95 | 0.74638 | 0.09408 | 0 | 0 | System Off | 1 | 0
1114 | 1114 | 2012-02-16 09:59 | 4.66 | 9.2 | 9.2 | 4.66 | 276.63 | 236.44 | 103.84 | 96 | 15.01 | 304.29 | 0.87 | 0.78 | 0.76 | 0.09 | 161.85 | 0 | 0 | 74.87 | 0.74932 | 0.09408 | 0 | 0 | System Off | 1 | 0
1115 | 1115 | 2012-02-16 10:59 | 5.3 | 8.65 | 8.65 | 5.3 | 201.82 | 162.99 | 76.51 | 71 | 14.8 | 224.65 | 0.78 | 0.73 | 0.71 | 0.06 | 102.7 | 0 | 0 | 55.52 | 0.74841 | 0.09408 | 0 | 0 | System Off | 1 | 0
1116 | 1116 | 2012-02-16 11:59 | 5.95 | 8.19 | 8.19 | 5.95 | 132.57 | 94.98 | 51.01 | 47 | 14.69 | 150.02 | 0.59 | 0.63 | 0.62 | 0.03 | 56.53 | 0 | 0 | 36.81 | 0.7477 | 0.09408 | 0 | 0 | System Off | 0 | 0
1117 | 1117 | 2012-02-16 12:59 | 5.97 | 8.57 | 8.57 | 5.97 | 157.06 | 119.03 | 60.12 | 55 | 14.87 | 176.56 | 0.67 | 0.67 | 0.66 | 0.04 | 76.25 | 0 | 0 | 42.97 | 0.74928 | 0.09408 | 0 | 0 | System Off | 1 | 0
1118 | 1118 | 2012-02-16 13:59 | 6 | 10.05 | 10.05 | 6 | 250.55 | 210.83 | 94.73 | 88 | 14.83 | 276.76 | 0.84 | 0.76 | 0.75 | 0.08 | 156.2 | 0 | 0 | 68.79 | 0.75559 | 0.09408 | 0 | 0 | System Off | 1 | 0
1119 | 1119 | 2012-02-16 14:59 | 6.03 | 8.93 | 8.93 | 6.03 | 180.78 | 142.33 | 68.89 | 64 | 14.71 | 202.07 | 0.73 | 0.7 | 0.69 | 0.05 | 116.92 | 0 | 0 | 50.1 | 0.75132 | 0.09408 | 0 | 0 | System Off | 1 | 0
1120 | 1120 | 2012-02-16 15:59 | 5.72 | 5.99 | 5.99 | 5.72 | 15.27 | 0 | 6.38 | 5 | 15.91 | 18.9 | 0 | 0 | 0 | 0 | 0 | 0 | 0 | 3.85 | 0.73856 | 0.09408 | 0 | 0 | System Off | 0 | 0
1121 | 1121 | 2012-02-16 16:59 | 5.41 | 5.41 | 5.41 | 5.41 | 0 | 0 | 0 | 0 | 0 | 0 | 0 | 0 | 0 | 0 | 0 | 0 | 0 | 0 | 0 | 0 | 0 | 0 | System Off | 0 | 0
1122 | 1122 | 2012-02-16 17:59 | 5.1 | 5.1 | 5.1 | 5.1 | 0 | 0 | 0 | 0 | 0 | 0 | 0 | 0 | 0 | 0 | 0 | 0 | 0 | 0 | 0 | 0 | 0 | 0 | System Off | 0 | 0
1123 | 1123 | 2012-02-16 18:59 | 4.98 | 4.98 | 4.98 | 4.98 | 0 | 0 | 0 | 0 | 0 | 0 | 0 | 0 | 0 | 0 | 0 | 0 | 0 | 0 | 0 | 0 | 0 | 0 | System Off | 0 | 0
1124 | 1124 | 2012-02-16 19:59 | 4.85 | 4.85 | 4.85 | 4.85 | 0 | 0 | 0 | 0 | 0 | 0 | 0 | 0 | 0 | 0 | 0 | 0 | 0 | 0 | 0 | 0 | 0 | 0 | System Off | 0 | 0
1125 | 1125 | 2012-02-16 20:59 | 4.73 | 4.73 | 4.73 | 4.73 | 0 | 0 | 0 | 0 | 0 | 0 | 0 | 0 | 0 | 0 | 0 | 0 | 0 | 0 | 0 | 0 | 0 | 0 | System Off | 0 | 0
1126 | 1126 | 2012-02-16 21:59 | 4.64 | 4.64 | 4.64 | 4.64 | 0 | 0 | 0 | 0 | 0 | 0 | 0 | 0 | 0 | 0 | 0 | 0 | 0 | 0 | 0 | 0 | 0 | 0 | System Off | 0 | 0
1127 | 1127 | 2012-02-16 22:59 | 4.55 | 4.55 | 4.55 | 4.55 | 0 | 0 | 0 | 0 | 0 | 0 | 0 | 0 | 0 | 0 | 0 | 0 | 0 | 0 | 0 | 0 | 0 | 0 | System Off | 0 | 0
1128 | 1128 | 2012-02-16 23:59 | 4.46 | 4.46 | 4.46 | 4.46 | 0 | 0 | 0 | 0 | 0 | 0 | 0 | 0 | 0 | 0 | 0 | 0 | 0 | 0 | 0 | 0 | 0 | 0 | System Off | 0 | 0
1129 | 1129 | 2012-02-17 00:59 | 4.36 | 4.36 | 4.36 | 4.36 | 0 | 0 | 0 | 0 | 0 | 0 | 0 | 0 | 0 | 0 | 0 | 0 | 0 | 0 | 0 | 0 | 0 | 0 | System Off | 0 | 0
1130 | 1130 | 2012-02-17 01:59 | 4.25 | 4.25 | 4.25 | 4.25 | 0 | 0 | 0 | 0 | 0 | 0 | 0 | 0 | 0 | 0 | 0 | 0 | 0 | 0 | 0 | 0 | 0 | 0 | System Off | 0 | 0
1131 | 1131 | 2012-02-17 02:59 | 4.15 | 4.15 | 4.15 | 4.15 | 0 | 0 | 0 | 0 | 0 | 0 | 0 | 0 | 0 | 0 | 0 | 0 | 0 | 0 | 0 | 0 | 0 | 0 | System Off | 0 | 0
1132 | 1132 | 2012-02-17 03:59 | 4.03 | 4.03 | 4.03 | 4.03 | 0 | 0 | 0 | 0 | 0 | 0 | 0 | 0 | 0 | 0 | 0 | 0 | 0 | 0 | 0 | 0 | 0 | 0 | System Off | 0 | 0
1133 | 1133 | 2012-02-17 04:59 | 3.92 | 3.92 | 3.92 | 3.92 | 0 | 0 | 0 | 0 | 0 | 0 | 0 | 0 | 0 | 0 | 0 | 0 | 0 | 0 | 0 | 0 | 0 | 0 | System Off | 0 | 0
1134 | 1134 | 2012-02-17 05:59 | 3.8 | 3.8 | 3.8 | 3.8 | 0 | 0 | 0 | 0 | 0 | 0 | 0 | 0 | 0 | 0 | 0 | 0 | 0 | 0 | 0 | 0 | 0 | 0 | System Off | 0 | 0
1135 | 1135 | 2012-02-17 06:59 | 4.1 | 4.27 | 4.27 | 4.1 | 10.83 | 0 | 4.55 | 4 | 14.1 | 13.58 | 0 | 0 | 0 | 0 | 0 | 0 | 0 | 3.16 | 0.74772 | 0.09408 | 0 | 0 | System Off | 0 | 0
1136 | 1136 | 2012-02-17 07:59 | 4.4 | 5.77 | 5.77 | 4.4 | 94.37 | 57.45 | 36.43 | 33 | 14.89 | 108.08 | 0.55 | 0.53 | 0.52 | 0.02 | 50.43 | 0 | 0 | 25.77 | 0.73623 | 0.09408 | 0 | 0 | System Off | 0 | 0
1137 | 1137 | 2012-02-17 08:59 | 4.71 | 6.96 | 6.96 | 4.71 | 158.16 | 120.11 | 60.12 | 55 | 14.98 | 177.58 | 0.67 | 0.68 | 0.66 | 0.04 | 89.32 | 0 | 0 | 42.91 | 0.74204 | 0.09408 | 0 | 0 | System Off | 1 | 0
1138 | 1138 | 2012-02-17 09:59 | 5.06 | 7.76 | 7.76 | 5.06 | 190.06 | 151.44 | 71.96 | 66 | 15 | 211.96 | 0.69 | 0.71 | 0.7 | 0.05 | 103.67 | 0 | 0 | 51.48 | 0.74607 | 0.09408 | 0 | 0 | System Off | 1 | 0
1139 | 1139 | 2012-02-17 10:59 | 5.42 | 10.56 | 10.56 | 5.42 | 367.53 | 325.63 | 137.16 | 127 | 15.07 | 400 | 0.87 | 0.81 | 0.8 | 0.12 | 205.19 | 0 | 0 | 98.97 | 0.75942 | 0.09408 | 0 | 0 | System Off | 1 | 0
1140 | 1140 | 2012-02-17 11:59 | 5.78 | 9.64 | 9.64 | 5.78 | 273.61 | 233.47 | 102.93 | 95 | 15 | 301.15 | 0.78 | 0.78 | 0.76 | 0.08 | 138.97 | 0 | 0 | 74.1 | 0.75559 | 0.09408 | 0 | 0 | System Off | 1 | 0
1141 | 1141 | 2012-02-17 12:59 | 5.94 | 11.86 | 11.86 | 5.94 | 421.59 | 378.66 | 157.08 | 146 | 15.04 | 455.93 | 0.89 | 0.83 | 0.81 | 0.14 | 242.56 | 0 | 0 | 113.82 | 0.76598 | 0.09408 | 0 | 0 | System Off | 1 | 0
1142 | 1142 | 2012-02-17 13:59 | 6.11 | 7.94 | 7.94 | 6.11 | 125.32 | 87.85 | 48.28 | 44 | 14.83 | 142.11 | 0.62 | 0.62 | 0.61 | 0.03 | 65.09 | 0 | 0 | 34.39 | 0.74804 | 0.09408 | 0 | 0 | System Off | 0 | 0
1143 | 1143 | 2012-02-17 14:59 | 6.28 | 7.53 | 7.53 | 6.28 | 83.89 | 47.15 | 32.79 | 30 | 14.56 | 96.67 | 0.61 | 0.49 | 0.48 | 0.02 | 38.73 | 0 | 0 | 23.53 | 0.74643 | 0.09408 | 0 | 0 | System Off | 0 | 0
1144 | 1144 | 2012-02-17 15:59 | 6.13 | 7.93 | 7.93 | 6.13 | 114.39 | 77.11 | 45.73 | 41 | 14.53 | 134.61 | 0.66 | 0.57 | 0.56 | 0.03 | 64.86 | 0 | 0 | 32.17 | 0.74763 | 0.09408 | 0 | 0 | System Off | 0 | 0
1145 | 1145 | 2012-02-17 16:59 | 5.99 | 5.99 | 5.99 | 5.99 | 0 | 0 | 0 | 0 | 0 | 0 | 0 | 0 | 0 | 0 | 0 | 0 | 0 | 0 | 0 | 0 | 0 | 0 | System Off | 0 | 0
1146 | 1146 | 2012-02-17 17:59 | 5.85 | 5.85 | 5.85 | 5.85 | 0 | 0 | 0 | 0 | 0 | 0 | 0 | 0 | 0 | 0 | 0 | 0 | 0 | 0 | 0 | 0 | 0 | 0 | System Off | 0 | 0
1147 | 1147 | 2012-02-17 18:59 | 5.79 | 5.79 | 5.79 | 5.79 | 0 | 0 | 0 | 0 | 0 | 0 | 0 | 0 | 0 | 0 | 0 | 0 | 0 | 0 | 0 | 0 | 0 | 0 | System Off | 0 | 0
1148 | 1148 | 2012-02-17 19:59 | 5.73 | 5.73 | 5.73 | 5.73 | 0 | 0 | 0 | 0 | 0 | 0 | 0 | 0 | 0 | 0 | 0 | 0 | 0 | 0 | 0 | 0 | 0 | 0 | System Off | 0 | 0
1149 | 1149 | 2012-02-17 20:59 | 5.67 | 5.67 | 5.67 | 5.67 | 0 | 0 | 0 | 0 | 0 | 0 | 0 | 0 | 0 | 0 | 0 | 0 | 0 | 0 | 0 | 0 | 0 | 0 | System Off | 0 | 0
1150 | 1150 | 2012-02-17 21:59 | 5.72 | 5.72 | 5.72 | 5.72 | 0 | 0 | 0 | 0 | 0 | 0 | 0 | 0 | 0 | 0 | 0 | 0 | 0 | 0 | 0 | 0 | 0 | 0 | System Off | 0 | 0
1151 | 1151 | 2012-02-17 22:59 | 5.77 | 5.77 | 5.77 | 5.77 | 0 | 0 | 0 | 0 | 0 | 0 | 0 | 0 | 0 | 0 | 0 | 0 | 0 | 0 | 0 | 0 | 0 | 0 | System Off | 0 | 0
1152 | 1152 | 2012-02-17 23:59 | 5.82 | 5.82 | 5.82 | 5.82 | 0 | 0 | 0 | 0 | 0 | 0 | 0 | 0 | 0 | 0 | 0 | 0 | 0 | 0 | 0 | 0 | 0 | 0 | System Off | 0 | 0
1153 | 1153 | 2012-02-18 00:59 | 5.87 | 5.87 | 5.87 | 5.87 | 0 | 0 | 0 | 0 | 0 | 0 | 0 | 0 | 0 | 0 | 0 | 0 | 0 | 0 | 0 | 0 | 0 | 0 | System Off | 0 | 0
1154 | 1154 | 2012-02-18 01:59 | 5.91 | 5.91 | 5.91 | 5.91 | 0 | 0 | 0 | 0 | 0 | 0 | 0 | 0 | 0 | 0 | 0 | 0 | 0 | 0 | 0 | 0 | 0 | 0 | System Off | 0 | 0
1155 | 1155 | 2012-02-18 02:59 | 5.96 | 5.96 | 5.96 | 5.96 | 0 | 0 | 0 | 0 | 0 | 0 | 0 | 0 | 0 | 0 | 0 | 0 | 0 | 0 | 0 | 0 | 0 | 0 | System Off | 0 | 0
1156 | 1156 | 2012-02-18 03:59 | 5.91 | 5.91 | 5.91 | 5.91 | 0 | 0 | 0 | 0 | 0 | 0 | 0 | 0 | 0 | 0 | 0 | 0 | 0 | 0 | 0 | 0 | 0 | 0 | System Off | 0 | 0
1157 | 1157 | 2012-02-18 04:59 | 5.87 | 5.87 | 5.87 | 5.87 | 0 | 0 | 0 | 0 | 0 | 0 | 0 | 0 | 0 | 0 | 0 | 0 | 0 | 0 | 0 | 0 | 0 | 0 | System Off | 0 | 0
1158 | 1158 | 2012-02-18 05:59 | 5.82 | 5.82 | 5.82 | 5.82 | 0 | 0 | 0 | 0 | 0 | 0 | 0 | 0 | 0 | 0 | 0 | 0 | 0 | 0 | 0 | 0 | 0 | 0 | System Off | 0 | 0
1159 | 1159 | 2012-02-18 06:59 | 6.12 | 6.27 | 6.27 | 6.12 | 8.48 | 0 | 3.64 | 3 | 14.72 | 10.79 | 0 | 0 | 0 | 0 | 0 | 0 | 0 | 2.35 | 0.74048 | 0.09408 | 0 | 0 | System Off | 0 | 0
1160 | 1160 | 2012-02-18 07:59 | 6.42 | 7.51 | 7.51 | 6.42 | 69.37 | 32.88 | 27.33 | 25 | 14.45 | 80.56 | 0.37 | 0.41 | 0.4 | 0.01 | 28.86 | 0 | 0 | 19.64 | 0.74631 | 0.09408 | 0 | 0 | System Off | 0 | 0
1161 | 1161 | 2012-02-18 08:59 | 6.73 | 9.49 | 9.49 | 6.73 | 188.65 | 150.05 | 71.96 | 66 | 14.89 | 210.65 | 0.69 | 0.71 | 0.7 | 0.05 | 111.59 | 0 | 0 | 51.55 | 0.7557 | 0.09408 | 0 | 0 | System Off | 1 | 0
1162 | 1162 | 2012-02-18 09:59 | 6.98 | 8.6 | 8.6 | 6.98 | 110.25 | 73.05 | 42.81 | 39 | 14.72 | 125.72 | 0.7 | 0.58 | 0.57 | 0.03 | 50.01 | 0 | 0 | 30.53 | 0.75212 | 0.09408 | 0 | 0 | System Off | 0 | 0
1163 | 1163 | 2012-02-18 10:59 | 7.24 | 9.45 | 9.45 | 7.24 | 154.01 | 116.03 | 59.21 | 55 | 14.58 | 173.35 | 0.68 | 0.67 | 0.66 | 0.04 | 73.11 | 0 | 0 | 43.13 | 0.75663 | 0.09408 | 0 | 0 | System Off | 0 | 0
1164 | 1164 | 2012-02-18 11:59 | 7.5 | 10.51 | 10.51 | 7.5 | 215.14 | 176.07 | 81.98 | 76 | 14.74 | 239.1 | 0.73 | 0.74 | 0.72 | 0.06 | 104.8 | 0 | 0 | 59.47 | 0.76204 | 0.09408 | 0 | 0 | System Off | 1 | 0
1165 | 1165 | 2012-02-18 12:59 | 7.46 | 9.47 | 9.47 | 7.46 | 141.67 | 103.91 | 54.65 | 50 | 14.76 | 160 | 0.73 | 0.65 | 0.64 | 0.04 | 66.56 | 0 | 0 | 39.12 | 0.75694 | 0.09408 | 0 | 0 | System Off | 0 | 0
1166 | 1166 | 2012-02-18 13:59 | 7.42 | 9.16 | 9.16 | 7.42 | 122.2 | 84.79 | 47.36 | 44 | 14.46 | 138.82 | 0.63 | 0.61 | 0.6 | 0.03 | 62.82 | 0 | 0 | 34.56 | 0.75562 | 0.09408 | 0 | 0 | System Off | 0 | 0
1167 | 1167 | 2012-02-18 14:59 | 7.39 | 8.43 | 8.43 | 7.39 | 71.48 | 34.95 | 28.24 | 26 | 14.32 | 82.97 | 0.35 | 0.42 | 0.41 | 0.01 | 28.71 | 0 | 0 | 20.46 | 0.75208 | 0.09408 | 0 | 0 | System Off | 0 | 0
1168 | 1168 | 2012-02-18 15:59 | 7.26 | 8.05 | 8.05 | 7.26 | 54.81 | 18.58 | 21.86 | 20 | 14.27 | 64.32 | 0.46 | 0.29 | 0.28 | 0.01 | 15.62 | 0 | 0 | 15.75 | 0.7502 | 0.09408 | 0 | 0 | System Off | 0 | 0
1169 | 1169 | 2012-02-18 16:59 | 7.13 | 7.13 | 7.13 | 7.13 | 0 | 0 | 0 | 0 | 0 | 0 | 0 | 0 | 0 | 0 | 0 | 0 | 0 | 0 | 0 | 0 | 0 | 0 | System Off | 0 | 0
1170 | 1170 | 2012-02-18 17:59 | 7.01 | 7.01 | 7.01 | 7.01 | 0 | 0 | 0 | 0 | 0 | 0 | 0 | 0 | 0 | 0 | 0 | 0 | 0 | 0 | 0 | 0 | 0 | 0 | System Off | 0 | 0
1171 | 1171 | 2012-02-18 18:59 | 6.94 | 6.94 | 6.94 | 6.94 | 0 | 0 | 0 | 0 | 0 | 0 | 0 | 0 | 0 | 0 | 0 | 0 | 0 | 0 | 0 | 0 | 0 | 0 | System Off | 0 | 0
1172 | 1172 | 2012-02-18 19:59 | 6.88 | 6.88 | 6.88 | 6.88 | 0 | 0 | 0 | 0 | 0 | 0 | 0 | 0 | 0 | 0 | 0 | 0 | 0 | 0 | 0 | 0 | 0 | 0 | System Off | 0 | 0
1173 | 1173 | 2012-02-18 20:59 | 6.81 | 6.81 | 6.81 | 6.81 | 0 | 0 | 0 | 0 | 0 | 0 | 0 | 0 | 0 | 0 | 0 | 0 | 0 | 0 | 0 | 0 | 0 | 0 | System Off | 0 | 0
1174 | 1174 | 2012-02-18 21:59 | 6.86 | 6.86 | 6.86 | 6.86 | 0 | 0 | 0 | 0 | 0 | 0 | 0 | 0 | 0 | 0 | 0 | 0 | 0 | 0 | 0 | 0 | 0 | 0 | System Off | 0 | 0
1175 | 1175 | 2012-02-18 22:59 | 6.91 | 6.91 | 6.91 | 6.91 | 0 | 0 | 0 | 0 | 0 | 0 | 0 | 0 | 0 | 0 | 0 | 0 | 0 | 0 | 0 | 0 | 0 | 0 | System Off | 0 | 0
1176 | 1176 | 2012-02-18 23:59 | 6.96 | 6.96 | 6.96 | 6.96 | 0 | 0 | 0 | 0 | 0 | 0 | 0 | 0 | 0 | 0 | 0 | 0 | 0 | 0 | 0 | 0 | 0 | 0 | System Off | 0 | 0
1177 | 1177 | 2012-02-19 00:59 | 6.3 | 6.3 | 6.3 | 6.3 | 0 | 0 | 0 | 0 | 0 | 0 | 0 | 0 | 0 | 0 | 0 | 0 | 0 | 0 | 0 | 0 | 0 | 0 | System Off | 0 | 0
1178 | 1178 | 2012-02-19 01:59 | 5.63 | 5.63 | 5.63 | 5.63 | 0 | 0 | 0 | 0 | 0 | 0 | 0 | 0 | 0 | 0 | 0 | 0 | 0 | 0 | 0 | 0 | 0 | 0 | System Off | 0 | 0
1179 | 1179 | 2012-02-19 02:59 | 4.97 | 4.97 | 4.97 | 4.97 | 0 | 0 | 0 | 0 | 0 | 0 | 0 | 0 | 0 | 0 | 0 | 0 | 0 | 0 | 0 | 0 | 0 | 0 | System Off | 0 | 0
1180 | 1180 | 2012-02-19 03:59 | 4.08 | 4.08 | 4.08 | 4.08 | 0 | 0 | 0 | 0 | 0 | 0 | 0 | 0 | 0 | 0 | 0 | 0 | 0 | 0 | 0 | 0 | 0 | 0 | System Off | 0 | 0
1181 | 1181 | 2012-02-19 04:59 | 3.2 | 3.2 | 3.2 | 3.2 | 0 | 0 | 0 | 0 | 0 | 0 | 0 | 0 | 0 | 0 | 0 | 0 | 0 | 0 | 0 | 0 | 0 | 0 | System Off | 0 | 0
1182 | 1182 | 2012-02-19 05:59 | 2.31 | 2.31 | 2.31 | 2.31 | 0 | 0 | 0 | 0 | 0 | 0 | 0 | 0 | 0 | 0 | 0 | 0 | 0 | 0 | 0 | 0 | 0 | 0 | System Off | 0 | 0
1183 | 1183 | 2012-02-19 06:59 | 2.52 | 2.68 | 2.68 | 2.52 | 10.92 | 0 | 4.55 | 4 | 14.22 | 13.66 | 0 | 0 | 0 | 0 | 0 | 0 | 0 | 3.15 | 0.73861 | 0.09408 | 0 | 0 | System Off | 0 | 0
1184 | 1184 | 2012-02-19 07:59 | 2.73 | 7.4 | 7.4 | 2.73 | 354.38 | 312.73 | 130.1 | 121 | 15.25 | 383.7 | 0.85 | 0.82 | 0.8 | 0.11 | 274.54 | 0 | 0 | 94.07 | 0.74279 | 0.09408 | 0 | 0 | System Off | 1 | 0
1185 | 1185 | 2012-02-19 08:59 | 2.95 | 6.87 | 6.87 | 2.95 | 295.43 | 254.88 | 109.44 | 101 | 15.23 | 323.38 | 0.82 | 0.79 | 0.77 | 0.09 | 189.55 | 0 | 0 | 78.54 | 0.7404 | 0.09408 | 0 | 0 | System Off | 1 | 0
1186 | 1186 | 2012-02-19 09:59 | 3.43 | 31.89 | 31.89 | 3.43 | 2129.64 | 2046 | 794.91 | 759 | 14.61 | 2140.34 | 0.93 | 0.96 | 0.93 | 0.74 | 1400.57 | 0 | 0 | 594.95 | 0.8664 | 0.09408 | 0 | 0 | System Off | 1 | 0
1187 | 1187 | 2012-02-19 10:59 | 3.91 | 33.69 | 33.69 | 3.91 | 2216.05 | 2129.94 | 832.31 | 795 | 14.52 | 2225.35 | 0.93 | 0.96 | 0.94 | 0.77 | 1342.12 | 0 | 0 | 623.93 | 0.8764 | 0.09408 | 0 | 0 | System Off | 1 | 0
1188 | 1188 | 2012-02-19 11:59 | 4.4 | 14.78 | 14.78 | 4.4 | 793.63 | 743.17 | 290.54 | 272 | 15.2 | 834.43 | 0.93 | 0.89 | 0.87 | 0.27 | 442.36 | 0 | 0 | 211.63 | 0.7803 | 0.09408 | 0 | 0 | System Off | 1 | 0
1189 | 1189 | 2012-02-19 12:59 | 4.24 | 22.31 | 22.31 | 4.24 | 1393.4 | 1329.24 | 510.51 | 483 | 15.03 | 1425.86 | 0.94 | 0.93 | 0.91 | 0.48 | 851.49 | 0 | 0 | 376.62 | 0.8188 | 0.09408 | 0 | 0 | System Off | 1 | 0
1190 | 1190 | 2012-02-19 13:59 | 4.09 | 23.6 | 23.6 | 4.09 | 1519.36 | 1452.07 | 556.41 | 529 | 14.96 | 1546.53 | 0.95 | 0.94 | 0.92 | 0.53 | 1075.81 | 0 | 0 | 412.84 | 0.82659 | 0.09408 | 0 | 0 | System Off | 1 | 0
1191 | 1191 | 2012-02-19 14:59 | 3.94 | 4.51 | 4.51 | 3.94 | 41.27 | 5.27 | 16.4 | 15 | 14.33 | 48.85 | 0 | 0.11 | 0.11 | 0 | 4.33 | 0 | 0 | 11.8 | 0.74887 | 0.09408 | 0 | 0 | System Off | 0 | 0
1192 | 1192 | 2012-02-19 15:59 | 3.14 | 6.72 | 6.72 | 3.14 | 249.06 | 209.37 | 98.58 | 86 | 15.08 | 291.45 | 0.81 | 0.72 | 0.7 | 0.08 | 176.1 | 0 | 0 | 67.01 | 0.73877 | 0.09408 | 0 | 0 | System Off | 1 | 0
1193 | 1193 | 2012-02-19 16:59 | 2.35 | 2.35 | 2.35 | 2.35 | 0 | 0 | 0 | 0 | 0 | 0 | 0 | 0 | 0 | 0 | 0 | 0 | 0 | 0 | 0 | 0 | 0 | 0 | System Off | 0 | 0
1194 | 1194 | 2012-02-19 17:59 | 1.56 | 1.56 | 1.56 | 1.56 | 0 | 0 | 0 | 0 | 0 | 0 | 0 | 0 | 0 | 0 | 0 | 0 | 0 | 0 | 0 | 0 | 0 | 0 | System Off | 0 | 0
1195 | 1195 | 2012-02-19 18:59 | 1.15 | 1.15 | 1.15 | 1.15 | 0 | 0 | 0 | 0 | 0 | 0 | 0 | 0 | 0 | 0 | 0 | 0 | 0 | 0 | 0 | 0 | 0 | 0 | System Off | 0 | 0
1196 | 1196 | 2012-02-19 19:59 | 0.74 | 0.74 | 0.74 | 0.74 | 0 | 0 | 0 | 0 | 0 | 0 | 0 | 0 | 0 | 0 | 0 | 0 | 0 | 0 | 0 | 0 | 0 | 0 | System Off | 0 | 0
1197 | 1197 | 2012-02-19 20:59 | 0.33 | 0.33 | 0.33 | 0.33 | 0 | 0 | 0 | 0 | 0 | 0 | 0 | 0 | 0 | 0 | 0 | 0 | 0 | 0 | 0 | 0 | 0 | 0 | System Off | 0 | 0
1198 | 1198 | 2012-02-19 21:59 | 0.05 | 0.05 | 0.05 | 0.05 | 0 | 0 | 0 | 0 | 0 | 0 | 0 | 0 | 0 | 0 | 0 | 0 | 0 | 0 | 0 | 0 | 0 | 0 | System Off | 0 | 0
1199 | 1199 | 2012-02-19 22:59 | -0.22 | -0.22 | -0.22 | -0.22 | 0 | 0 | 0 | 0 | 0 | 0 | 0 | 0 | 0 | 0 | 0 | 0 | 0 | 0 | 0 | 0 | 0 | 0 | System Off | 0 | 0
1200 | 1200 | 2012-02-19 23:59 | -0.5 | -0.5 | -0.5 | -0.5 | 0 | 0 | 0 | 0 | 0 | 0 | 0 | 0 | 0 | 0 | 0 | 0 | 0 | 0 | 0 | 0 | 0 | 0 | System Off | 0 | 0
1201 | 1201 | 2012-02-20 00:59 | -0.9 | -0.9 | -0.9 | -0.9 | 0 | 0 | 0 | 0 | 0 | 0 | 0 | 0 | 0 | 0 | 0 | 0 | 0 | 0 | 0 | 0 | 0 | 0 | System Off | 0 | 0
1202 | 1202 | 2012-02-20 01:59 | -1.31 | -1.31 | -1.31 | -1.31 | 0 | 0 | 0 | 0 | 0 | 0 | 0 | 0 | 0 | 0 | 0 | 0 | 0 | 0 | 0 | 0 | 0 | 0 | System Off | 0 | 0
1203 | 1203 | 2012-02-20 02:59 | -1.71 | -1.71 | -1.71 | -1.71 | 0 | 0 | 0 | 0 | 0 | 0 | 0 | 0 | 0 | 0 | 0 | 0 | 0 | 0 | 0 | 0 | 0 | 0 | System Off | 0 | 0
1204 | 1204 | 2012-02-20 03:59 | -2.08 | -2.08 | -2.08 | -2.08 | 0 | 0 | 0 | 0 | 0 | 0 | 0 | 0 | 0 | 0 | 0 | 0 | 0 | 0 | 0 | 0 | 0 | 0 | System Off | 0 | 0
1205 | 1205 | 2012-02-20 04:59 | -2.46 | -2.46 | -2.46 | -2.46 | 0 | 0 | 0 | 0 | 0 | 0 | 0 | 0 | 0 | 0 | 0 | 0 | 0 | 0 | 0 | 0 | 0 | 0 | System Off | 0 | 0
1206 | 1206 | 2012-02-20 05:59 | -2.83 | -2.83 | -2.83 | -2.83 | 0 | 0 | 0 | 0 | 0 | 0 | 0 | 0 | 0 | 0 | 0 | 0 | 0 | 0 | 0 | 0 | 0 | 0 | System Off | 0 | 0
1207 | 1207 | 2012-02-20 06:59 | -1.4 | -0.92 | -0.92 | -1.4 | 25.33 | 0 | 10.02 | 9 | 14.66 | 30.42 | 0 | 0 | 0 | 0 | 0 | 0 | 0 | 7.05 | 0.71719 | 0.09408 | 0 | 0 | System Off | 0 | 0
1208 | 1208 | 2012-02-20 07:59 | 0.03 | 6.06 | 6.06 | 0.03 | 333.89 | 292.63 | 122.28 | 114 | 15.25 | 362.36 | 0.9 | 0.81 | 0.79 | 0.11 | 256.9 | 0 | 0 | 88.63 | 0.74465 | 0.09408 | 0 | 0 | System Off | 1 | 0
1209 | 1209 | 2012-02-20 08:59 | 1.46 | 8.53 | 8.53 | 1.46 | 374.14 | 332.12 | 138.04 | 128 | 15.22 | 405.49 | 0.87 | 0.82 | 0.8 | 0.12 | 246.99 | 0 | 0 | 99.55 | 0.73684 | 0.09408 | 0 | 0 | System Off | 1 | 0
1210 | 1210 | 2012-02-20 09:59 | 2.35 | 23.39 | 23.39 | 2.35 | 1122.86 | 1065.12 | 417.16 | 394 | 14.84 | 1160.42 | 0.93 | 0.92 | 0.9 | 0.39 | 729.12 | 0 | 0 | 307.94 | 0.79113 | 0.09408 | 0 | 0 | System Off | 1 | 0
1211 | 1211 | 2012-02-20 10:59 | 3.25 | 22.17 | 22.17 | 3.25 | 1024.03 | 968.54 | 380.89 | 358 | 14.9 | 1064.38 | 0.92 | 0.91 | 0.89 | 0.35 | 610.29 | 0 | 0 | 279.61 | 0.78971 | 0.09408 | 0 | 0 | System Off | 1 | 0
1212 | 1212 | 2012-02-20 11:59 | 4.15 | 13.35 | 13.35 | 4.15 | 504.99 | 460.44 | 187.94 | 175 | 15.03 | 542.56 | 0.9 | 0.85 | 0.83 | 0.17 | 274.07 | 0 | 0 | 136.45 | 0.76097 | 0.09408 | 0 | 0 | System Off | 1 | 0
1213 | 1213 | 2012-02-20 12:59 | 4.49 | 16.32 | 16.32 | 4.49 | 650.79 | 603.31 | 241.72 | 226 | 15 | 690.3 | 0.91 | 0.87 | 0.86 | 0.22 | 386.47 | 0 | 0 | 176.28 | 0.77241 | 0.09408 | 0 | 0 | System Off | 1 | 0
1214 | 1214 | 2012-02-20 13:59 | 4.84 | 15.19 | 15.19 | 4.84 | 569.55 | 523.71 | 211.49 | 198 | 14.98 | 606.47 | 0.9 | 0.86 | 0.84 | 0.19 | 388.01 | 0 | 0 | 154.48 | 0.76926 | 0.09408 | 0 | 0 | System Off | 1 | 0
1215 | 1215 | 2012-02-20 14:59 | 5.19 | 17.28 | 17.28 | 5.19 | 662.82 | 615.1 | 247.01 | 231 | 14.94 | 702.93 | 0.89 | 0.88 | 0.86 | 0.22 | 505.28 | 0 | 0 | 180.31 | 0.77746 | 0.09408 | 0 | 0 | System Off | 1 | 0
1216 | 1216 | 2012-02-20 15:59 | 3.31 | 10.01 | 10.01 | 3.31 | 354.42 | 312.77 | 140.79 | 122 | 15.13 | 411.39 | 0.78 | 0.76 | 0.74 | 0.11 | 263.07 | 0 | 0 | 95 | 0.74633 | 0.09408 | 0 | 0 | System Off | 1 | 0
1217 | 1217 | 2012-02-20 16:59 | 1.44 | 1.44 | 1.44 | 1.44 | 0 | 0 | 0 | 0 | 0 | 0 | 0 | 0 | 0 | 0 | 0 | 0 | 0 | 0 | 0 | 0 | 0 | 0 | System Off | 0 | 0
1218 | 1218 | 2012-02-20 17:59 | -0.43 | -0.43 | -0.43 | -0.43 | 0 | 0 | 0 | 0 | 0 | 0 | 0 | 0 | 0 | 0 | 0 | 0 | 0 | 0 | 0 | 0 | 0 | 0 | System Off | 0 | 0
1219 | 1219 | 2012-02-20 18:59 | -0.71 | -0.71 | -0.71 | -0.71 | 0 | 0 | 0 | 0 | 0 | 0 | 0 | 0 | 0 | 0 | 0 | 0 | 0 | 0 | 0 | 0 | 0 | 0 | System Off | 0 | 0
1220 | 1220 | 2012-02-20 19:59 | -1 | -1 | -1 | -1 | 0 | 0 | 0 | 0 | 0 | 0 | 0 | 0 | 0 | 0 | 0 | 0 | 0 | 0 | 0 | 0 | 0 | 0 | System Off | 0 | 0
1221 | 1221 | 2012-02-20 20:59 | -1.28 | -1.28 | -1.28 | -1.28 | 0 | 0 | 0 | 0 | 0 | 0 | 0 | 0 | 0 | 0 | 0 | 0 | 0 | 0 | 0 | 0 | 0 | 0 | System Off | 0 | 0
1222 | 1222 | 2012-02-20 21:59 | -1.15 | -1.15 | -1.15 | -1.15 | 0 | 0 | 0 | 0 | 0 | 0 | 0 | 0 | 0 | 0 | 0 | 0 | 0 | 0 | 0 | 0 | 0 | 0 | System Off | 0 | 0
1223 | 1223 | 2012-02-20 22:59 | -1.02 | -1.02 | -1.02 | -1.02 | 0 | 0 | 0 | 0 | 0 | 0 | 0 | 0 | 0 | 0 | 0 | 0 | 0 | 0 | 0 | 0 | 0 | 0 | System Off | 0 | 0
1224 | 1224 | 2012-02-20 23:59 | -0.89 | -0.89 | -0.89 | -0.89 | 0 | 0 | 0 | 0 | 0 | 0 | 0 | 0 | 0 | 0 | 0 | 0 | 0 | 0 | 0 | 0 | 0 | 0 | System Off | 0 | 0
1225 | 1225 | 2012-02-21 00:59 | -0.73 | -0.73 | -0.73 | -0.73 | 0 | 0 | 0 | 0 | 0 | 0 | 0 | 0 | 0 | 0 | 0 | 0 | 0 | 0 | 0 | 0 | 0 | 0 | System Off | 0 | 0
1226 | 1226 | 2012-02-21 01:59 | -0.58 | -0.58 | -0.58 | -0.58 | 0 | 0 | 0 | 0 | 0 | 0 | 0 | 0 | 0 | 0 | 0 | 0 | 0 | 0 | 0 | 0 | 0 | 0 | System Off | 0 | 0
1227 | 1227 | 2012-02-21 02:59 | -0.42 | -0.42 | -0.42 | -0.42 | 0 | 0 | 0 | 0 | 0 | 0 | 0 | 0 | 0 | 0 | 0 | 0 | 0 | 0 | 0 | 0 | 0 | 0 | System Off | 0 | 0
1228 | 1228 | 2012-02-21 03:59 | -0.45 | -0.45 | -0.45 | -0.45 | 0 | 0 | 0 | 0 | 0 | 0 | 0 | 0 | 0 | 0 | 0 | 0 | 0 | 0 | 0 | 0 | 0 | 0 | System Off | 0 | 0
1229 | 1229 | 2012-02-21 04:59 | -0.49 | -0.49 | -0.49 | -0.49 | 0 | 0 | 0 | 0 | 0 | 0 | 0 | 0 | 0 | 0 | 0 | 0 | 0 | 0 | 0 | 0 | 0 | 0 | System Off | 0 | 0
1230 | 1230 | 2012-02-21 05:59 | -0.52 | -0.52 | -0.52 | -0.52 | 0 | 0 | 0 | 0 | 0 | 0 | 0 | 0 | 0 | 0 | 0 | 0 | 0 | 0 | 0 | 0 | 0 | 0 | System Off | 0 | 0
1231 | 1231 | 2012-02-21 06:59 | 0.68 | 4.31 | 4.31 | 0.68 | 221.57 | 182.37 | 84.24 | 76 | 15.18 | 251.18 | 0.83 | 0.73 | 0.71 | 0.07 | 209.34 | 0 | 0 | 59.14 | 0.74138 | 0.09408 | 0 | 0 | System Off | 1 | 0
1232 | 1232 | 2012-02-21 07:59 | 1.88 | 7.28 | 7.28 | 1.88 | 347.36 | 305.85 | 127.61 | 119 | 15.2 | 376.53 | 0.86 | 0.81 | 0.8 | 0.11 | 268.5 | 0 | 0 | 92.58 | 0.73759 | 0.09408 | 0 | 0 | System Off | 1 | 0
1233 | 1233 | 2012-02-21 08:59 | 3.08 | 17.71 | 17.71 | 3.08 | 960.47 | 906.4 | 351.12 | 331 | 15.11 | 997.61 | 0.94 | 0.91 | 0.89 | 0.33 | 674.07 | 0 | 0 | 257.81 | 0.78353 | 0.09408 | 0 | 0 | System Off | 1 | 0
1234 | 1234 | 2012-02-21 09:59 | 4.36 | 27.66 | 27.66 | 4.36 | 1549.76 | 1481.7 | 577.06 | 547 | 14.76 | 1579.36 | 0.94 | 0.94 | 0.92 | 0.54 | 1014.29 | 0 | 0 | 427.99 | 0.83186 | 0.09408 | 0 | 0 | System Off | 1 | 0
1235 | 1235 | 2012-02-21 10:59 | 5.64 | 29.57 | 29.57 | 5.64 | 1629.4 | 1559.31 | 610.41 | 579 | 14.66 | 1658.44 | 0.92 | 0.94 | 0.92 | 0.56 | 982.55 | 0 | 0 | 453.61 | 0.84585 | 0.09408 | 0 | 0 | System Off | 1 | 0
1236 | 1236 | 2012-02-21 11:59 | 6.93 | 18.95 | 18.95 | 6.93 | 851.07 | 799.39 | 315.6 | 296 | 14.98 | 892.58 | 0.92 | 0.9 | 0.88 | 0.29 | 475.82 | 0 | 0 | 230.95 | 0.79988 | 0.09408 | 0 | 0 | System Off | 1 | 0
1237 | 1237 | 2012-02-21 12:59 | 7.15 | 22.53 | 22.53 | 7.15 | 1076.69 | 1020 | 399.63 | 377 | 14.87 | 1115.21 | 0.93 | 0.91 | 0.89 | 0.37 | 653.4 | 0 | 0 | 294.53 | 0.81653 | 0.09408 | 0 | 0 | System Off | 1 | 0
1238 | 1238 | 2012-02-21 13:59 | 7.37 | 15.26 | 15.26 | 7.37 | 544.26 | 498.93 | 202.66 | 189 | 15 | 581 | 0.89 | 0.86 | 0.84 | 0.18 | 369.65 | 0 | 0 | 147.42 | 0.78238 | 0.09408 | 0 | 0 | System Off | 1 | 0
1239 | 1239 | 2012-02-21 14:59 | 7.59 | 11.78 | 11.78 | 7.59 | 280.95 | 240.67 | 106.28 | 99 | 14.78 | 308.58 | 0.85 | 0.78 | 0.76 | 0.09 | 197.7 | 0 | 0 | 77.44 | 0.76687 | 0.09408 | 0 | 0 | System Off | 1 | 0
1240 | 1240 | 2012-02-21 15:59 | 6.19 | 7.12 | 7.12 | 6.19 | 57.45 | 21.16 | 22.77 | 21 | 14.25 | 67.23 | 0.44 | 0.31 | 0.31 | 0.01 | 17.8 | 0 | 0 | 16.54 | 0.74425 | 0.09408 | 0 | 0 | System Off | 0 | 0
1241 | 1241 | 2012-02-21 16:59 | 4.79 | 4.79 | 4.79 | 4.79 | 0 | 0 | 0 | 0 | 0 | 0 | 0 | 0 | 0 | 0 | 0 | 0 | 0 | 0 | 0 | 0 | 0 | 0 | System Off | 0 | 0
1242 | 1242 | 2012-02-21 17:59 | 3.39 | 3.39 | 3.39 | 3.39 | 0 | 0 | 0 | 0 | 0 | 0 | 0 | 0 | 0 | 0 | 0 | 0 | 0 | 0 | 0 | 0 | 0 | 0 | System Off | 0 | 0
1243 | 1243 | 2012-02-21 18:59 | 2.83 | 2.83 | 2.83 | 2.83 | 0 | 0 | 0 | 0 | 0 | 0 | 0 | 0 | 0 | 0 | 0 | 0 | 0 | 0 | 0 | 0 | 0 | 0 | System Off | 0 | 0
1244 | 1244 | 2012-02-21 19:59 | 2.27 | 2.27 | 2.27 | 2.27 | 0 | 0 | 0 | 0 | 0 | 0 | 0 | 0 | 0 | 0 | 0 | 0 | 0 | 0 | 0 | 0 | 0 | 0 | System Off | 0 | 0
1245 | 1245 | 2012-02-21 20:59 | 1.71 | 1.71 | 1.71 | 1.71 | 0 | 0 | 0 | 0 | 0 | 0 | 0 | 0 | 0 | 0 | 0 | 0 | 0 | 0 | 0 | 0 | 0 | 0 | System Off | 0 | 0
1246 | 1246 | 2012-02-21 21:59 | 1.41 | 1.41 | 1.41 | 1.41 | 0 | 0 | 0 | 0 | 0 | 0 | 0 | 0 | 0 | 0 | 0 | 0 | 0 | 0 | 0 | 0 | 0 | 0 | System Off | 0 | 0
1247 | 1247 | 2012-02-21 22:59 | 1.12 | 1.12 | 1.12 | 1.12 | 0 | 0 | 0 | 0 | 0 | 0 | 0 | 0 | 0 | 0 | 0 | 0 | 0 | 0 | 0 | 0 | 0 | 0 | System Off | 0 | 0
1248 | 1248 | 2012-02-21 23:59 | 0.82 | 0.82 | 0.82 | 0.82 | 0 | 0 | 0 | 0 | 0 | 0 | 0 | 0 | 0 | 0 | 0 | 0 | 0 | 0 | 0 | 0 | 0 | 0 | System Off | 0 | 0
1249 | 1249 | 2012-02-22 00:59 | 0.62 | 0.62 | 0.62 | 0.62 | 0 | 0 | 0 | 0 | 0 | 0 | 0 | 0 | 0 | 0 | 0 | 0 | 0 | 0 | 0 | 0 | 0 | 0 | System Off | 0 | 0
1250 | 1250 | 2012-02-22 01:59 | 0.41 | 0.41 | 0.41 | 0.41 | 0 | 0 | 0 | 0 | 0 | 0 | 0 | 0 | 0 | 0 | 0 | 0 | 0 | 0 | 0 | 0 | 0 | 0 | System Off | 0 | 0
1251 | 1251 | 2012-02-22 02:59 | 0.21 | 0.21 | 0.21 | 0.21 | 0 | 0 | 0 | 0 | 0 | 0 | 0 | 0 | 0 | 0 | 0 | 0 | 0 | 0 | 0 | 0 | 0 | 0 | System Off | 0 | 0
1252 | 1252 | 2012-02-22 03:59 | 0.1 | 0.1 | 0.1 | 0.1 | 0 | 0 | 0 | 0 | 0 | 0 | 0 | 0 | 0 | 0 | 0 | 0 | 0 | 0 | 0 | 0 | 0 | 0 | System Off | 0 | 0
1253 | 1253 | 2012-02-22 04:59 | 0 | 0 | 0 | 0 | 0 | 0 | 0 | 0 | 0 | 0 | 0 | 0 | 0 | 0 | 0 | 0 | 0 | 0 | 0 | 0 | 0 | 0 | System Off | 0 | 0
1254 | 1254 | 2012-02-22 05:59 | -0.11 | -0.11 | -0.11 | -0.11 | 0 | 0 | 0 | 0 | 0 | 0 | 0 | 0 | 0 | 0 | 0 | 0 | 0 | 0 | 0 | 0 | 0 | 0 | System Off | 0 | 0
1255 | 1255 | 2012-02-22 06:59 | 1.44 | 11.69 | 11.69 | 1.44 | 617.97 | 571.15 | 235.18 | 211 | 15.25 | 683.04 | 0.89 | 0.84 | 0.82 | 0.21 | 655.62 | 0 | 0 | 164.04 | 0.75184 | 0.09408 | 0 | 0 | System Off | 1 | 0
1256 | 1256 | 2012-02-22 07:59 | 2.98 | 25.44 | 25.44 | 2.98 | 1399.67 | 1335.35 | 520.88 | 491 | 14.85 | 1437.74 | 0.92 | 0.93 | 0.91 | 0.48 | 1172.31 | 0 | 0 | 383.73 | 0.81293 | 0.09408 | 0 | 0 | System Off | 1 | 0
1257 | 1257 | 2012-02-22 08:59 | 4.53 | 37.26 | 37.26 | 4.53 | 2012.32 | 1931.99 | 767.8 | 733 | 14.3 | 2024.11 | 0.91 | 0.95 | 0.93 | 0.7 | 1436.78 | 0 | 0 | 576.88 | 0.86886 | 0.09408 | 0 | 0 | System Off | 1 | 0
1258 | 1258 | 2012-02-22 09:59 | 6.06 | 43.5 | 43.5 | 6.06 | 2256.39 | 2169.11 | 878.92 | 841 | 13.97 | 2259.59 | 0.89 | 0.96 | 0.94 | 0.78 | 1484.84 | 0 | 0 | 664.61 | 0.89981 | 0.09408 | 0 | 0 | System Off | 1 | 0
1259 | 1259 | 2012-02-22 10:59 | 7.6 | 40.05 | 40.05 | 7.6 | 1972.07 | 1892.84 | 763.22 | 727 | 14.13 | 1989.71 | 0.89 | 0.95 | 0.93 | 0.68 | 1192.72 | 0 | 0 | 573.4 | 0.88719 | 0.09408 | 0 | 0 | System Off | 1 | 0
1260 | 1260 | 2012-02-22 11:59 | 9.14 | 41.26 | 41.26 | 9.14 | 1943.25 | 1864.82 | 755.94 | 720 | 14.06 | 1961.2 | 0.89 | 0.95 | 0.93 | 0.67 | 1110.01 | 0 | 0 | 568.39 | 0.89566 | 0.09408 | 0 | 0 | System Off | 1 | 0
1261 | 1261 | 2012-02-22 12:59 | 9.23 | 43.5 | 43.5 | 9.23 | 2126.88 | 2043.33 | 829.42 | 794 | 13.95 | 2132.32 | 0.89 | 0.96 | 0.94 | 0.74 | 1308.91 | 0 | 0 | 627.65 | 0.91085 | 0.09408 | 0 | 0 | System Off | 1 | 0
1262 | 1262 | 2012-02-22 13:59 | 9.32 | 32.08 | 32.08 | 9.32 | 1494.73 | 1428.06 | 566 | 538 | 14.47 | 1522.86 | 0.92 | 0.94 | 0.92 | 0.52 | 1058.02 | 0 | 0 | 422.49 | 0.86092 | 0.09408 | 0 | 0 | System Off | 1 | 0
1263 | 1263 | 2012-02-22 14:59 | 9.42 | 15.96 | 15.96 | 9.42 | 442.61 | 399.28 | 166.93 | 155 | 14.87 | 477.36 | 0.84 | 0.84 | 0.82 | 0.14 | 327.99 | 0 | 0 | 121.1 | 0.7881 | 0.09408 | 0 | 0 | System Off | 1 | 0
1264 | 1264 | 2012-02-22 15:59 | 8.07 | 11.54 | 11.54 | 8.07 | 215.96 | 176.87 | 85.86 | 76 | 14.8 | 249.5 | 0.7 | 0.71 | 0.69 | 0.06 | 148.77 | 0 | 0 | 59.43 | 0.76534 | 0.09408 | 0 | 0 | System Off | 1 | 0
1265 | 1265 | 2012-02-22 16:59 | 6.72 | 6.72 | 6.72 | 6.72 | 0 | 0 | 0 | 0 | 0 | 0 | 0 | 0 | 0 | 0 | 0 | 0 | 0 | 0 | 0 | 0 | 0 | 0 | System Off | 0 | 0
1266 | 1266 | 2012-02-22 17:59 | 5.38 | 5.38 | 5.38 | 5.38 | 0 | 0 | 0 | 0 | 0 | 0 | 0 | 0 | 0 | 0 | 0 | 0 | 0 | 0 | 0 | 0 | 0 | 0 | System Off | 0 | 0
1267 | 1267 | 2012-02-22 18:59 | 5.09 | 5.09 | 5.09 | 5.09 | 0 | 0 | 0 | 0 | 0 | 0 | 0 | 0 | 0 | 0 | 0 | 0 | 0 | 0 | 0 | 0 | 0 | 0 | System Off | 0 | 0
1268 | 1268 | 2012-02-22 19:59 | 4.81 | 4.81 | 4.81 | 4.81 | 0 | 0 | 0 | 0 | 0 | 0 | 0 | 0 | 0 | 0 | 0 | 0 | 0 | 0 | 0 | 0 | 0 | 0 | System Off | 0 | 0
1269 | 1269 | 2012-02-22 20:59 | 4.52 | 4.52 | 4.52 | 4.52 | 0 | 0 | 0 | 0 | 0 | 0 | 0 | 0 | 0 | 0 | 0 | 0 | 0 | 0 | 0 | 0 | 0 | 0 | System Off | 0 | 0
1270 | 1270 | 2012-02-22 21:59 | 4.65 | 4.65 | 4.65 | 4.65 | 0 | 0 | 0 | 0 | 0 | 0 | 0 | 0 | 0 | 0 | 0 | 0 | 0 | 0 | 0 | 0 | 0 | 0 | System Off | 0 | 0
1271 | 1271 | 2012-02-22 22:59 | 4.77 | 4.77 | 4.77 | 4.77 | 0 | 0 | 0 | 0 | 0 | 0 | 0 | 0 | 0 | 0 | 0 | 0 | 0 | 0 | 0 | 0 | 0 | 0 | System Off | 0 | 0
1272 | 1272 | 2012-02-22 23:59 | 4.9 | 4.9 | 4.9 | 4.9 | 0 | 0 | 0 | 0 | 0 | 0 | 0 | 0 | 0 | 0 | 0 | 0 | 0 | 0 | 0 | 0 | 0 | 0 | System Off | 0 | 0
1273 | 1273 | 2012-02-23 00:59 | 5.2 | 5.2 | 5.2 | 5.2 | 0 | 0 | 0 | 0 | 0 | 0 | 0 | 0 | 0 | 0 | 0 | 0 | 0 | 0 | 0 | 0 | 0 | 0 | System Off | 0 | 0
1274 | 1274 | 2012-02-23 01:59 | 5.51 | 5.51 | 5.51 | 5.51 | 0 | 0 | 0 | 0 | 0 | 0 | 0 | 0 | 0 | 0 | 0 | 0 | 0 | 0 | 0 | 0 | 0 | 0 | System Off | 0 | 0
1275 | 1275 | 2012-02-23 02:59 | 5.81 | 5.81 | 5.81 | 5.81 | 0 | 0 | 0 | 0 | 0 | 0 | 0 | 0 | 0 | 0 | 0 | 0 | 0 | 0 | 0 | 0 | 0 | 0 | System Off | 0 | 0
1276 | 1276 | 2012-02-23 03:59 | 5.93 | 5.93 | 5.93 | 5.93 | 0 | 0 | 0 | 0 | 0 | 0 | 0 | 0 | 0 | 0 | 0 | 0 | 0 | 0 | 0 | 0 | 0 | 0 | System Off | 0 | 0
1277 | 1277 | 2012-02-23 04:59 | 6.06 | 6.06 | 6.06 | 6.06 | 0 | 0 | 0 | 0 | 0 | 0 | 0 | 0 | 0 | 0 | 0 | 0 | 0 | 0 | 0 | 0 | 0 | 0 | System Off | 0 | 0
1278 | 1278 | 2012-02-23 05:59 | 6.18 | 6.18 | 6.18 | 6.18 | 0 | 0 | 0 | 0 | 0 | 0 | 0 | 0 | 0 | 0 | 0 | 0 | 0 | 0 | 0 | 0 | 0 | 0 | System Off | 0 | 0
1279 | 1279 | 2012-02-23 06:59 | 6.68 | 7.02 | 7.02 | 6.68 | 22.06 | 0 | 9.11 | 8 | 14.36 | 26.9 | 0 | 0 | 0 | 0 | 0 | 0 | 0 | 6.29 | 0.74462 | 0.09408 | 0 | 0 | System Off | 0 | 0
1280 | 1280 | 2012-02-23 07:59 | 7.18 | 10.23 | 10.23 | 7.18 | 213.83 | 174.78 | 81.29 | 75 | 14.85 | 237.34 | 0.74 | 0.74 | 0.72 | 0.06 | 153.44 | 0 | 0 | 58.61 | 0.75998 | 0.09408 | 0 | 0 | System Off | 1 | 0
1281 | 1281 | 2012-02-23 08:59 | 7.68 | 10.68 | 10.68 | 7.68 | 207.53 | 168.6 | 79.24 | 73 | 14.81 | 230.99 | 0.76 | 0.73 | 0.71 | 0.06 | 125.38 | 0 | 0 | 57.08 | 0.76251 | 0.09408 | 0 | 0 | System Off | 1 | 0
1282 | 1282 | 2012-02-23 09:59 | 8.42 | 10.33 | 10.33 | 8.42 | 131.34 | 93.77 | 51.01 | 47 | 14.55 | 148.87 | 0.59 | 0.63 | 0.62 | 0.03 | 64.19 | 0 | 0 | 36.87 | 0.76195 | 0.09408 | 0 | 0 | System Off | 0 | 0
1283 | 1283 | 2012-02-23 10:59 | 9.16 | 12.02 | 12.02 | 9.16 | 201.41 | 162.58 | 77.42 | 71 | 14.77 | 224.59 | 0.77 | 0.72 | 0.71 | 0.06 | 102.45 | 0 | 0 | 55.54 | 0.77075 | 0.09408 | 0 | 0 | System Off | 1 | 0
1284 | 1284 | 2012-02-23 11:59 | 9.9 | 12.7 | 12.7 | 9.9 | 198.36 | 159.59 | 76.51 | 71 | 14.55 | 221.41 | 0.78 | 0.72 | 0.71 | 0.06 | 94.99 | 0 | 0 | 55.7 | 0.77511 | 0.09408 | 0 | 0 | System Off | 1 | 0
1285 | 1285 | 2012-02-23 12:59 | 9.6 | 11.03 | 11.03 | 9.6 | 96.98 | 60.01 | 38.26 | 35 | 14.43 | 111.37 | 0.52 | 0.54 | 0.53 | 0.02 | 38.44 | 0 | 0 | 27.5 | 0.76655 | 0.09408 | 0 | 0 | System Off | 0 | 0
1286 | 1286 | 2012-02-23 13:59 | 9.3 | 10.38 | 10.38 | 9.3 | 70.84 | 34.32 | 28.24 | 26 | 14.19 | 82.4 | 0.35 | 0.42 | 0.41 | 0.01 | 25.43 | 0 | 0 | 20.49 | 0.76312 | 0.09408 | 0 | 0 | System Off | 0 | 0
1287 | 1287 | 2012-02-23 14:59 | 9.01 | 12.05 | 12.05 | 9.01 | 202.27 | 163.43 | 77.72 | 72 | 14.63 | 225.44 | 0.77 | 0.72 | 0.71 | 0.06 | 134.25 | 0 | 0 | 56.43 | 0.77008 | 0.09408 | 0 | 0 | System Off | 1 | 0
1288 | 1288 | 2012-02-23 15:59 | 8.85 | 10.61 | 10.61 | 8.85 | 109.8 | 72.6 | 43.5 | 39 | 14.66 | 126.83 | 0.69 | 0.57 | 0.56 | 0.03 | 61.06 | 0 | 0 | 30.55 | 0.76293 | 0.09408 | 0 | 0 | System Off | 0 | 0
1289 | 1289 | 2012-02-23 16:59 | 8.7 | 8.7 | 8.7 | 8.7 | 0 | 0 | 0 | 0 | 0 | 0 | 0 | 0 | 0 | 0 | 0 | 0 | 0 | 0 | 0 | 0 | 0 | 0 | System Off | 0 | 0
1290 | 1290 | 2012-02-23 17:59 | 8.55 | 8.55 | 8.55 | 8.55 | 0 | 0 | 0 | 0 | 0 | 0 | 0 | 0 | 0 | 0 | 0 | 0 | 0 | 0 | 0 | 0 | 0 | 0 | System Off | 0 | 0
1291 | 1291 | 2012-02-23 18:59 | 8.47 | 8.47 | 8.47 | 8.47 | 0 | 0 | 0 | 0 | 0 | 0 | 0 | 0 | 0 | 0 | 0 | 0 | 0 | 0 | 0 | 0 | 0 | 0 | System Off | 0 | 0
1292 | 1292 | 2012-02-23 19:59 | 8.4 | 8.4 | 8.4 | 8.4 | 0 | 0 | 0 | 0 | 0 | 0 | 0 | 0 | 0 | 0 | 0 | 0 | 0 | 0 | 0 | 0 | 0 | 0 | System Off | 0 | 0
1293 | 1293 | 2012-02-23 20:59 | 8.32 | 8.32 | 8.32 | 8.32 | 0 | 0 | 0 | 0 | 0 | 0 | 0 | 0 | 0 | 0 | 0 | 0 | 0 | 0 | 0 | 0 | 0 | 0 | System Off | 0 | 0
1294 | 1294 | 2012-02-23 21:59 | 8.57 | 8.57 | 8.57 | 8.57 | 0 | 0 | 0 | 0 | 0 | 0 | 0 | 0 | 0 | 0 | 0 | 0 | 0 | 0 | 0 | 0 | 0 | 0 | System Off | 0 | 0
1295 | 1295 | 2012-02-23 22:59 | 8.83 | 8.83 | 8.83 | 8.83 | 0 | 0 | 0 | 0 | 0 | 0 | 0 | 0 | 0 | 0 | 0 | 0 | 0 | 0 | 0 | 0 | 0 | 0 | System Off | 0 | 0
1296 | 1296 | 2012-02-23 23:59 | 9.08 | 9.08 | 9.08 | 9.08 | 0 | 0 | 0 | 0 | 0 | 0 | 0 | 0 | 0 | 0 | 0 | 0 | 0 | 0 | 0 | 0 | 0 | 0 | System Off | 0 | 0
1297 | 1297 | 2012-02-24 00:59 | 8.89 | 8.89 | 8.89 | 8.89 | 0 | 0 | 0 | 0 | 0 | 0 | 0 | 0 | 0 | 0 | 0 | 0 | 0 | 0 | 0 | 0 | 0 | 0 | System Off | 0 | 0
1298 | 1298 | 2012-02-24 01:59 | 8.69 | 8.69 | 8.69 | 8.69 | 0 | 0 | 0 | 0 | 0 | 0 | 0 | 0 | 0 | 0 | 0 | 0 | 0 | 0 | 0 | 0 | 0 | 0 | System Off | 0 | 0
1299 | 1299 | 2012-02-24 02:59 | 8.5 | 8.5 | 8.5 | 8.5 | 0 | 0 | 0 | 0 | 0 | 0 | 0 | 0 | 0 | 0 | 0 | 0 | 0 | 0 | 0 | 0 | 0 | 0 | System Off | 0 | 0
1300 | 1300 | 2012-02-24 03:59 | 8.56 | 8.56 | 8.56 | 8.56 | 0 | 0 | 0 | 0 | 0 | 0 | 0 | 0 | 0 | 0 | 0 | 0 | 0 | 0 | 0 | 0 | 0 | 0 | System Off | 0 | 0
1301 | 1301 | 2012-02-24 04:59 | 8.63 | 8.63 | 8.63 | 8.63 | 0 | 0 | 0 | 0 | 0 | 0 | 0 | 0 | 0 | 0 | 0 | 0 | 0 | 0 | 0 | 0 | 0 | 0 | System Off | 0 | 0
1302 | 1302 | 2012-02-24 05:59 | 8.69 | 8.69 | 8.69 | 8.69 | 0 | 0 | 0 | 0 | 0 | 0 | 0 | 0 | 0 | 0 | 0 | 0 | 0 | 0 | 0 | 0 | 0 | 0 | System Off | 0 | 0
1303 | 1303 | 2012-02-24 06:59 | 9.03 | 10.8 | 10.8 | 9.03 | 119.68 | 82.32 | 47.37 | 43 | 14.5 | 138.03 | 0.63 | 0.6 | 0.58 | 0.03 | 94.49 | 0 | 0 | 33.76 | 0.76474 | 0.09408 | 0 | 0 | System Off | 1 | 0
1304 | 1304 | 2012-02-24 07:59 | 9.37 | 12.02 | 12.02 | 9.37 | 190.44 | 151.82 | 73.32 | 68 | 14.59 | 212.68 | 0.68 | 0.71 | 0.7 | 0.05 | 133.28 | 0 | 0 | 53.32 | 0.77144 | 0.09408 | 0 | 0 | System Off | 1 | 0
1305 | 1305 | 2012-02-24 08:59 | 9.72 | 13.25 | 13.25 | 9.72 | 264.53 | 224.56 | 101.11 | 93 | 14.81 | 291.99 | 0.79 | 0.77 | 0.75 | 0.08 | 167 | 0 | 0 | 72.71 | 0.77816 | 0.09408 | 0 | 0 | System Off | 1 | 0
1306 | 1306 | 2012-02-24 09:59 | 10.17 | 12.57 | 12.57 | 10.17 | 173.91 | 135.58 | 67.4 | 62 | 14.61 | 195.14 | 0.74 | 0.69 | 0.68 | 0.05 | 92.81 | 0 | 0 | 48.6 | 0.77497 | 0.09408 | 0 | 0 | System Off | 1 | 0
1307 | 1307 | 2012-02-24 10:59 | 10.62 | 14.77 | 14.77 | 10.62 | 299.9 | 259.27 | 114.77 | 106 | 14.74 | 329.62 | 0.78 | 0.79 | 0.77 | 0.09 | 163.37 | 0 | 0 | 82.96 | 0.78593 | 0.09408 | 0 | 0 | System Off | 1 | 0
1308 | 1308 | 2012-02-24 11:59 | 11.08 | 13.53 | 13.53 | 11.08 | 170.74 | 132.46 | 66.49 | 61 | 14.58 | 191.84 | 0.75 | 0.69 | 0.68 | 0.05 | 78.85 | 0 | 0 | 47.84 | 0.78011 | 0.09408 | 0 | 0 | System Off | 1 | 0
1309 | 1309 | 2012-02-24 12:59 | 11.09 | 16.46 | 16.46 | 11.09 | 388.51 | 346.22 | 148.08 | 137 | 14.77 | 422.68 | 0.88 | 0.82 | 0.8 | 0.13 | 221.78 | 0 | 0 | 107.18 | 0.7946 | 0.09408 | 0 | 0 | System Off | 1 | 0
1310 | 1310 | 2012-02-24 13:59 | 11.1 | 12.24 | 12.24 | 11.1 | 79.72 | 43.05 | 31.88 | 29 | 14.32 | 92.41 | 0.63 | 0.47 | 0.46 | 0.02 | 31.9 | 0 | 0 | 22.82 | 0.77416 | 0.09408 | 0 | 0 | System Off | 0 | 0
1311 | 1311 | 2012-02-24 14:59 | 11.12 | 14.78 | 14.78 | 11.12 | 270.63 | 230.54 | 103.83 | 96 | 14.68 | 298.21 | 0.77 | 0.77 | 0.76 | 0.08 | 189.38 | 0 | 0 | 75.18 | 0.78699 | 0.09408 | 0 | 0 | System Off | 1 | 0
1312 | 1312 | 2012-02-24 15:59 | 10.75 | 12.01 | 12.01 | 10.75 | 90.1 | 53.25 | 35.96 | 33 | 14.22 | 104.32 | 0.56 | 0.51 | 0.5 | 0.02 | 44.79 | 0 | 0 | 26 | 0.77289 | 0.09408 | 0 | 0 | System Off | 0 | 0
1313 | 1313 | 2012-02-24 16:59 | 10.38 | 10.38 | 10.38 | 10.38 | 0 | 0 | 0 | 0 | 0 | 0 | 0 | 0 | 0 | 0 | 0 | 0 | 0 | 0 | 0 | 0 | 0 | 0 | System Off | 0 | 0
1314 | 1314 | 2012-02-24 17:59 | 10.02 | 10.02 | 10.02 | 10.02 | 0 | 0 | 0 | 0 | 0 | 0 | 0 | 0 | 0 | 0 | 0 | 0 | 0 | 0 | 0 | 0 | 0 | 0 | System Off | 0 | 0
1315 | 1315 | 2012-02-24 18:59 | 9.91 | 9.91 | 9.91 | 9.91 | 0 | 0 | 0 | 0 | 0 | 0 | 0 | 0 | 0 | 0 | 0 | 0 | 0 | 0 | 0 | 0 | 0 | 0 | System Off | 0 | 0
1316 | 1316 | 2012-02-24 19:59 | 9.8 | 9.8 | 9.8 | 9.8 | 0 | 0 | 0 | 0 | 0 | 0 | 0 | 0 | 0 | 0 | 0 | 0 | 0 | 0 | 0 | 0 | 0 | 0 | System Off | 0 | 0
1317 | 1317 | 2012-02-24 20:59 | 9.69 | 9.69 | 9.69 | 9.69 | 0 | 0 | 0 | 0 | 0 | 0 | 0 | 0 | 0 | 0 | 0 | 0 | 0 | 0 | 0 | 0 | 0 | 0 | System Off | 0 | 0
1318 | 1318 | 2012-02-24 21:59 | 9.59 | 9.59 | 9.59 | 9.59 | 0 | 0 | 0 | 0 | 0 | 0 | 0 | 0 | 0 | 0 | 0 | 0 | 0 | 0 | 0 | 0 | 0 | 0 | System Off | 0 | 0
1319 | 1319 | 2012-02-24 22:59 | 9.49 | 9.49 | 9.49 | 9.49 | 0 | 0 | 0 | 0 | 0 | 0 | 0 | 0 | 0 | 0 | 0 | 0 | 0 | 0 | 0 | 0 | 0 | 0 | System Off | 0 | 0
1320 | 1320 | 2012-02-24 23:59 | 9.39 | 9.39 | 9.39 | 9.39 | 0 | 0 | 0 | 0 | 0 | 0 | 0 | 0 | 0 | 0 | 0 | 0 | 0 | 0 | 0 | 0 | 0 | 0 | System Off | 0 | 0
1321 | 1321 | 2012-02-25 00:59 | 8.95 | 8.95 | 8.95 | 8.95 | 0 | 0 | 0 | 0 | 0 | 0 | 0 | 0 | 0 | 0 | 0 | 0 | 0 | 0 | 0 | 0 | 0 | 0 | System Off | 0 | 0
1322 | 1322 | 2012-02-25 01:59 | 8.51 | 8.51 | 8.51 | 8.51 | 0 | 0 | 0 | 0 | 0 | 0 | 0 | 0 | 0 | 0 | 0 | 0 | 0 | 0 | 0 | 0 | 0 | 0 | System Off | 0 | 0
1323 | 1323 | 2012-02-25 02:59 | 8.07 | 8.07 | 8.07 | 8.07 | 0 | 0 | 0 | 0 | 0 | 0 | 0 | 0 | 0 | 0 | 0 | 0 | 0 | 0 | 0 | 0 | 0 | 0 | System Off | 0 | 0
1324 | 1324 | 2012-02-25 03:59 | 7.69 | 7.69 | 7.69 | 7.69 | 0 | 0 | 0 | 0 | 0 | 0 | 0 | 0 | 0 | 0 | 0 | 0 | 0 | 0 | 0 | 0 | 0 | 0 | System Off | 0 | 0
1325 | 1325 | 2012-02-25 04:59 | 7.32 | 7.32 | 7.32 | 7.32 | 0 | 0 | 0 | 0 | 0 | 0 | 0 | 0 | 0 | 0 | 0 | 0 | 0 | 0 | 0 | 0 | 0 | 0 | System Off | 0 | 0
1326 | 1326 | 2012-02-25 05:59 | 6.94 | 6.94 | 6.94 | 6.94 | 0 | 0 | 0 | 0 | 0 | 0 | 0 | 0 | 0 | 0 | 0 | 0 | 0 | 0 | 0 | 0 | 0 | 0 | System Off | 0 | 0
1327 | 1327 | 2012-02-25 06:59 | 7.54 | 11.28 | 11.28 | 7.54 | 216.18 | 177.08 | 84.12 | 76 | 14.81 | 244.66 | 0.71 | 0.72 | 0.71 | 0.06 | 203.27 | 0 | 0 | 59.42 | 0.76226 | 0.09408 | 0 | 0 | System Off | 1 | 0
1328 | 1328 | 2012-02-25 07:59 | 8.14 | 25.45 | 25.45 | 8.14 | 1149.05 | 1090.7 | 430.78 | 406 | 14.74 | 1189 | 0.91 | 0.92 | 0.9 | 0.39 | 957.53 | 0 | 0 | 317.73 | 0.82813 | 0.09408 | 0 | 0 | System Off | 1 | 0
1329 | 1329 | 2012-02-25 08:59 | 8.75 | 13.18 | 13.18 | 8.75 | 318.87 | 277.88 | 120.81 | 112 | 14.83 | 348.98 | 0.83 | 0.8 | 0.78 | 0.1 | 206.66 | 0 | 0 | 87.55 | 0.77607 | 0.09408 | 0 | 0 | System Off | 1 | 0
1330 | 1330 | 2012-02-25 09:59 | 9.22 | 17.66 | 17.66 | 9.22 | 613.16 | 566.45 | 229.7 | 214 | 14.92 | 652.75 | 0.87 | 0.87 | 0.85 | 0.2 | 387.76 | 0 | 0 | 167.08 | 0.79805 | 0.09408 | 0 | 0 | System Off | 1 | 0
1331 | 1331 | 2012-02-25 10:59 | 9.69 | 17.22 | 17.22 | 9.69 | 543.04 | 497.74 | 204.63 | 190 | 14.89 | 582.45 | 0.88 | 0.85 | 0.84 | 0.18 | 313.63 | 0 | 0 | 148.42 | 0.79632 | 0.09408 | 0 | 0 | System Off | 1 | 0
1332 | 1332 | 2012-02-25 11:59 | 10.17 | 16.69 | 16.69 | 10.17 | 466.59 | 422.79 | 176.72 | 164 | 14.82 | 503.98 | 0.85 | 0.84 | 0.82 | 0.15 | 251.66 | 0 | 0 | 128.22 | 0.79426 | 0.09408 | 0 | 0 | System Off | 1 | 0
1333 | 1333 | 2012-02-25 12:59 | 10.24 | 23.51 | 23.51 | 10.24 | 960.24 | 906.17 | 360.01 | 338 | 14.8 | 1000.98 | 0.92 | 0.91 | 0.89 | 0.33 | 580.47 | 0 | 0 | 264.33 | 0.82784 | 0.09408 | 0 | 0 | System Off | 1 | 0
1334 | 1334 | 2012-02-25 13:59 | 10.31 | 20.45 | 20.45 | 10.31 | 734.74 | 685.52 | 275.26 | 258 | 14.83 | 774.17 | 0.91 | 0.89 | 0.87 | 0.25 | 507.89 | 0 | 0 | 201.67 | 0.81297 | 0.09408 | 0 | 0 | System Off | 1 | 0
1335 | 1335 | 2012-02-25 14:59 | 10.39 | 12.77 | 12.77 | 10.39 | 166.42 | 128.22 | 64.67 | 60 | 14.45 | 187.1 | 0.77 | 0.69 | 0.67 | 0.05 | 105.33 | 0 | 0 | 47.13 | 0.7759 | 0.09408 | 0 | 0 | System Off | 1 | 0
1336 | 1336 | 2012-02-25 15:59 | 9.31 | 10.16 | 10.16 | 9.31 | 56.64 | 20.37 | 22.77 | 21 | 14.05 | 66.5 | 0.44 | 0.31 | 0.3 | 0.01 | 17.13 | 0 | 0 | 16.58 | 0.76224 | 0.09408 | 0 | 0 | System Off | 0 | 0
1337 | 1337 | 2012-02-25 16:59 | 8.24 | 8.24 | 8.24 | 8.24 | 0 | 0 | 0 | 0 | 0 | 0 | 0 | 0 | 0 | 0 | 0 | 0 | 0 | 0 | 0 | 0 | 0 | 0 | System Off | 0 | 0
1338 | 1338 | 2012-02-25 17:59 | 7.17 | 7.17 | 7.17 | 7.17 | 0 | 0 | 0 | 0 | 0 | 0 | 0 | 0 | 0 | 0 | 0 | 0 | 0 | 0 | 0 | 0 | 0 | 0 | System Off | 0 | 0
1339 | 1339 | 2012-02-25 18:59 | 6.44 | 6.44 | 6.44 | 6.44 | 0 | 0 | 0 | 0 | 0 | 0 | 0 | 0 | 0 | 0 | 0 | 0 | 0 | 0 | 0 | 0 | 0 | 0 | System Off | 0 | 0
1340 | 1340 | 2012-02-25 19:59 | 5.71 | 5.71 | 5.71 | 5.71 | 0 | 0 | 0 | 0 | 0 | 0 | 0 | 0 | 0 | 0 | 0 | 0 | 0 | 0 | 0 | 0 | 0 | 0 | System Off | 0 | 0
1341 | 1341 | 2012-02-25 20:59 | 4.98 | 4.98 | 4.98 | 4.98 | 0 | 0 | 0 | 0 | 0 | 0 | 0 | 0 | 0 | 0 | 0 | 0 | 0 | 0 | 0 | 0 | 0 | 0 | System Off | 0 | 0
1342 | 1342 | 2012-02-25 21:59 | 4.76 | 4.76 | 4.76 | 4.76 | 0 | 0 | 0 | 0 | 0 | 0 | 0 | 0 | 0 | 0 | 0 | 0 | 0 | 0 | 0 | 0 | 0 | 0 | System Off | 0 | 0
1343 | 1343 | 2012-02-25 22:59 | 4.53 | 4.53 | 4.53 | 4.53 | 0 | 0 | 0 | 0 | 0 | 0 | 0 | 0 | 0 | 0 | 0 | 0 | 0 | 0 | 0 | 0 | 0 | 0 | System Off | 0 | 0
1344 | 1344 | 2012-02-25 23:59 | 4.31 | 4.31 | 4.31 | 4.31 | 0 | 0 | 0 | 0 | 0 | 0 | 0 | 0 | 0 | 0 | 0 | 0 | 0 | 0 | 0 | 0 | 0 | 0 | System Off | 0 | 0
1345 | 1345 | 2012-02-26 00:59 | 4.07 | 4.07 | 4.07 | 4.07 | 0 | 0 | 0 | 0 | 0 | 0 | 0 | 0 | 0 | 0 | 0 | 0 | 0 | 0 | 0 | 0 | 0 | 0 | System Off | 0 | 0
1346 | 1346 | 2012-02-26 01:59 | 3.84 | 3.84 | 3.84 | 3.84 | 0 | 0 | 0 | 0 | 0 | 0 | 0 | 0 | 0 | 0 | 0 | 0 | 0 | 0 | 0 | 0 | 0 | 0 | System Off | 0 | 0
1347 | 1347 | 2012-02-26 02:59 | 3.6 | 3.6 | 3.6 | 3.6 | 0 | 0 | 0 | 0 | 0 | 0 | 0 | 0 | 0 | 0 | 0 | 0 | 0 | 0 | 0 | 0 | 0 | 0 | System Off | 0 | 0
1348 | 1348 | 2012-02-26 03:59 | 3.38 | 3.38 | 3.38 | 3.38 | 0 | 0 | 0 | 0 | 0 | 0 | 0 | 0 | 0 | 0 | 0 | 0 | 0 | 0 | 0 | 0 | 0 | 0 | System Off | 0 | 0
1349 | 1349 | 2012-02-26 04:59 | 3.17 | 3.17 | 3.17 | 3.17 | 0 | 0 | 0 | 0 | 0 | 0 | 0 | 0 | 0 | 0 | 0 | 0 | 0 | 0 | 0 | 0 | 0 | 0 | System Off | 0 | 0
1350 | 1350 | 2012-02-26 05:59 | 2.95 | 2.95 | 2.95 | 2.95 | 0 | 0 | 0 | 0 | 0 | 0 | 0 | 0 | 0 | 0 | 0 | 0 | 0 | 0 | 0 | 0 | 0 | 0 | System Off | 0 | 0
1351 | 1351 | 2012-02-26 06:59 | 3.91 | 6.35 | 6.35 | 3.91 | 169.35 | 131.1 | 64.89 | 59 | 14.95 | 192.09 | 0.77 | 0.68 | 0.67 | 0.05 | 150.48 | 0 | 0 | 46.05 | 0.73822 | 0.09408 | 0 | 0 | System Off | 1 | 0
1352 | 1352 | 2012-02-26 07:59 | 4.87 | 8.86 | 8.86 | 4.87 | 303.73 | 263.03 | 113.06 | 105 | 15.07 | 331.74 | 0.88 | 0.79 | 0.78 | 0.1 | 230.91 | 0 | 0 | 81.83 | 0.75218 | 0.09408 | 0 | 0 | System Off | 1 | 0
1353 | 1353 | 2012-02-26 08:59 | 5.84 | 8.2 | 8.2 | 5.84 | 187.2 | 148.63 | 71.05 | 66 | 14.77 | 208.95 | 0.7 | 0.71 | 0.7 | 0.05 | 110.54 | 0 | 0 | 51.63 | 0.75059 | 0.09408 | 0 | 0 | System Off | 1 | 0
1354 | 1354 | 2012-02-26 09:59 | 6.66 | 8.67 | 8.67 | 6.66 | 154.52 | 116.53 | 59.21 | 55 | 14.63 | 173.83 | 0.68 | 0.67 | 0.66 | 0.04 | 79.77 | 0 | 0 | 43.1 | 0.75328 | 0.09408 | 0 | 0 | System Off | 1 | 0
1355 | 1355 | 2012-02-26 10:59 | 7.48 | 9.56 | 9.56 | 7.48 | 156.4 | 118.38 | 60.12 | 55 | 14.81 | 175.94 | 0.67 | 0.67 | 0.66 | 0.04 | 74.59 | 0 | 0 | 43 | 0.75798 | 0.09408 | 0 | 0 | System Off | 0 | 0
1356 | 1356 | 2012-02-26 11:59 | 8.3 | 9.75 | 9.75 | 8.3 | 104.83 | 67.72 | 40.99 | 38 | 14.37 | 119.88 | 0.49 | 0.56 | 0.55 | 0.02 | 40.31 | 0 | 0 | 29.88 | 0.75958 | 0.09408 | 0 | 0 | System Off | 0 | 0
1357 | 1357 | 2012-02-26 12:59 | 8.44 | 10.49 | 10.49 | 8.44 | 143.49 | 105.7 | 55.56 | 51 | 14.65 | 162.07 | 0.72 | 0.65 | 0.64 | 0.04 | 67.71 | 0 | 0 | 39.96 | 0.76281 | 0.09408 | 0 | 0 | System Off | 0 | 0
1358 | 1358 | 2012-02-26 13:59 | 8.58 | 10.12 | 10.12 | 8.58 | 102.23 | 65.17 | 40.08 | 37 | 14.39 | 117.06 | 0.5 | 0.56 | 0.54 | 0.02 | 48.28 | 0 | 0 | 29.09 | 0.76101 | 0.09408 | 0 | 0 | System Off | 0 | 0
1359 | 1359 | 2012-02-26 14:59 | 8.73 | 9.68 | 9.68 | 8.73 | 59.14 | 22.83 | 23.68 | 22 | 14 | 69.28 | 0.42 | 0.33 | 0.32 | 0.01 | 18.75 | 0 | 0 | 17.38 | 0.75907 | 0.09408 | 0 | 0 | System Off | 0 | 0
1360 | 1360 | 2012-02-26 15:59 | 7.74 | 10.24 | 10.24 | 7.74 | 155.07 | 117.07 | 60.81 | 55 | 14.68 | 177.54 | 0.66 | 0.66 | 0.65 | 0.04 | 98.47 | 0 | 0 | 43.07 | 0.7595 | 0.09408 | 0 | 0 | System Off | 1 | 0
1361 | 1361 | 2012-02-26 16:59 | 6.76 | 6.76 | 6.76 | 6.76 | 0 | 0 | 0 | 0 | 0 | 0 | 0 | 0 | 0 | 0 | 0 | 0 | 0 | 0 | 0 | 0 | 0 | 0 | System Off | 0 | 0
1362 | 1362 | 2012-02-26 17:59 | 5.78 | 5.78 | 5.78 | 5.78 | 0 | 0 | 0 | 0 | 0 | 0 | 0 | 0 | 0 | 0 | 0 | 0 | 0 | 0 | 0 | 0 | 0 | 0 | System Off | 0 | 0
1363 | 1363 | 2012-02-26 18:59 | 5.23 | 5.23 | 5.23 | 5.23 | 0 | 0 | 0 | 0 | 0 | 0 | 0 | 0 | 0 | 0 | 0 | 0 | 0 | 0 | 0 | 0 | 0 | 0 | System Off | 0 | 0
1364 | 1364 | 2012-02-26 19:59 | 4.69 | 4.69 | 4.69 | 4.69 | 0 | 0 | 0 | 0 | 0 | 0 | 0 | 0 | 0 | 0 | 0 | 0 | 0 | 0 | 0 | 0 | 0 | 0 | System Off | 0 | 0
1365 | 1365 | 2012-02-26 20:59 | 4.14 | 4.14 | 4.14 | 4.14 | 0 | 0 | 0 | 0 | 0 | 0 | 0 | 0 | 0 | 0 | 0 | 0 | 0 | 0 | 0 | 0 | 0 | 0 | System Off | 0 | 0
1366 | 1366 | 2012-02-26 21:59 | 3.95 | 3.95 | 3.95 | 3.95 | 0 | 0 | 0 | 0 | 0 | 0 | 0 | 0 | 0 | 0 | 0 | 0 | 0 | 0 | 0 | 0 | 0 | 0 | System Off | 0 | 0
1367 | 1367 | 2012-02-26 22:59 | 3.76 | 3.76 | 3.76 | 3.76 | 0 | 0 | 0 | 0 | 0 | 0 | 0 | 0 | 0 | 0 | 0 | 0 | 0 | 0 | 0 | 0 | 0 | 0 | System Off | 0 | 0
1368 | 1368 | 2012-02-26 23:59 | 3.57 | 3.57 | 3.57 | 3.57 | 0 | 0 | 0 | 0 | 0 | 0 | 0 | 0 | 0 | 0 | 0 | 0 | 0 | 0 | 0 | 0 | 0 | 0 | System Off | 0 | 0
1369 | 1369 | 2012-02-27 00:59 | 3.6 | 3.6 | 3.6 | 3.6 | 0 | 0 | 0 | 0 | 0 | 0 | 0 | 0 | 0 | 0 | 0 | 0 | 0 | 0 | 0 | 0 | 0 | 0 | System Off | 0 | 0
1370 | 1370 | 2012-02-27 01:59 | 3.63 | 3.63 | 3.63 | 3.63 | 0 | 0 | 0 | 0 | 0 | 0 | 0 | 0 | 0 | 0 | 0 | 0 | 0 | 0 | 0 | 0 | 0 | 0 | System Off | 0 | 0
1371 | 1371 | 2012-02-27 02:59 | 3.66 | 3.66 | 3.66 | 3.66 | 0 | 0 | 0 | 0 | 0 | 0 | 0 | 0 | 0 | 0 | 0 | 0 | 0 | 0 | 0 | 0 | 0 | 0 | System Off | 0 | 0
1372 | 1372 | 2012-02-27 03:59 | 3.64 | 3.64 | 3.64 | 3.64 | 0 | 0 | 0 | 0 | 0 | 0 | 0 | 0 | 0 | 0 | 0 | 0 | 0 | 0 | 0 | 0 | 0 | 0 | System Off | 0 | 0
1373 | 1373 | 2012-02-27 04:59 | 3.61 | 3.61 | 3.61 | 3.61 | 0 | 0 | 0 | 0 | 0 | 0 | 0 | 0 | 0 | 0 | 0 | 0 | 0 | 0 | 0 | 0 | 0 | 0 | System Off | 0 | 0
1374 | 1374 | 2012-02-27 05:59 | 3.59 | 3.59 | 3.59 | 3.59 | 0 | 0 | 0 | 0 | 0 | 0 | 0 | 0 | 0 | 0 | 0 | 0 | 0 | 0 | 0 | 0 | 0 | 0 | System Off | 0 | 0
1375 | 1375 | 2012-02-27 06:59 | 4.23 | 9.67 | 9.67 | 4.23 | 321.26 | 280.23 | 122.47 | 111 | 15.07 | 358.29 | 0.82 | 0.78 | 0.77 | 0.1 | 321.68 | 0 | 0 | 86.5 | 0.7496 | 0.09408 | 0 | 0 | System Off | 1 | 0
1376 | 1376 | 2012-02-27 07:59 | 4.87 | 9.66 | 9.66 | 4.87 | 292.48 | 251.99 | 109.43 | 102 | 14.93 | 320.15 | 0.82 | 0.79 | 0.77 | 0.09 | 221.22 | 0 | 0 | 79.63 | 0.75166 | 0.09408 | 0 | 0 | System Off | 1 | 0
1377 | 1377 | 2012-02-27 08:59 | 5.51 | 15.59 | 15.59 | 5.51 | 631.87 | 584.78 | 233.92 | 219 | 15.03 | 669.81 | 0.9 | 0.87 | 0.85 | 0.21 | 434.89 | 0 | 0 | 170.76 | 0.77706 | 0.09408 | 0 | 0 | System Off | 1 | 0
1378 | 1378 | 2012-02-27 09:59 | 6.57 | 27.4 | 27.4 | 6.57 | 1319.75 | 1257.38 | 494.83 | 468 | 14.69 | 1355.67 | 0.91 | 0.93 | 0.91 | 0.45 | 860.73 | 0 | 0 | 366.5 | 0.83044 | 0.09408 | 0 | 0 | System Off | 1 | 0
1379 | 1379 | 2012-02-27 10:59 | 7.63 | 25.41 | 25.41 | 7.63 | 1153.4 | 1094.96 | 432.41 | 407 | 14.76 | 1193.68 | 0.93 | 0.92 | 0.9 | 0.4 | 689.95 | 0 | 0 | 318.44 | 0.82521 | 0.09408 | 0 | 0 | System Off | 1 | 0
1380 | 1380 | 2012-02-27 11:59 | 8.7 | 17.03 | 17.03 | 8.7 | 550.61 | 505.15 | 207.26 | 193 | 14.86 | 590.34 | 0.87 | 0.86 | 0.84 | 0.18 | 300.69 | 0 | 0 | 150.81 | 0.79104 | 0.09408 | 0 | 0 | System Off | 1 | 0
1381 | 1381 | 2012-02-27 12:59 | 9.09 | 19.32 | 19.32 | 9.09 | 678.82 | 630.76 | 254.92 | 238 | 14.86 | 719.98 | 0.9 | 0.88 | 0.86 | 0.23 | 404.05 | 0 | 0 | 185.98 | 0.80186 | 0.09408 | 0 | 0 | System Off | 1 | 0
1382 | 1382 | 2012-02-27 13:59 | 9.49 | 15.22 | 15.22 | 9.49 | 376.54 | 334.47 | 142.87 | 133 | 14.75 | 409.67 | 0.84 | 0.82 | 0.8 | 0.12 | 247.8 | 0 | 0 | 104.08 | 0.7844 | 0.09408 | 0 | 0 | System Off | 1 | 0
1383 | 1383 | 2012-02-27 14:59 | 9.89 | 12.73 | 12.73 | 9.89 | 183.59 | 145.08 | 71.05 | 66 | 14.49 | 205.57 | 0.7 | 0.71 | 0.69 | 0.05 | 119.18 | 0 | 0 | 51.82 | 0.77411 | 0.09408 | 0 | 0 | System Off | 1 | 0
1384 | 1384 | 2012-02-27 15:59 | 9.01 | 10.92 | 10.92 | 9.01 | 119.87 | 82.5 | 47.27 | 43 | 14.52 | 137.66 | 0.63 | 0.6 | 0.59 | 0.03 | 69.39 | 0 | 0 | 33.75 | 0.76463 | 0.09408 | 0 | 0 | System Off | 1 | 0
1385 | 1385 | 2012-02-27 16:59 | 8.13 | 8.13 | 8.13 | 8.13 | 0 | 0 | 0 | 0 | 0 | 0 | 0 | 0 | 0 | 0 | 0 | 0 | 0 | 0 | 0 | 0 | 0 | 0 | System Off | 0 | 0
1386 | 1386 | 2012-02-27 17:59 | 7.25 | 7.25 | 7.25 | 7.25 | 0 | 0 | 0 | 0 | 0 | 0 | 0 | 0 | 0 | 0 | 0 | 0 | 0 | 0 | 0 | 0 | 0 | 0 | System Off | 0 | 0
1387 | 1387 | 2012-02-27 18:59 | 7.05 | 7.05 | 7.05 | 7.05 | 0 | 0 | 0 | 0 | 0 | 0 | 0 | 0 | 0 | 0 | 0 | 0 | 0 | 0 | 0 | 0 | 0 | 0 | System Off | 0 | 0
1388 | 1388 | 2012-02-27 19:59 | 6.85 | 6.85 | 6.85 | 6.85 | 0 | 0 | 0 | 0 | 0 | 0 | 0 | 0 | 0 | 0 | 0 | 0 | 0 | 0 | 0 | 0 | 0 | 0 | System Off | 0 | 0
1389 | 1389 | 2012-02-27 20:59 | 6.65 | 6.65 | 6.65 | 6.65 | 0 | 0 | 0 | 0 | 0 | 0 | 0 | 0 | 0 | 0 | 0 | 0 | 0 | 0 | 0 | 0 | 0 | 0 | System Off | 0 | 0
1390 | 1390 | 2012-02-27 21:59 | 6.8 | 6.8 | 6.8 | 6.8 | 0 | 0 | 0 | 0 | 0 | 0 | 0 | 0 | 0 | 0 | 0 | 0 | 0 | 0 | 0 | 0 | 0 | 0 | System Off | 0 | 0
1391 | 1391 | 2012-02-27 22:59 | 6.95 | 6.95 | 6.95 | 6.95 | 0 | 0 | 0 | 0 | 0 | 0 | 0 | 0 | 0 | 0 | 0 | 0 | 0 | 0 | 0 | 0 | 0 | 0 | System Off | 0 | 0
1392 | 1392 | 2012-02-27 23:59 | 7.1 | 7.1 | 7.1 | 7.1 | 0 | 0 | 0 | 0 | 0 | 0 | 0 | 0 | 0 | 0 | 0 | 0 | 0 | 0 | 0 | 0 | 0 | 0 | System Off | 0 | 0
1393 | 1393 | 2012-02-28 00:59 | 7.19 | 7.19 | 7.19 | 7.19 | 0 | 0 | 0 | 0 | 0 | 0 | 0 | 0 | 0 | 0 | 0 | 0 | 0 | 0 | 0 | 0 | 0 | 0 | System Off | 0 | 0
1394 | 1394 | 2012-02-28 01:59 | 7.27 | 7.27 | 7.27 | 7.27 | 0 | 0 | 0 | 0 | 0 | 0 | 0 | 0 | 0 | 0 | 0 | 0 | 0 | 0 | 0 | 0 | 0 | 0 | System Off | 0 | 0
1395 | 1395 | 2012-02-28 02:59 | 7.36 | 7.36 | 7.36 | 7.36 | 0 | 0 | 0 | 0 | 0 | 0 | 0 | 0 | 0 | 0 | 0 | 0 | 0 | 0 | 0 | 0 | 0 | 0 | System Off | 0 | 0
1396 | 1396 | 2012-02-28 03:59 | 7.32 | 7.32 | 7.32 | 7.32 | 0 | 0 | 0 | 0 | 0 | 0 | 0 | 0 | 0 | 0 | 0 | 0 | 0 | 0 | 0 | 0 | 0 | 0 | System Off | 0 | 0
1397 | 1397 | 2012-02-28 04:59 | 7.29 | 7.29 | 7.29 | 7.29 | 0 | 0 | 0 | 0 | 0 | 0 | 0 | 0 | 0 | 0 | 0 | 0 | 0 | 0 | 0 | 0 | 0 | 0 | System Off | 0 | 0
1398 | 1398 | 2012-02-28 05:59 | 7.25 | 7.25 | 7.25 | 7.25 | 0 | 0 | 0 | 0 | 0 | 0 | 0 | 0 | 0 | 0 | 0 | 0 | 0 | 0 | 0 | 0 | 0 | 0 | System Off | 0 | 0
1399 | 1399 | 2012-02-28 06:59 | 7.66 | 8.18 | 8.18 | 7.66 | 31.19 | 0 | 12.75 | 11 | 14.77 | 37.51 | 0 | 0 | 0 | 0 | 0 | 0 | 0 | 8.61 | 0.7508 | 0.09408 | 0 | 0 | System Off | 0 | 0
1400 | 1400 | 2012-02-28 07:59 | 8.06 | 9.7 | 9.7 | 8.06 | 107.28 | 70.13 | 41.9 | 38 | 14.7 | 122.56 | 0.72 | 0.57 | 0.56 | 0.03 | 61.57 | 0 | 0 | 29.75 | 0.75816 | 0.09408 | 0 | 0 | System Off | 0 | 0
1401 | 1401 | 2012-02-28 08:59 | 8.47 | 12.97 | 12.97 | 8.47 | 311.57 | 270.72 | 118.12 | 109 | 14.89 | 341.48 | 0.85 | 0.79 | 0.78 | 0.1 | 201.33 | 0 | 0 | 85.14 | 0.77385 | 0.09408 | 0 | 0 | System Off | 1 | 0
1402 | 1402 | 2012-02-28 09:59 | 9.01 | 14.23 | 14.23 | 9.01 | 360.36 | 318.6 | 136.63 | 127 | 14.78 | 393.18 | 0.88 | 0.81 | 0.79 | 0.12 | 218.09 | 0 | 0 | 99.34 | 0.78043 | 0.09408 | 0 | 0 | System Off | 1 | 0
1403 | 1403 | 2012-02-28 10:59 | 9.55 | 12.83 | 12.83 | 9.55 | 222.89 | 183.68 | 85.62 | 79 | 14.69 | 247.65 | 0.82 | 0.74 | 0.73 | 0.07 | 115.74 | 0 | 0 | 61.86 | 0.77455 | 0.09408 | 0 | 0 | System Off | 1 | 0
1404 | 1404 | 2012-02-28 11:59 | 10.1 | 17.75 | 17.75 | 10.1 | 531.86 | 486.78 | 199.28 | 187 | 14.81 | 566.12 | 0.9 | 0.86 | 0.84 | 0.18 | 289.75 | 0 | 0 | 146.21 | 0.79822 | 0.09408 | 0 | 0 | System Off | 1 | 0
1405 | 1405 | 2012-02-28 12:59 | 10.27 | 13.22 | 13.22 | 10.27 | 197.91 | 159.14 | 76.51 | 71 | 14.52 | 220.99 | 0.78 | 0.72 | 0.7 | 0.06 | 101.94 | 0 | 0 | 55.72 | 0.77728 | 0.09408 | 0 | 0 | System Off | 1 | 0
1406 | 1406 | 2012-02-28 13:59 | 10.45 | 12.43 | 12.43 | 10.45 | 130.12 | 92.57 | 51.01 | 47 | 14.42 | 147.75 | 0.59 | 0.63 | 0.61 | 0.03 | 68.58 | 0 | 0 | 36.93 | 0.77378 | 0.09408 | 0 | 0 | System Off | 0 | 0
1407 | 1407 | 2012-02-28 14:59 | 10.63 | 13.87 | 13.87 | 10.63 | 214.95 | 175.88 | 83.02 | 77 | 14.54 | 239.23 | 0.72 | 0.74 | 0.72 | 0.06 | 144.48 | 0 | 0 | 60.41 | 0.78052 | 0.09408 | 0 | 0 | System Off | 1 | 0
1408 | 1408 | 2012-02-28 15:59 | 10.25 | 16.37 | 16.37 | 10.25 | 383.61 | 341.4 | 153.79 | 136 | 14.69 | 439.13 | 0.78 | 0.78 | 0.76 | 0.12 | 287.15 | 0 | 0 | 106.5 | 0.78946 | 0.09408 | 0 | 0 | System Off | 1 | 0
1409 | 1409 | 2012-02-28 16:59 | 9.88 | 9.88 | 9.88 | 9.88 | 0 | 0 | 0 | 0 | 0 | 0 | 0 | 0 | 0 | 0 | 0 | 0 | 0 | 0 | 0 | 0 | 0 | 0 | System Off | 0 | 0
1410 | 1410 | 2012-02-28 17:59 | 9.51 | 9.51 | 9.51 | 9.51 | 0 | 0 | 0 | 0 | 0 | 0 | 0 | 0 | 0 | 0 | 0 | 0 | 0 | 0 | 0 | 0 | 0 | 0 | System Off | 0 | 0
1411 | 1411 | 2012-02-28 18:59 | 9.2 | 9.2 | 9.2 | 9.2 | 0 | 0 | 0 | 0 | 0 | 0 | 0 | 0 | 0 | 0 | 0 | 0 | 0 | 0 | 0 | 0 | 0 | 0 | System Off | 0 | 0
1412 | 1412 | 2012-02-28 19:59 | 8.88 | 8.88 | 8.88 | 8.88 | 0 | 0 | 0 | 0 | 0 | 0 | 0 | 0 | 0 | 0 | 0 | 0 | 0 | 0 | 0 | 0 | 0 | 0 | System Off | 0 | 0
1413 | 1413 | 2012-02-28 20:59 | 8.57 | 8.57 | 8.57 | 8.57 | 0 | 0 | 0 | 0 | 0 | 0 | 0 | 0 | 0 | 0 | 0 | 0 | 0 | 0 | 0 | 0 | 0 | 0 | System Off | 0 | 0
1414 | 1414 | 2012-02-28 21:59 | 8.6 | 8.6 | 8.6 | 8.6 | 0 | 0 | 0 | 0 | 0 | 0 | 0 | 0 | 0 | 0 | 0 | 0 | 0 | 0 | 0 | 0 | 0 | 0 | System Off | 0 | 0
1415 | 1415 | 2012-02-28 22:59 | 8.64 | 8.64 | 8.64 | 8.64 | 0 | 0 | 0 | 0 | 0 | 0 | 0 | 0 | 0 | 0 | 0 | 0 | 0 | 0 | 0 | 0 | 0 | 0 | System Off | 0 | 0
1416 | 1416 | 2012-02-28 23:59 | 8.67 | 8.67 | 8.67 | 8.67 | 0 | 0 | 0 | 0 | 0 | 0 | 0 | 0 | 0 | 0 | 0 | 0 | 0 | 0 | 0 | 0 | 0 | 0 | System Off | 0 | 0
1417 | 1417 | 2012-02-29 00:59 | 8.68 | 8.68 | 8.68 | 8.68 | 0 | 0 | 0 | 0 | 0 | 0 | 0 | 0 | 0 | 0 | 0 | 0 | 0 | 0 | 0 | 0 | 0 | 0 | System Off | 0 | 0
1418 | 1418 | 2012-02-29 01:59 | 8.69 | 8.69 | 8.69 | 8.69 | 0 | 0 | 0 | 0 | 0 | 0 | 0 | 0 | 0 | 0 | 0 | 0 | 0 | 0 | 0 | 0 | 0 | 0 | System Off | 0 | 0
1419 | 1419 | 2012-02-29 02:59 | 8.7 | 8.7 | 8.7 | 8.7 | 0 | 0 | 0 | 0 | 0 | 0 | 0 | 0 | 0 | 0 | 0 | 0 | 0 | 0 | 0 | 0 | 0 | 0 | System Off | 0 | 0
1420 | 1420 | 2012-02-29 03:59 | 8.55 | 8.55 | 8.55 | 8.55 | 0 | 0 | 0 | 0 | 0 | 0 | 0 | 0 | 0 | 0 | 0 | 0 | 0 | 0 | 0 | 0 | 0 | 0 | System Off | 0 | 0
1421 | 1421 | 2012-02-29 04:59 | 8.39 | 8.39 | 8.39 | 8.39 | 0 | 0 | 0 | 0 | 0 | 0 | 0 | 0 | 0 | 0 | 0 | 0 | 0 | 0 | 0 | 0 | 0 | 0 | System Off | 0 | 0
1422 | 1422 | 2012-02-29 05:59 | 8.24 | 8.24 | 8.24 | 8.24 | 0 | 0 | 0 | 0 | 0 | 0 | 0 | 0 | 0 | 0 | 0 | 0 | 0 | 0 | 0 | 0 | 0 | 0 | System Off | 0 | 0
1423 | 1423 | 2012-02-29 06:59 | 8.74 | 12.5 | 12.5 | 8.74 | 210.85 | 171.85 | 82.11 | 75 | 14.64 | 237.77 | 0.73 | 0.72 | 0.71 | 0.06 | 197.27 | 0 | 0 | 58.77 | 0.76908 | 0.09408 | 0 | 0 | System Off | 1 | 0
1424 | 1424 | 2012-02-29 07:59 | 9.24 | 12.92 | 12.92 | 9.24 | 210.91 | 171.91 | 81.17 | 75 | 14.65 | 234.71 | 0.74 | 0.73 | 0.72 | 0.06 | 150.92 | 0 | 0 | 58.77 | 0.77199 | 0.09408 | 0 | 0 | System Off | 1 | 0
1425 | 1425 | 2012-02-29 08:59 | 9.75 | 15.22 | 15.22 | 9.75 | 318.45 | 277.48 | 121.74 | 113 | 14.68 | 349.06 | 0.82 | 0.79 | 0.78 | 0.1 | 206.36 | 0 | 0 | 88.5 | 0.78216 | 0.09408 | 0 | 0 | System Off | 1 | 0
1426 | 1426 | 2012-02-29 09:59 | 10.56 | 16.87 | 16.87 | 10.56 | 348.98 | 307.43 | 133.9 | 124 | 14.66 | 381.61 | 0.82 | 0.81 | 0.79 | 0.11 | 210.45 | 0 | 0 | 97.14 | 0.78902 | 0.09408 | 0 | 0 | System Off | 1 | 0
1427 | 1427 | 2012-02-29 10:59 | 11.37 | 20.07 | 20.07 | 11.37 | 456.53 | 412.92 | 175.47 | 163 | 14.59 | 494.22 | 0.85 | 0.84 | 0.82 | 0.15 | 260.19 | 0 | 0 | 127.81 | 0.80129 | 0.09408 | 0 | 0 | System Off | 1 | 0
1428 | 1428 | 2012-02-29 11:59 | 12.19 | 20.97 | 20.97 | 12.19 | 434.69 | 391.51 | 168.01 | 156 | 14.51 | 471.62 | 0.83 | 0.83 | 0.81 | 0.14 | 233.04 | 0 | 0 | 122.44 | 0.80486 | 0.09408 | 0 | 0 | System Off | 1 | 0
1429 | 1429 | 2012-02-29 12:59 | 12.92 | 21.28 | 21.28 | 12.92 | 414.33 | 371.54 | 160.64 | 149 | 14.48 | 450.42 | 0.81 | 0.82 | 0.81 | 0.13 | 238 | 0 | 0 | 116.99 | 0.80789 | 0.09408 | 0 | 0 | System Off | 1 | 0
1430 | 1430 | 2012-02-29 13:59 | 13.65 | 23.34 | 23.34 | 13.65 | 483.93 | 439.79 | 187.45 | 174 | 14.49 | 521.51 | 0.85 | 0.84 | 0.82 | 0.16 | 325.83 | 0 | 0 | 136.62 | 0.81709 | 0.09408 | 0 | 0 | System Off | 1 | 0
1431 | 1431 | 2012-02-29 14:59 | 14.38 | 22.13 | 22.13 | 14.38 | 387.16 | 344.89 | 150.69 | 140 | 14.4 | 421.16 | 0.8 | 0.82 | 0.8 | 0.12 | 283.32 | 0 | 0 | 110.04 | 0.81493 | 0.09408 | 0 | 0 | System Off | 1 | 0
1432 | 1432 | 2012-02-29 15:59 | 13.47 | 22.37 | 22.37 | 13.47 | 427.45 | 384.41 | 175.54 | 154 | 14.46 | 490.18 | 0.8 | 0.78 | 0.77 | 0.14 | 323.33 | 0 | 0 | 120.96 | 0.81215 | 0.09408 | 0 | 0 | System Off | 1 | 0
1433 | 1433 | 2012-02-29 16:59 | 12.56 | 12.56 | 12.56 | 12.56 | 0 | 0 | 0 | 0 | 0 | 0 | 0 | 0 | 0 | 0 | 0 | 0 | 0 | 0 | 0 | 0 | 0 | 0 | System Off | 0 | 0
1434 | 1434 | 2012-02-29 17:59 | 11.66 | 11.66 | 11.66 | 11.66 | 0 | 0 | 0 | 0 | 0 | 0 | 0 | 0 | 0 | 0 | 0 | 0 | 0 | 0 | 0 | 0 | 0 | 0 | System Off | 0 | 0
1435 | 1435 | 2012-02-29 18:59 | 11.14 | 11.14 | 11.14 | 11.14 | 0 | 0 | 0 | 0 | 0 | 0 | 0 | 0 | 0 | 0 | 0 | 0 | 0 | 0 | 0 | 0 | 0 | 0 | System Off | 0 | 0
1436 | 1436 | 2012-02-29 19:59 | 10.62 | 10.62 | 10.62 | 10.62 | 0 | 0 | 0 | 0 | 0 | 0 | 0 | 0 | 0 | 0 | 0 | 0 | 0 | 0 | 0 | 0 | 0 | 0 | System Off | 0 | 0
1437 | 1437 | 2012-02-29 20:59 | 10.1 | 10.1 | 10.1 | 10.1 | 0 | 0 | 0 | 0 | 0 | 0 | 0 | 0 | 0 | 0 | 0 | 0 | 0 | 0 | 0 | 0 | 0 | 0 | System Off | 0 | 0
1438 | 1438 | 2012-02-29 21:59 | 9.8 | 9.8 | 9.8 | 9.8 | 0 | 0 | 0 | 0 | 0 | 0 | 0 | 0 | 0 | 0 | 0 | 0 | 0 | 0 | 0 | 0 | 0 | 0 | System Off | 0 | 0
1439 | 1439 | 2012-02-29 22:59 | 9.51 | 9.51 | 9.51 | 9.51 | 0 | 0 | 0 | 0 | 0 | 0 | 0 | 0 | 0 | 0 | 0 | 0 | 0 | 0 | 0 | 0 | 0 | 0 | System Off | 0 | 0
1440 | 1440 | 2012-02-29 23:59 | 9.21 | 9.21 | 9.21 | 9.21 | 0 | 0 | 0 | 0 | 0 | 0 | 0 | 0 | 0 | 0 | 0 | 0 | 0 | 0 | 0 | 0 | 0 | 0 | System Off | 0 | 0
1441 | 1441 | 2012-03-01 00:59 | 8.81 | 8.81 | 8.81 | 8.81 | 0 | 0 | 0 | 0 | 0 | 0 | 0 | 0 | 0 | 0 | 0 | 0 | 0 | 0 | 0 | 0 | 0 | 0 | System Off | 0 | 0
1442 | 1442 | 2012-03-01 01:59 | 8.41 | 8.41 | 8.41 | 8.41 | 0 | 0 | 0 | 0 | 0 | 0 | 0 | 0 | 0 | 0 | 0 | 0 | 0 | 0 | 0 | 0 | 0 | 0 | System Off | 0 | 0
1443 | 1443 | 2012-03-01 02:59 | 8.01 | 8.01 | 8.01 | 8.01 | 0 | 0 | 0 | 0 | 0 | 0 | 0 | 0 | 0 | 0 | 0 | 0 | 0 | 0 | 0 | 0 | 0 | 0 | System Off | 0 | 0
1444 | 1444 | 2012-03-01 03:59 | 7.94 | 7.94 | 7.94 | 7.94 | 0 | 0 | 0 | 0 | 0 | 0 | 0 | 0 | 0 | 0 | 0 | 0 | 0 | 0 | 0 | 0 | 0 | 0 | System Off | 0 | 0
1445 | 1445 | 2012-03-01 04:59 | 7.87 | 7.87 | 7.87 | 7.87 | 0 | 0 | 0 | 0 | 0 | 0 | 0 | 0 | 0 | 0 | 0 | 0 | 0 | 0 | 0 | 0 | 0 | 0 | System Off | 0 | 0
1446 | 1446 | 2012-03-01 05:59 | 7.8 | 7.8 | 7.8 | 7.8 | 0 | 0 | 0 | 0 | 0 | 0 | 0 | 0 | 0 | 0 | 0 | 0 | 0 | 0 | 0 | 0 | 0 | 0 | System Off | 0 | 0
1447 | 1447 | 2012-03-01 06:59 | 8.55 | 10.46 | 10.46 | 8.55 | 96.53 | 59.57 | 38.11 | 35 | 14.36 | 111.18 | 0.52 | 0.54 | 0.52 | 0.02 | 68.37 | 0 | 0 | 27.52 | 0.76046 | 0.09408 | 0 | 0 | System Off | 1 | 0
1448 | 1448 | 2012-03-01 07:59 | 9.3 | 13.42 | 13.42 | 9.3 | 212.75 | 173.71 | 82.02 | 76 | 14.58 | 236.73 | 0.73 | 0.73 | 0.72 | 0.06 | 152.5 | 0 | 0 | 59.6 | 0.77254 | 0.09408 | 0 | 0 | System Off | 1 | 0
1449 | 1449 | 2012-03-01 08:59 | 10.05 | 16.37 | 16.37 | 10.05 | 328.38 | 287.22 | 125.91 | 117 | 14.62 | 359.5 | 0.79 | 0.8 | 0.78 | 0.1 | 213.6 | 0 | 0 | 91.71 | 0.7847 | 0.09408 | 0 | 0 | System Off | 1 | 0
1450 | 1450 | 2012-03-01 09:59 | 11.07 | 18.82 | 18.82 | 11.07 | 407.51 | 364.85 | 156.51 | 145 | 14.64 | 442.85 | 0.83 | 0.82 | 0.81 | 0.13 | 249.75 | 0 | 0 | 113.63 | 0.79605 | 0.09408 | 0 | 0 | System Off | 1 | 0
1451 | 1451 | 2012-03-01 10:59 | 12.1 | 18.83 | 18.83 | 12.1 | 355.9 | 314.22 | 137.54 | 127 | 14.6 | 389.17 | 0.8 | 0.81 | 0.79 | 0.11 | 198 | 0 | 0 | 99.57 | 0.79874 | 0.09408 | 0 | 0 | System Off | 1 | 0
1452 | 1452 | 2012-03-01 11:59 | 13.13 | 21.2 | 21.2 | 13.13 | 436.2 | 392.99 | 166.93 | 156 | 14.56 | 468.19 | 0.84 | 0.84 | 0.82 | 0.14 | 233.92 | 0 | 0 | 122.36 | 0.81046 | 0.09408 | 0 | 0 | System Off | 1 | 0
1453 | 1453 | 2012-03-01 12:59 | 13.27 | 36.47 | 36.47 | 13.27 | 1207.92 | 1148.2 | 471.37 | 445 | 14.14 | 1246.55 | 0.89 | 0.92 | 0.9 | 0.42 | 735.51 | 0 | 0 | 350.94 | 0.86774 | 0.09408 | 0 | 0 | System Off | 1 | 0
1454 | 1454 | 2012-03-01 13:59 | 13.41 | 43.65 | 43.65 | 13.41 | 1519.12 | 1451.84 | 602.01 | 572 | 13.83 | 1546.76 | 0.88 | 0.94 | 0.92 | 0.53 | 1075.63 | 0 | 0 | 452.84 | 0.89396 | 0.09408 | 0 | 0 | System Off | 1 | 0
1455 | 1455 | 2012-03-01 14:59 | 13.55 | 32.78 | 32.78 | 13.55 | 962.29 | 908.18 | 375.14 | 352 | 14.24 | 1006.6 | 0.88 | 0.9 | 0.88 | 0.33 | 746.04 | 0 | 0 | 277.24 | 0.85121 | 0.09408 | 0 | 0 | System Off | 1 | 0
1456 | 1456 | 2012-03-01 15:59 | 13.04 | 19.68 | 19.68 | 13.04 | 321.51 | 280.48 | 130.24 | 116 | 14.44 | 367.36 | 0.77 | 0.76 | 0.75 | 0.1 | 235.91 | 0 | 0 | 91.13 | 0.80226 | 0.09408 | 0 | 0 | System Off | 1 | 0
1457 | 1457 | 2012-03-01 16:59 | 12.53 | 12.53 | 12.53 | 12.53 | 0 | 0 | 0 | 0 | 0 | 0 | 0 | 0 | 0 | 0 | 0 | 0 | 0 | 0 | 0 | 0 | 0 | 0 | System Off | 0 | 0
1458 | 1458 | 2012-03-01 17:59 | 12.02 | 12.02 | 12.02 | 12.02 | 0 | 0 | 0 | 0 | 0 | 0 | 0 | 0 | 0 | 0 | 0 | 0 | 0 | 0 | 0 | 0 | 0 | 0 | System Off | 0 | 0
1459 | 1459 | 2012-03-01 18:59 | 11.69 | 11.69 | 11.69 | 11.69 | 0 | 0 | 0 | 0 | 0 | 0 | 0 | 0 | 0 | 0 | 0 | 0 | 0 | 0 | 0 | 0 | 0 | 0 | System Off | 0 | 0
1460 | 1460 | 2012-03-01 19:59 | 11.37 | 11.37 | 11.37 | 11.37 | 0 | 0 | 0 | 0 | 0 | 0 | 0 | 0 | 0 | 0 | 0 | 0 | 0 | 0 | 0 | 0 | 0 | 0 | System Off | 0 | 0
1461 | 1461 | 2012-03-01 20:59 | 11.04 | 11.04 | 11.04 | 11.04 | 0 | 0 | 0 | 0 | 0 | 0 | 0 | 0 | 0 | 0 | 0 | 0 | 0 | 0 | 0 | 0 | 0 | 0 | System Off | 0 | 0
1462 | 1462 | 2012-03-01 21:59 | 11.02 | 11.02 | 11.02 | 11.02 | 0 | 0 | 0 | 0 | 0 | 0 | 0 | 0 | 0 | 0 | 0 | 0 | 0 | 0 | 0 | 0 | 0 | 0 | System Off | 0 | 0
1463 | 1463 | 2012-03-01 22:59 | 11.01 | 11.01 | 11.01 | 11.01 | 0 | 0 | 0 | 0 | 0 | 0 | 0 | 0 | 0 | 0 | 0 | 0 | 0 | 0 | 0 | 0 | 0 | 0 | System Off | 0 | 0
1464 | 1464 | 2012-03-01 23:59 | 10.99 | 10.99 | 10.99 | 10.99 | 0 | 0 | 0 | 0 | 0 | 0 | 0 | 0 | 0 | 0 | 0 | 0 | 0 | 0 | 0 | 0 | 0 | 0 | System Off | 0 | 0
1465 | 1465 | 2012-03-02 00:59 | 10.18 | 10.18 | 10.18 | 10.18 | 0 | 0 | 0 | 0 | 0 | 0 | 0 | 0 | 0 | 0 | 0 | 0 | 0 | 0 | 0 | 0 | 0 | 0 | System Off | 0 | 0
1466 | 1466 | 2012-03-02 01:59 | 9.36 | 9.36 | 9.36 | 9.36 | 0 | 0 | 0 | 0 | 0 | 0 | 0 | 0 | 0 | 0 | 0 | 0 | 0 | 0 | 0 | 0 | 0 | 0 | System Off | 0 | 0
1467 | 1467 | 2012-03-02 02:59 | 8.55 | 8.55 | 8.55 | 8.55 | 0 | 0 | 0 | 0 | 0 | 0 | 0 | 0 | 0 | 0 | 0 | 0 | 0 | 0 | 0 | 0 | 0 | 0 | System Off | 0 | 0
1468 | 1468 | 2012-03-02 03:59 | 8.7 | 8.7 | 8.7 | 8.7 | 0 | 0 | 0 | 0 | 0 | 0 | 0 | 0 | 0 | 0 | 0 | 0 | 0 | 0 | 0 | 0 | 0 | 0 | System Off | 0 | 0
1469 | 1469 | 2012-03-02 04:59 | 8.85 | 8.85 | 8.85 | 8.85 | 0 | 0 | 0 | 0 | 0 | 0 | 0 | 0 | 0 | 0 | 0 | 0 | 0 | 0 | 0 | 0 | 0 | 0 | System Off | 0 | 0
1470 | 1470 | 2012-03-02 05:59 | 9 | 9 | 9 | 9 | 0 | 0 | 0 | 0 | 0 | 0 | 0 | 0 | 0 | 0 | 0 | 0 | 0 | 0 | 0 | 0 | 0 | 0 | System Off | 0 | 0
1471 | 1471 | 2012-03-02 06:59 | 9.32 | 9.85 | 9.85 | 9.32 | 24.03 | 0 | 10.02 | 9 | 13.91 | 29.29 | 0 | 0 | 0 | 0 | 0 | 0 | 0 | 7.12 | 0.76002 | 0.09408 | 0 | 0 | System Off | 0 | 0
1472 | 1472 | 2012-03-02 07:59 | 9.64 | 13.16 | 13.16 | 9.64 | 173.46 | 135.14 | 67.4 | 62 | 14.57 | 194.72 | 0.74 | 0.69 | 0.68 | 0.05 | 118.64 | 0 | 0 | 48.63 | 0.77188 | 0.09408 | 0 | 0 | System Off | 1 | 0
1473 | 1473 | 2012-03-02 08:59 | 9.97 | 14 | 14 | 9.97 | 199.69 | 160.89 | 77.42 | 71 | 14.65 | 222.99 | 0.77 | 0.72 | 0.71 | 0.06 | 119.65 | 0 | 0 | 55.63 | 0.7755 | 0.09408 | 0 | 0 | System Off | 1 | 0
1474 | 1474 | 2012-03-02 09:59 | 10.81 | 15.06 | 15.06 | 10.81 | 215.86 | 176.77 | 83.8 | 77 | 14.6 | 240.42 | 0.72 | 0.74 | 0.72 | 0.06 | 121.01 | 0 | 0 | 60.37 | 0.78157 | 0.09408 | 0 | 0 | System Off | 1 | 0
1475 | 1475 | 2012-03-02 10:59 | 11.66 | 15.58 | 15.58 | 11.66 | 203.18 | 164.32 | 79.24 | 73 | 14.5 | 226.92 | 0.76 | 0.72 | 0.71 | 0.06 | 103.54 | 0 | 0 | 57.31 | 0.78583 | 0.09408 | 0 | 0 | System Off | 1 | 0
1476 | 1476 | 2012-03-02 11:59 | 12.51 | 16.33 | 16.33 | 12.51 | 202.52 | 163.67 | 79.24 | 73 | 14.45 | 226.3 | 0.76 | 0.72 | 0.71 | 0.06 | 97.42 | 0 | 0 | 57.34 | 0.79085 | 0.09408 | 0 | 0 | System Off | 1 | 0
1477 | 1477 | 2012-03-02 12:59 | 12.49 | 16.13 | 16.13 | 12.49 | 200.27 | 161.46 | 78.33 | 72 | 14.49 | 223.86 | 0.77 | 0.72 | 0.71 | 0.06 | 103.43 | 0 | 0 | 56.53 | 0.79053 | 0.09408 | 0 | 0 | System Off | 1 | 0
1478 | 1478 | 2012-03-02 13:59 | 12.48 | 17.35 | 17.35 | 12.48 | 279.48 | 239.23 | 108.39 | 100 | 14.56 | 308.38 | 0.83 | 0.78 | 0.76 | 0.09 | 177.24 | 0 | 0 | 78.44 | 0.79583 | 0.09408 | 0 | 0 | System Off | 1 | 0
1479 | 1479 | 2012-03-02 14:59 | 12.46 | 17.46 | 17.46 | 12.46 | 298.26 | 257.66 | 115.28 | 107 | 14.52 | 327.82 | 0.78 | 0.79 | 0.77 | 0.09 | 211.66 | 0 | 0 | 83.98 | 0.79706 | 0.09408 | 0 | 0 | System Off | 1 | 0
1480 | 1480 | 2012-03-02 15:59 | 11.76 | 14.86 | 14.86 | 11.76 | 178.62 | 140.2 | 70.93 | 64 | 14.54 | 203.63 | 0.7 | 0.69 | 0.67 | 0.05 | 117.92 | 0 | 0 | 50.22 | 0.78469 | 0.09408 | 0 | 0 | System Off | 1 | 0
1481 | 1481 | 2012-03-02 16:59 | 11.06 | 11.06 | 11.06 | 11.06 | 0 | 0 | 0 | 0 | 0 | 0 | 0 | 0 | 0 | 0 | 0 | 0 | 0 | 0 | 0 | 0 | 0 | 0 | System Off | 0 | 0
1482 | 1482 | 2012-03-02 17:59 | 10.36 | 10.36 | 10.36 | 10.36 | 0 | 0 | 0 | 0 | 0 | 0 | 0 | 0 | 0 | 0 | 0 | 0 | 0 | 0 | 0 | 0 | 0 | 0 | System Off | 0 | 0
1483 | 1483 | 2012-03-02 18:59 | 9.92 | 9.92 | 9.92 | 9.92 | 0 | 0 | 0 | 0 | 0 | 0 | 0 | 0 | 0 | 0 | 0 | 0 | 0 | 0 | 0 | 0 | 0 | 0 | System Off | 0 | 0
1484 | 1484 | 2012-03-02 19:59 | 9.48 | 9.48 | 9.48 | 9.48 | 0 | 0 | 0 | 0 | 0 | 0 | 0 | 0 | 0 | 0 | 0 | 0 | 0 | 0 | 0 | 0 | 0 | 0 | System Off | 0 | 0
1485 | 1485 | 2012-03-02 20:59 | 9.04 | 9.04 | 9.04 | 9.04 | 0 | 0 | 0 | 0 | 0 | 0 | 0 | 0 | 0 | 0 | 0 | 0 | 0 | 0 | 0 | 0 | 0 | 0 | System Off | 0 | 0
1486 | 1486 | 2012-03-02 21:59 | 8.68 | 8.68 | 8.68 | 8.68 | 0 | 0 | 0 | 0 | 0 | 0 | 0 | 0 | 0 | 0 | 0 | 0 | 0 | 0 | 0 | 0 | 0 | 0 | System Off | 0 | 0
1487 | 1487 | 2012-03-02 22:59 | 8.33 | 8.33 | 8.33 | 8.33 | 0 | 0 | 0 | 0 | 0 | 0 | 0 | 0 | 0 | 0 | 0 | 0 | 0 | 0 | 0 | 0 | 0 | 0 | System Off | 0 | 0
1488 | 1488 | 2012-03-02 23:59 | 7.97 | 7.97 | 7.97 | 7.97 | 0 | 0 | 0 | 0 | 0 | 0 | 0 | 0 | 0 | 0 | 0 | 0 | 0 | 0 | 0 | 0 | 0 | 0 | System Off | 0 | 0
1489 | 1489 | 2012-03-03 00:59 | 7.15 | 7.15 | 7.15 | 7.15 | 0 | 0 | 0 | 0 | 0 | 0 | 0 | 0 | 0 | 0 | 0 | 0 | 0 | 0 | 0 | 0 | 0 | 0 | System Off | 0 | 0
1490 | 1490 | 2012-03-03 01:59 | 6.32 | 6.32 | 6.32 | 6.32 | 0 | 0 | 0 | 0 | 0 | 0 | 0 | 0 | 0 | 0 | 0 | 0 | 0 | 0 | 0 | 0 | 0 | 0 | System Off | 0 | 0
1491 | 1491 | 2012-03-03 02:59 | 5.5 | 5.5 | 5.5 | 5.5 | 0 | 0 | 0 | 0 | 0 | 0 | 0 | 0 | 0 | 0 | 0 | 0 | 0 | 0 | 0 | 0 | 0 | 0 | System Off | 0 | 0
1492 | 1492 | 2012-03-03 03:59 | 5.36 | 5.36 | 5.36 | 5.36 | 0 | 0 | 0 | 0 | 0 | 0 | 0 | 0 | 0 | 0 | 0 | 0 | 0 | 0 | 0 | 0 | 0 | 0 | System Off | 0 | 0
1493 | 1493 | 2012-03-03 04:59 | 5.22 | 5.22 | 5.22 | 5.22 | 0 | 0 | 0 | 0 | 0 | 0 | 0 | 0 | 0 | 0 | 0 | 0 | 0 | 0 | 0 | 0 | 0 | 0 | System Off | 0 | 0
1494 | 1494 | 2012-03-03 05:59 | 5.07 | 5.07 | 5.07 | 5.07 | 0 | 0 | 0 | 0 | 0 | 0 | 0 | 0 | 0 | 0 | 0 | 0 | 0 | 0 | 0 | 0 | 0 | 0 | System Off | 0 | 0
1495 | 1495 | 2012-03-03 06:59 | 5.99 | 7.87 | 7.87 | 5.99 | 106.38 | 69.24 | 41.34 | 38 | 14.58 | 121.73 | 0.73 | 0.57 | 0.56 | 0.03 | 79.48 | 0 | 0 | 29.8 | 0.74626 | 0.09408 | 0 | 0 | System Off | 1 | 0
1496 | 1496 | 2012-03-03 07:59 | 6.91 | 10.71 | 10.71 | 6.91 | 222.38 | 183.18 | 84.64 | 78 | 14.85 | 246.69 | 0.83 | 0.74 | 0.73 | 0.07 | 160.81 | 0 | 0 | 60.96 | 0.75898 | 0.09408 | 0 | 0 | System Off | 1 | 0
1497 | 1497 | 2012-03-03 08:59 | 7.83 | 10.57 | 10.57 | 7.83 | 160.63 | 122.54 | 61.94 | 57 | 14.68 | 180.61 | 0.65 | 0.68 | 0.66 | 0.04 | 91.13 | 0 | 0 | 44.64 | 0.7604 | 0.09408 | 0 | 0 | System Off | 1 | 0
1498 | 1498 | 2012-03-03 09:59 | 9.08 | 14.55 | 14.55 | 9.08 | 320.04 | 279.03 | 122.06 | 113 | 14.75 | 350.83 | 0.82 | 0.8 | 0.78 | 0.1 | 191.01 | 0 | 0 | 88.42 | 0.77821 | 0.09408 | 0 | 0 | System Off | 1 | 0
1499 | 1499 | 2012-03-03 10:59 | 10.33 | 14.58 | 14.58 | 10.33 | 243.32 | 203.73 | 93.82 | 87 | 14.57 | 269.64 | 0.75 | 0.76 | 0.74 | 0.07 | 128.38 | 0 | 0 | 68.24 | 0.78066 | 0.09408 | 0 | 0 | System Off | 1 | 0
1500 | 1500 | 2012-03-03 11:59 | 11.58 | 15.55 | 15.55 | 11.58 | 222.72 | 183.51 | 86.53 | 80 | 14.5 | 247.82 | 0.81 | 0.74 | 0.72 | 0.07 | 109.23 | 0 | 0 | 62.8 | 0.78669 | 0.09408 | 0 | 0 | System Off | 1 | 0
1501 | 1501 | 2012-03-03 12:59 | 11.62 | 15.23 | 15.23 | 11.62 | 198.61 | 159.84 | 77.42 | 71 | 14.57 | 221.99 | 0.77 | 0.72 | 0.7 | 0.06 | 102.39 | 0 | 0 | 55.69 | 0.7852 | 0.09408 | 0 | 0 | System Off | 1 | 0
1502 | 1502 | 2012-03-03 13:59 | 11.66 | 16.58 | 16.58 | 11.66 | 268.15 | 228.1 | 103.84 | 96 | 14.55 | 296.26 | 0.77 | 0.77 | 0.75 | 0.08 | 169 | 0 | 0 | 75.31 | 0.79021 | 0.09408 | 0 | 0 | System Off | 1 | 0
1503 | 1503 | 2012-03-03 14:59 | 11.7 | 15.08 | 15.08 | 11.7 | 179.28 | 140.85 | 70.14 | 65 | 14.37 | 201.21 | 0.71 | 0.7 | 0.68 | 0.05 | 115.7 | 0 | 0 | 51.11 | 0.78455 | 0.09408 | 0 | 0 | System Off | 1 | 0
1504 | 1504 | 2012-03-03 15:59 | 11.22 | 15.06 | 15.06 | 11.22 | 201.34 | 162.52 | 79.81 | 72 | 14.56 | 228.97 | 0.75 | 0.71 | 0.69 | 0.06 | 136.69 | 0 | 0 | 56.47 | 0.78303 | 0.09408 | 0 | 0 | System Off | 1 | 0
1505 | 1505 | 2012-03-03 16:59 | 10.73 | 10.73 | 10.73 | 10.73 | 0 | 0 | 0 | 0 | 0 | 0 | 0 | 0 | 0 | 0 | 0 | 0 | 0 | 0 | 0 | 0 | 0 | 0 | System Off | 0 | 0
1506 | 1506 | 2012-03-03 17:59 | 10.25 | 10.25 | 10.25 | 10.25 | 0 | 0 | 0 | 0 | 0 | 0 | 0 | 0 | 0 | 0 | 0 | 0 | 0 | 0 | 0 | 0 | 0 | 0 | System Off | 0 | 0
1507 | 1507 | 2012-03-03 18:59 | 9.84 | 9.84 | 9.84 | 9.84 | 0 | 0 | 0 | 0 | 0 | 0 | 0 | 0 | 0 | 0 | 0 | 0 | 0 | 0 | 0 | 0 | 0 | 0 | System Off | 0 | 0
1508 | 1508 | 2012-03-03 19:59 | 9.43 | 9.43 | 9.43 | 9.43 | 0 | 0 | 0 | 0 | 0 | 0 | 0 | 0 | 0 | 0 | 0 | 0 | 0 | 0 | 0 | 0 | 0 | 0 | System Off | 0 | 0
1509 | 1509 | 2012-03-03 20:59 | 9.02 | 9.02 | 9.02 | 9.02 | 0 | 0 | 0 | 0 | 0 | 0 | 0 | 0 | 0 | 0 | 0 | 0 | 0 | 0 | 0 | 0 | 0 | 0 | System Off | 0 | 0
1510 | 1510 | 2012-03-03 21:59 | 8.86 | 8.86 | 8.86 | 8.86 | 0 | 0 | 0 | 0 | 0 | 0 | 0 | 0 | 0 | 0 | 0 | 0 | 0 | 0 | 0 | 0 | 0 | 0 | System Off | 0 | 0
1511 | 1511 | 2012-03-03 22:59 | 8.69 | 8.69 | 8.69 | 8.69 | 0 | 0 | 0 | 0 | 0 | 0 | 0 | 0 | 0 | 0 | 0 | 0 | 0 | 0 | 0 | 0 | 0 | 0 | System Off | 0 | 0
1512 | 1512 | 2012-03-03 23:59 | 8.53 | 8.53 | 8.53 | 8.53 | 0 | 0 | 0 | 0 | 0 | 0 | 0 | 0 | 0 | 0 | 0 | 0 | 0 | 0 | 0 | 0 | 0 | 0 | System Off | 0 | 0
1513 | 1513 | 2012-03-04 00:59 | 7.33 | 7.33 | 7.33 | 7.33 | 0 | 0 | 0 | 0 | 0 | 0 | 0 | 0 | 0 | 0 | 0 | 0 | 0 | 0 | 0 | 0 | 0 | 0 | System Off | 0 | 0
1514 | 1514 | 2012-03-04 01:59 | 6.12 | 6.12 | 6.12 | 6.12 | 0 | 0 | 0 | 0 | 0 | 0 | 0 | 0 | 0 | 0 | 0 | 0 | 0 | 0 | 0 | 0 | 0 | 0 | System Off | 0 | 0
1515 | 1515 | 2012-03-04 02:59 | 4.92 | 4.92 | 4.92 | 4.92 | 0 | 0 | 0 | 0 | 0 | 0 | 0 | 0 | 0 | 0 | 0 | 0 | 0 | 0 | 0 | 0 | 0 | 0 | System Off | 0 | 0
1516 | 1516 | 2012-03-04 03:59 | 4.83 | 4.83 | 4.83 | 4.83 | 0 | 0 | 0 | 0 | 0 | 0 | 0 | 0 | 0 | 0 | 0 | 0 | 0 | 0 | 0 | 0 | 0 | 0 | System Off | 0 | 0
1517 | 1517 | 2012-03-04 04:59 | 4.74 | 4.74 | 4.74 | 4.74 | 0 | 0 | 0 | 0 | 0 | 0 | 0 | 0 | 0 | 0 | 0 | 0 | 0 | 0 | 0 | 0 | 0 | 0 | System Off | 0 | 0
1518 | 1518 | 2012-03-04 05:59 | 4.65 | 4.65 | 4.65 | 4.65 | 0 | 0 | 0 | 0 | 0 | 0 | 0 | 0 | 0 | 0 | 0 | 0 | 0 | 0 | 0 | 0 | 0 | 0 | System Off | 0 | 0
1519 | 1519 | 2012-03-04 06:59 | 5.71 | 7.61 | 7.61 | 5.71 | 103.48 | 66.39 | 40.21 | 37 | 14.57 | 118.51 | 0.5 | 0.56 | 0.55 | 0.02 | 76.21 | 0 | 0 | 29.02 | 0.74447 | 0.09408 | 0 | 0 | System Off | 1 | 0
1520 | 1520 | 2012-03-04 07:59 | 6.76 | 15.21 | 15.21 | 6.76 | 483.2 | 439.08 | 180.71 | 169 | 14.89 | 518.18 | 0.89 | 0.85 | 0.83 | 0.16 | 385.47 | 0 | 0 | 132 | 0.7751 | 0.09408 | 0 | 0 | System Off | 1 | 0
1521 | 1521 | 2012-03-04 08:59 | 7.82 | 16.22 | 16.22 | 7.82 | 482.41 | 438.3 | 181.63 | 169 | 14.87 | 518.89 | 0.88 | 0.84 | 0.83 | 0.16 | 325.95 | 0 | 0 | 132.04 | 0.78133 | 0.09408 | 0 | 0 | System Off | 1 | 0
1522 | 1522 | 2012-03-04 09:59 | 8.72 | 19.25 | 19.25 | 8.72 | 607.93 | 561.32 | 229.61 | 214 | 14.8 | 648.65 | 0.87 | 0.87 | 0.85 | 0.2 | 384.25 | 0 | 0 | 167.36 | 0.79515 | 0.09408 | 0 | 0 | System Off | 1 | 0
1523 | 1523 | 2012-03-04 10:59 | 9.63 | 34.19 | 34.19 | 9.63 | 1404.29 | 1339.86 | 540.07 | 510 | 14.34 | 1441.13 | 0.89 | 0.93 | 0.91 | 0.48 | 844.27 | 0 | 0 | 401.16 | 0.8576 | 0.09408 | 0 | 0 | System Off | 1 | 0
1524 | 1524 | 2012-03-04 11:59 | 10.54 | 18.44 | 18.44 | 10.54 | 458.77 | 415.12 | 175.16 | 162 | 14.75 | 496.31 | 0.86 | 0.84 | 0.82 | 0.15 | 247.09 | 0 | 0 | 126.77 | 0.7961 | 0.09408 | 0 | 0 | System Off | 1 | 0
1525 | 1525 | 2012-03-04 12:59 | 10.4 | 12.35 | 12.35 | 10.4 | 113.23 | 75.98 | 44.63 | 41 | 14.38 | 129.32 | 0.67 | 0.59 | 0.58 | 0.03 | 48.67 | 0 | 0 | 32.23 | 0.77235 | 0.09408 | 0 | 0 | System Off | 0 | 0
1526 | 1526 | 2012-03-04 13:59 | 10.25 | 15.48 | 15.48 | 10.25 | 321.46 | 280.43 | 122.99 | 114 | 14.69 | 352.32 | 0.81 | 0.8 | 0.78 | 0.1 | 207.77 | 0 | 0 | 89.28 | 0.78529 | 0.09408 | 0 | 0 | System Off | 1 | 0
1527 | 1527 | 2012-03-04 14:59 | 10.11 | 11.96 | 11.96 | 10.11 | 113.44 | 76.18 | 44.63 | 41 | 14.41 | 129.5 | 0.67 | 0.59 | 0.58 | 0.03 | 62.58 | 0 | 0 | 32.22 | 0.77066 | 0.09408 | 0 | 0 | System Off | 0 | 0
1528 | 1528 | 2012-03-04 15:59 | 9.65 | 11.24 | 11.24 | 9.65 | 99.3 | 62.29 | 39.17 | 36 | 14.37 | 113.94 | 0.51 | 0.55 | 0.54 | 0.02 | 52.39 | 0 | 0 | 28.31 | 0.76703 | 0.09408 | 0 | 0 | System Off | 0 | 0
1529 | 1529 | 2012-03-04 16:59 | 9.19 | 9.19 | 9.19 | 9.19 | 0 | 0 | 0 | 0 | 0 | 0 | 0 | 0 | 0 | 0 | 0 | 0 | 0 | 0 | 0 | 0 | 0 | 0 | System Off | 0 | 0
1530 | 1530 | 2012-03-04 17:59 | 8.73 | 8.73 | 8.73 | 8.73 | 0 | 0 | 0 | 0 | 0 | 0 | 0 | 0 | 0 | 0 | 0 | 0 | 0 | 0 | 0 | 0 | 0 | 0 | System Off | 0 | 0
1531 | 1531 | 2012-03-04 18:59 | 8.59 | 8.59 | 8.59 | 8.59 | 0 | 0 | 0 | 0 | 0 | 0 | 0 | 0 | 0 | 0 | 0 | 0 | 0 | 0 | 0 | 0 | 0 | 0 | System Off | 0 | 0
1532 | 1532 | 2012-03-04 19:59 | 8.45 | 8.45 | 8.45 | 8.45 | 0 | 0 | 0 | 0 | 0 | 0 | 0 | 0 | 0 | 0 | 0 | 0 | 0 | 0 | 0 | 0 | 0 | 0 | System Off | 0 | 0
1533 | 1533 | 2012-03-04 20:59 | 8.31 | 8.31 | 8.31 | 8.31 | 0 | 0 | 0 | 0 | 0 | 0 | 0 | 0 | 0 | 0 | 0 | 0 | 0 | 0 | 0 | 0 | 0 | 0 | System Off | 0 | 0
1534 | 1534 | 2012-03-04 21:59 | 8.36 | 8.36 | 8.36 | 8.36 | 0 | 0 | 0 | 0 | 0 | 0 | 0 | 0 | 0 | 0 | 0 | 0 | 0 | 0 | 0 | 0 | 0 | 0 | System Off | 0 | 0
1535 | 1535 | 2012-03-04 22:59 | 8.4 | 8.4 | 8.4 | 8.4 | 0 | 0 | 0 | 0 | 0 | 0 | 0 | 0 | 0 | 0 | 0 | 0 | 0 | 0 | 0 | 0 | 0 | 0 | System Off | 0 | 0
1536 | 1536 | 2012-03-04 23:59 | 8.45 | 8.45 | 8.45 | 8.45 | 0 | 0 | 0 | 0 | 0 | 0 | 0 | 0 | 0 | 0 | 0 | 0 | 0 | 0 | 0 | 0 | 0 | 0 | System Off | 0 | 0
1537 | 1537 | 2012-03-05 00:59 | 7.87 | 7.87 | 7.87 | 7.87 | 0 | 0 | 0 | 0 | 0 | 0 | 0 | 0 | 0 | 0 | 0 | 0 | 0 | 0 | 0 | 0 | 0 | 0 | System Off | 0 | 0
1538 | 1538 | 2012-03-05 01:59 | 7.29 | 7.29 | 7.29 | 7.29 | 0 | 0 | 0 | 0 | 0 | 0 | 0 | 0 | 0 | 0 | 0 | 0 | 0 | 0 | 0 | 0 | 0 | 0 | System Off | 0 | 0
1539 | 1539 | 2012-03-05 02:59 | 6.71 | 6.71 | 6.71 | 6.71 | 0 | 0 | 0 | 0 | 0 | 0 | 0 | 0 | 0 | 0 | 0 | 0 | 0 | 0 | 0 | 0 | 0 | 0 | System Off | 0 | 0
1540 | 1540 | 2012-03-05 03:59 | 6.12 | 6.12 | 6.12 | 6.12 | 0 | 0 | 0 | 0 | 0 | 0 | 0 | 0 | 0 | 0 | 0 | 0 | 0 | 0 | 0 | 0 | 0 | 0 | System Off | 0 | 0
1541 | 1541 | 2012-03-05 04:59 | 5.54 | 5.54 | 5.54 | 5.54 | 0 | 0 | 0 | 0 | 0 | 0 | 0 | 0 | 0 | 0 | 0 | 0 | 0 | 0 | 0 | 0 | 0 | 0 | System Off | 0 | 0
1542 | 1542 | 2012-03-05 05:59 | 4.95 | 4.95 | 4.95 | 4.95 | 0 | 0 | 0 | 0 | 0 | 0 | 0 | 0 | 0 | 0 | 0 | 0 | 0 | 0 | 0 | 0 | 0 | 0 | System Off | 0 | 0
1543 | 1543 | 2012-03-05 06:59 | 4.72 | 11.35 | 11.35 | 4.72 | 474.86 | 430.9 | 178.94 | 163 | 15.17 | 520.34 | 0.89 | 0.83 | 0.81 | 0.16 | 494.62 | 0 | 0 | 126.86 | 0.762 | 0.09408 | 0 | 0 | System Off | 1 | 0
1544 | 1544 | 2012-03-05 07:59 | 4.48 | 12.59 | 12.59 | 4.48 | 627.21 | 580.21 | 229.54 | 215 | 15.19 | 664.5 | 0.91 | 0.87 | 0.85 | 0.21 | 509.37 | 0 | 0 | 167.28 | 0.77021 | 0.09408 | 0 | 0 | System Off | 1 | 0
1545 | 1545 | 2012-03-05 08:59 | 4.25 | 8.03 | 8.03 | 4.25 | 300.82 | 260.17 | 112.04 | 104 | 15.07 | 329.69 | 0.8 | 0.79 | 0.77 | 0.09 | 193.48 | 0 | 0 | 81.05 | 0.74843 | 0.09408 | 0 | 0 | System Off | 1 | 0
1546 | 1546 | 2012-03-05 09:59 | 4.5 | 8.86 | 8.86 | 4.5 | 358.21 | 316.48 | 132.99 | 123 | 15.17 | 390.18 | 0.83 | 0.81 | 0.79 | 0.11 | 216.65 | 0 | 0 | 95.73 | 0.75334 | 0.09408 | 0 | 0 | System Off | 1 | 0
1547 | 1547 | 2012-03-05 10:59 | 4.76 | 8.39 | 8.39 | 4.76 | 305.45 | 264.72 | 113.86 | 105 | 15.15 | 334.62 | 0.88 | 0.79 | 0.77 | 0.1 | 166.8 | 0 | 0 | 81.74 | 0.75152 | 0.09408 | 0 | 0 | System Off | 1 | 0
1548 | 1548 | 2012-03-05 11:59 | 5.02 | 6.58 | 6.58 | 5.02 | 131.03 | 93.46 | 50.1 | 46 | 14.84 | 148.19 | 0.6 | 0.63 | 0.62 | 0.03 | 55.63 | 0 | 0 | 35.96 | 0.74217 | 0.09408 | 0 | 0 | System Off | 0 | 0
1549 | 1549 | 2012-03-05 12:59 | 5.11 | 7.1 | 7.1 | 5.11 | 168.05 | 129.83 | 63.76 | 59 | 14.83 | 188.25 | 0.78 | 0.69 | 0.68 | 0.05 | 83.16 | 0 | 0 | 46.12 | 0.74509 | 0.09408 | 0 | 0 | System Off | 1 | 0
1550 | 1550 | 2012-03-05 13:59 | 5.21 | 7.06 | 7.06 | 5.21 | 155.6 | 117.6 | 59.21 | 55 | 14.73 | 174.83 | 0.68 | 0.67 | 0.66 | 0.04 | 87.12 | 0 | 0 | 43.05 | 0.74494 | 0.09408 | 0 | 0 | System Off | 1 | 0
1551 | 1551 | 2012-03-05 14:59 | 5.3 | 6.62 | 6.62 | 5.3 | 108.76 | 71.58 | 41.9 | 38 | 14.91 | 123.92 | 0.72 | 0.58 | 0.57 | 0.03 | 58.8 | 0 | 0 | 29.68 | 0.74228 | 0.09408 | 0 | 0 | System Off | 0 | 0
1552 | 1552 | 2012-03-05 15:59 | 4.83 | 6.6 | 6.6 | 4.83 | 142.46 | 104.69 | 54.51 | 50 | 14.84 | 161.24 | 0.73 | 0.65 | 0.64 | 0.04 | 88.05 | 0 | 0 | 39.08 | 0.74182 | 0.09408 | 0 | 0 | System Off | 1 | 0
1553 | 1553 | 2012-03-05 16:59 | 4.35 | 4.35 | 4.35 | 4.35 | 0 | 0 | 0 | 0 | 0 | 0 | 0 | 0 | 0 | 0 | 0 | 0 | 0 | 0 | 0 | 0 | 0 | 0 | System Off | 0 | 0
1554 | 1554 | 2012-03-05 17:59 | 3.88 | 3.88 | 3.88 | 3.88 | 0 | 0 | 0 | 0 | 0 | 0 | 0 | 0 | 0 | 0 | 0 | 0 | 0 | 0 | 0 | 0 | 0 | 0 | System Off | 0 | 0
1555 | 1555 | 2012-03-05 18:59 | 3.66 | 3.66 | 3.66 | 3.66 | 0 | 0 | 0 | 0 | 0 | 0 | 0 | 0 | 0 | 0 | 0 | 0 | 0 | 0 | 0 | 0 | 0 | 0 | System Off | 0 | 0
1556 | 1556 | 2012-03-05 19:59 | 3.43 | 3.43 | 3.43 | 3.43 | 0 | 0 | 0 | 0 | 0 | 0 | 0 | 0 | 0 | 0 | 0 | 0 | 0 | 0 | 0 | 0 | 0 | 0 | System Off | 0 | 0
1557 | 1557 | 2012-03-05 20:59 | 3.21 | 3.21 | 3.21 | 3.21 | 0 | 0 | 0 | 0 | 0 | 0 | 0 | 0 | 0 | 0 | 0 | 0 | 0 | 0 | 0 | 0 | 0 | 0 | System Off | 0 | 0
1558 | 1558 | 2012-03-05 21:59 | 3.39 | 3.39 | 3.39 | 3.39 | 0 | 0 | 0 | 0 | 0 | 0 | 0 | 0 | 0 | 0 | 0 | 0 | 0 | 0 | 0 | 0 | 0 | 0 | System Off | 0 | 0
1559 | 1559 | 2012-03-05 22:59 | 3.58 | 3.58 | 3.58 | 3.58 | 0 | 0 | 0 | 0 | 0 | 0 | 0 | 0 | 0 | 0 | 0 | 0 | 0 | 0 | 0 | 0 | 0 | 0 | System Off | 0 | 0
1560 | 1560 | 2012-03-05 23:59 | 3.76 | 3.76 | 3.76 | 3.76 | 0 | 0 | 0 | 0 | 0 | 0 | 0 | 0 | 0 | 0 | 0 | 0 | 0 | 0 | 0 | 0 | 0 | 0 | System Off | 0 | 0
1561 | 1561 | 2012-03-06 00:59 | 3.66 | 3.66 | 3.66 | 3.66 | 0 | 0 | 0 | 0 | 0 | 0 | 0 | 0 | 0 | 0 | 0 | 0 | 0 | 0 | 0 | 0 | 0 | 0 | System Off | 0 | 0
1562 | 1562 | 2012-03-06 01:59 | 3.57 | 3.57 | 3.57 | 3.57 | 0 | 0 | 0 | 0 | 0 | 0 | 0 | 0 | 0 | 0 | 0 | 0 | 0 | 0 | 0 | 0 | 0 | 0 | System Off | 0 | 0
1563 | 1563 | 2012-03-06 02:59 | 3.47 | 3.47 | 3.47 | 3.47 | 0 | 0 | 0 | 0 | 0 | 0 | 0 | 0 | 0 | 0 | 0 | 0 | 0 | 0 | 0 | 0 | 0 | 0 | System Off | 0 | 0
1564 | 1564 | 2012-03-06 03:59 | 3.43 | 3.43 | 3.43 | 3.43 | 0 | 0 | 0 | 0 | 0 | 0 | 0 | 0 | 0 | 0 | 0 | 0 | 0 | 0 | 0 | 0 | 0 | 0 | System Off | 0 | 0
1565 | 1565 | 2012-03-06 04:59 | 3.39 | 3.39 | 3.39 | 3.39 | 0 | 0 | 0 | 0 | 0 | 0 | 0 | 0 | 0 | 0 | 0 | 0 | 0 | 0 | 0 | 0 | 0 | 0 | System Off | 0 | 0
1566 | 1566 | 2012-03-06 05:59 | 3.35 | 3.35 | 3.35 | 3.35 | 0 | 0 | 0 | 0 | 0 | 0 | 0 | 0 | 0 | 0 | 0 | 0 | 0 | 0 | 0 | 0 | 0 | 0 | System Off | 0 | 0
1567 | 1567 | 2012-03-06 06:59 | 4.06 | 7.67 | 7.67 | 4.06 | 236.73 | 197.27 | 89.55 | 82 | 15.04 | 263.86 | 0.78 | 0.75 | 0.73 | 0.07 | 226.44 | 0 | 0 | 63.93 | 0.7433 | 0.09408 | 0 | 0 | System Off | 1 | 0
1568 | 1568 | 2012-03-06 07:59 | 4.77 | 16.18 | 16.18 | 4.77 | 802.06 | 751.42 | 294.44 | 276 | 15.14 | 841.29 | 0.92 | 0.89 | 0.87 | 0.27 | 659.67 | 0 | 0 | 214.91 | 0.78326 | 0.09408 | 0 | 0 | System Off | 1 | 0
1569 | 1569 | 2012-03-06 08:59 | 5.49 | 32.85 | 32.85 | 5.49 | 1948.87 | 1870.29 | 732.81 | 698 | 14.54 | 1965.76 | 0.93 | 0.95 | 0.93 | 0.68 | 1390.9 | 0 | 0 | 547.64 | 0.86773 | 0.09408 | 0 | 0 | System Off | 1 | 0
1570 | 1570 | 2012-03-06 09:59 | 6.3 | 39.31 | 39.31 | 6.3 | 2268.3 | 2180.67 | 870.03 | 831 | 14.22 | 2274.95 | 0.91 | 0.96 | 0.94 | 0.79 | 1492.76 | 0 | 0 | 654.69 | 0.8989 | 0.09408 | 0 | 0 | System Off | 1 | 0
1571 | 1571 | 2012-03-06 10:59 | 7.11 | 39.89 | 39.89 | 7.11 | 2204.74 | 2118.95 | 849.63 | 810 | 14.18 | 2216.38 | 0.91 | 0.96 | 0.93 | 0.77 | 1335.19 | 0 | 0 | 638.47 | 0.90006 | 0.09408 | 0 | 0 | System Off | 1 | 0
1572 | 1572 | 2012-03-06 11:59 | 7.92 | 40.49 | 40.49 | 7.92 | 2148.08 | 2063.92 | 830.35 | 792 | 14.13 | 2160.88 | 0.9 | 0.96 | 0.93 | 0.75 | 1228.52 | 0 | 0 | 624.68 | 0.9018 | 0.09408 | 0 | 0 | System Off | 1 | 0
1573 | 1573 | 2012-03-06 12:59 | 8.13 | 16.72 | 16.72 | 8.13 | 544.04 | 498.72 | 204.68 | 190 | 14.91 | 583.66 | 0.88 | 0.85 | 0.84 | 0.18 | 319.47 | 0 | 0 | 148.36 | 0.78708 | 0.09408 | 0 | 0 | System Off | 1 | 0
1574 | 1574 | 2012-03-06 13:59 | 8.35 | 15.3 | 15.3 | 8.35 | 406.84 | 364.19 | 154 | 143 | 14.82 | 441.44 | 0.84 | 0.83 | 0.81 | 0.13 | 269.82 | 0 | 0 | 111.8 | 0.77956 | 0.09408 | 0 | 0 | System Off | 1 | 0
1575 | 1575 | 2012-03-06 14:59 | 8.56 | 12.34 | 12.34 | 8.56 | 201.13 | 162.31 | 77.42 | 71 | 14.75 | 224.33 | 0.77 | 0.72 | 0.71 | 0.06 | 133.33 | 0 | 0 | 55.55 | 0.76726 | 0.09408 | 0 | 0 | System Off | 1 | 0
1576 | 1576 | 2012-03-06 15:59 | 7.43 | 14.48 | 14.48 | 7.43 | 380.17 | 338.03 | 149.52 | 133 | 14.89 | 429.89 | 0.8 | 0.79 | 0.77 | 0.12 | 284.32 | 0 | 0 | 103.89 | 0.77228 | 0.09408 | 0 | 0 | System Off | 1 | 0
1577 | 1577 | 2012-03-06 16:59 | 6.3 | 6.3 | 6.3 | 6.3 | 0 | 0 | 0 | 0 | 0 | 0 | 0 | 0 | 0 | 0 | 0 | 0 | 0 | 0 | 0 | 0 | 0 | 0 | System Off | 0 | 0
1578 | 1578 | 2012-03-06 17:59 | 5.17 | 5.17 | 5.17 | 5.17 | 0 | 0 | 0 | 0 | 0 | 0 | 0 | 0 | 0 | 0 | 0 | 0 | 0 | 0 | 0 | 0 | 0 | 0 | System Off | 0 | 0
1579 | 1579 | 2012-03-06 18:59 | 4.3 | 4.3 | 4.3 | 4.3 | 0 | 0 | 0 | 0 | 0 | 0 | 0 | 0 | 0 | 0 | 0 | 0 | 0 | 0 | 0 | 0 | 0 | 0 | System Off | 0 | 0
1580 | 1580 | 2012-03-06 19:59 | 3.42 | 3.42 | 3.42 | 3.42 | 0 | 0 | 0 | 0 | 0 | 0 | 0 | 0 | 0 | 0 | 0 | 0 | 0 | 0 | 0 | 0 | 0 | 0 | System Off | 0 | 0
1581 | 1581 | 2012-03-06 20:59 | 2.55 | 2.55 | 2.55 | 2.55 | 0 | 0 | 0 | 0 | 0 | 0 | 0 | 0 | 0 | 0 | 0 | 0 | 0 | 0 | 0 | 0 | 0 | 0 | System Off | 0 | 0
1582 | 1582 | 2012-03-06 21:59 | 1.93 | 1.93 | 1.93 | 1.93 | 0 | 0 | 0 | 0 | 0 | 0 | 0 | 0 | 0 | 0 | 0 | 0 | 0 | 0 | 0 | 0 | 0 | 0 | System Off | 0 | 0
1583 | 1583 | 2012-03-06 22:59 | 1.3 | 1.3 | 1.3 | 1.3 | 0 | 0 | 0 | 0 | 0 | 0 | 0 | 0 | 0 | 0 | 0 | 0 | 0 | 0 | 0 | 0 | 0 | 0 | System Off | 0 | 0
1584 | 1584 | 2012-03-06 23:59 | 0.68 | 0.68 | 0.68 | 0.68 | 0 | 0 | 0 | 0 | 0 | 0 | 0 | 0 | 0 | 0 | 0 | 0 | 0 | 0 | 0 | 0 | 0 | 0 | System Off | 0 | 0
1585 | 1585 | 2012-03-07 00:59 | 0.3 | 0.3 | 0.3 | 0.3 | 0 | 0 | 0 | 0 | 0 | 0 | 0 | 0 | 0 | 0 | 0 | 0 | 0 | 0 | 0 | 0 | 0 | 0 | System Off | 0 | 0
1586 | 1586 | 2012-03-07 01:59 | -0.07 | -0.07 | -0.07 | -0.07 | 0 | 0 | 0 | 0 | 0 | 0 | 0 | 0 | 0 | 0 | 0 | 0 | 0 | 0 | 0 | 0 | 0 | 0 | System Off | 0 | 0
1587 | 1587 | 2012-03-07 02:59 | -0.45 | -0.45 | -0.45 | -0.45 | 0 | 0 | 0 | 0 | 0 | 0 | 0 | 0 | 0 | 0 | 0 | 0 | 0 | 0 | 0 | 0 | 0 | 0 | System Off | 0 | 0
1588 | 1588 | 2012-03-07 03:59 | -0.25 | -0.25 | -0.25 | -0.25 | 0 | 0 | 0 | 0 | 0 | 0 | 0 | 0 | 0 | 0 | 0 | 0 | 0 | 0 | 0 | 0 | 0 | 0 | System Off | 0 | 0
1589 | 1589 | 2012-03-07 04:59 | -0.04 | -0.04 | -0.04 | -0.04 | 0 | 0 | 0 | 0 | 0 | 0 | 0 | 0 | 0 | 0 | 0 | 0 | 0 | 0 | 0 | 0 | 0 | 0 | System Off | 0 | 0
1590 | 1590 | 2012-03-07 05:59 | 0.16 | 0.16 | 0.16 | 0.16 | 0 | 0 | 0 | 0 | 0 | 0 | 0 | 0 | 0 | 0 | 0 | 0 | 0 | 0 | 0 | 0 | 0 | 0 | System Off | 0 | 0
1591 | 1591 | 2012-03-07 06:59 | 2.01 | 7.66 | 7.66 | 2.01 | 346.69 | 305.19 | 129.64 | 119 | 15.17 | 382 | 0.85 | 0.8 | 0.78 | 0.11 | 350.32 | 0 | 0 | 92.61 | 0.73834 | 0.09408 | 0 | 0 | System Off | 1 | 0
1592 | 1592 | 2012-03-07 07:59 | 3.85 | 10.8 | 10.8 | 3.85 | 446.98 | 403.56 | 164.99 | 154 | 15.12 | 480.73 | 0.91 | 0.84 | 0.82 | 0.15 | 354.29 | 0 | 0 | 119.94 | 0.75533 | 0.09408 | 0 | 0 | System Off | 1 | 0
1593 | 1593 | 2012-03-07 08:59 | 5.7 | 14.12 | 14.12 | 5.7 | 557.17 | 511.58 | 206.76 | 193 | 15.04 | 595.24 | 0.92 | 0.86 | 0.84 | 0.19 | 380.45 | 0 | 0 | 150.47 | 0.77333 | 0.09408 | 0 | 0 | System Off | 1 | 0
1594 | 1594 | 2012-03-07 09:59 | 6.55 | 12.2 | 12.2 | 6.55 | 398.7 | 356.2 | 149.38 | 138 | 15.05 | 433.05 | 0.87 | 0.82 | 0.81 | 0.13 | 243.84 | 0 | 0 | 107.57 | 0.76803 | 0.09408 | 0 | 0 | System Off | 1 | 0
1595 | 1595 | 2012-03-07 10:59 | 7.4 | 11.72 | 11.72 | 7.4 | 323.86 | 282.78 | 122.06 | 113 | 14.93 | 354.46 | 0.82 | 0.8 | 0.78 | 0.1 | 178.19 | 0 | 0 | 88.22 | 0.76835 | 0.09408 | 0 | 0 | System Off | 1 | 0
1596 | 1596 | 2012-03-07 11:59 | 8.25 | 13.17 | 13.17 | 8.25 | 394.59 | 352.18 | 148.47 | 138 | 14.89 | 428.9 | 0.88 | 0.82 | 0.8 | 0.13 | 209.63 | 0 | 0 | 107.79 | 0.77801 | 0.09408 | 0 | 0 | System Off | 1 | 0
1597 | 1597 | 2012-03-07 12:59 | 7.74 | 11.35 | 11.35 | 7.74 | 281.68 | 241.39 | 106.57 | 99 | 14.82 | 309.9 | 0.84 | 0.78 | 0.76 | 0.09 | 154.63 | 0 | 0 | 77.4 | 0.76773 | 0.09408 | 0 | 0 | System Off | 1 | 0
1598 | 1598 | 2012-03-07 13:59 | 7.23 | 10.38 | 10.38 | 7.23 | 240.21 | 200.68 | 91.09 | 84 | 14.89 | 265.79 | 0.77 | 0.76 | 0.74 | 0.07 | 148.68 | 0 | 0 | 65.61 | 0.76194 | 0.09408 | 0 | 0 | System Off | 1 | 0
1599 | 1599 | 2012-03-07 14:59 | 6.72 | 8.3 | 8.3 | 6.72 | 115.29 | 78 | 44.63 | 41 | 14.65 | 131.21 | 0.67 | 0.59 | 0.58 | 0.03 | 64.08 | 0 | 0 | 32.13 | 0.751 | 0.09408 | 0 | 0 | System Off | 0 | 0
1600 | 1600 | 2012-03-07 15:59 | 5.94 | 6.96 | 6.96 | 5.94 | 74.38 | 37.81 | 29.15 | 27 | 14.35 | 86.1 | 0.34 | 0.44 | 0.43 | 0.01 | 31.8 | 0 | 0 | 21.24 | 0.74394 | 0.09408 | 0 | 0 | System Off | 0 | 0
1601 | 1601 | 2012-03-07 16:59 | 5.15 | 5.15 | 5.15 | 5.15 | 0 | 0 | 0 | 0 | 0 | 0 | 0 | 0 | 0 | 0 | 0 | 0 | 0 | 0 | 0 | 0 | 0 | 0 | System Off | 0 | 0
1602 | 1602 | 2012-03-07 17:59 | 4.37 | 4.37 | 4.37 | 4.37 | 0 | 0 | 0 | 0 | 0 | 0 | 0 | 0 | 0 | 0 | 0 | 0 | 0 | 0 | 0 | 0 | 0 | 0 | System Off | 0 | 0
1603 | 1603 | 2012-03-07 18:59 | 4.21 | 4.21 | 4.21 | 4.21 | 0 | 0 | 0 | 0 | 0 | 0 | 0 | 0 | 0 | 0 | 0 | 0 | 0 | 0 | 0 | 0 | 0 | 0 | System Off | 0 | 0
1604 | 1604 | 2012-03-07 19:59 | 4.05 | 4.05 | 4.05 | 4.05 | 0 | 0 | 0 | 0 | 0 | 0 | 0 | 0 | 0 | 0 | 0 | 0 | 0 | 0 | 0 | 0 | 0 | 0 | System Off | 0 | 0
1605 | 1605 | 2012-03-07 20:59 | 3.89 | 3.89 | 3.89 | 3.89 | 0 | 0 | 0 | 0 | 0 | 0 | 0 | 0 | 0 | 0 | 0 | 0 | 0 | 0 | 0 | 0 | 0 | 0 | System Off | 0 | 0
1606 | 1606 | 2012-03-07 21:59 | 4.41 | 4.41 | 4.41 | 4.41 | 0 | 0 | 0 | 0 | 0 | 0 | 0 | 0 | 0 | 0 | 0 | 0 | 0 | 0 | 0 | 0 | 0 | 0 | System Off | 0 | 0
1607 | 1607 | 2012-03-07 22:59 | 4.93 | 4.93 | 4.93 | 4.93 | 0 | 0 | 0 | 0 | 0 | 0 | 0 | 0 | 0 | 0 | 0 | 0 | 0 | 0 | 0 | 0 | 0 | 0 | System Off | 0 | 0
1608 | 1608 | 2012-03-07 23:59 | 5.45 | 5.45 | 5.45 | 5.45 | 0 | 0 | 0 | 0 | 0 | 0 | 0 | 0 | 0 | 0 | 0 | 0 | 0 | 0 | 0 | 0 | 0 | 0 | System Off | 0 | 0
1609 | 1609 | 2012-03-08 00:59 | 5.01 | 5.01 | 5.01 | 5.01 | 0 | 0 | 0 | 0 | 0 | 0 | 0 | 0 | 0 | 0 | 0 | 0 | 0 | 0 | 0 | 0 | 0 | 0 | System Off | 0 | 0
1610 | 1610 | 2012-03-08 01:59 | 4.58 | 4.58 | 4.58 | 4.58 | 0 | 0 | 0 | 0 | 0 | 0 | 0 | 0 | 0 | 0 | 0 | 0 | 0 | 0 | 0 | 0 | 0 | 0 | System Off | 0 | 0
1611 | 1611 | 2012-03-08 02:59 | 4.14 | 4.14 | 4.14 | 4.14 | 0 | 0 | 0 | 0 | 0 | 0 | 0 | 0 | 0 | 0 | 0 | 0 | 0 | 0 | 0 | 0 | 0 | 0 | System Off | 0 | 0
1612 | 1612 | 2012-03-08 03:59 | 3.74 | 3.74 | 3.74 | 3.74 | 0 | 0 | 0 | 0 | 0 | 0 | 0 | 0 | 0 | 0 | 0 | 0 | 0 | 0 | 0 | 0 | 0 | 0 | System Off | 0 | 0
1613 | 1613 | 2012-03-08 04:59 | 3.35 | 3.35 | 3.35 | 3.35 | 0 | 0 | 0 | 0 | 0 | 0 | 0 | 0 | 0 | 0 | 0 | 0 | 0 | 0 | 0 | 0 | 0 | 0 | System Off | 0 | 0
1614 | 1614 | 2012-03-08 05:59 | 2.95 | 2.95 | 2.95 | 2.95 | 0 | 0 | 0 | 0 | 0 | 0 | 0 | 0 | 0 | 0 | 0 | 0 | 0 | 0 | 0 | 0 | 0 | 0 | System Off | 0 | 0
1615 | 1615 | 2012-03-08 06:59 | 3.52 | 11.7 | 11.7 | 3.52 | 618.75 | 571.92 | 231.2 | 211 | 15.27 | 671.48 | 0.91 | 0.85 | 0.83 | 0.21 | 656.5 | 0 | 0 | 164 | 0.76385 | 0.09408 | 0 | 0 | System Off | 1 | 0
1616 | 1616 | 2012-03-08 07:59 | 4.09 | 7.38 | 7.38 | 4.09 | 255.2 | 215.4 | 95.34 | 88 | 15.1 | 281.2 | 0.84 | 0.77 | 0.75 | 0.08 | 189.1 | 0 | 0 | 68.55 | 0.74456 | 0.09408 | 0 | 0 | System Off | 1 | 0
1617 | 1617 | 2012-03-08 08:59 | 4.66 | 12.48 | 12.48 | 4.66 | 631.26 | 584.18 | 231.45 | 216 | 15.22 | 670.29 | 0.91 | 0.87 | 0.85 | 0.21 | 434.44 | 0 | 0 | 168 | 0.77143 | 0.09408 | 0 | 0 | System Off | 1 | 0
1618 | 1618 | 2012-03-08 09:59 | 5.43 | 17.15 | 17.15 | 5.43 | 929.88 | 876.48 | 341.48 | 320 | 15.13 | 972.23 | 0.94 | 0.9 | 0.88 | 0.32 | 599.98 | 0 | 0 | 249.17 | 0.79535 | 0.09408 | 0 | 0 | System Off | 1 | 0
1619 | 1619 | 2012-03-08 10:59 | 6.2 | 29.05 | 29.05 | 6.2 | 1754.38 | 1681.03 | 655.18 | 621 | 14.71 | 1783.64 | 0.93 | 0.94 | 0.92 | 0.61 | 1059.25 | 0 | 0 | 486.16 | 0.85719 | 0.09408 | 0 | 0 | System Off | 1 | 0
1620 | 1620 | 2012-03-08 11:59 | 6.98 | 25.45 | 25.45 | 6.98 | 1400.34 | 1336.01 | 521.12 | 492 | 14.82 | 1438.33 | 0.92 | 0.93 | 0.91 | 0.48 | 795.24 | 0 | 0 | 384.63 | 0.83732 | 0.09408 | 0 | 0 | System Off | 1 | 0
1621 | 1621 | 2012-03-08 12:59 | 7 | 15.93 | 15.93 | 7 | 670.32 | 622.44 | 249.02 | 232 | 15.05 | 712.18 | 0.92 | 0.87 | 0.86 | 0.23 | 398.72 | 0 | 0 | 180.85 | 0.78823 | 0.09408 | 0 | 0 | System Off | 1 | 0
1622 | 1622 | 2012-03-08 13:59 | 7.01 | 13.42 | 13.42 | 7.01 | 473.26 | 429.33 | 176.64 | 164 | 15.03 | 509.83 | 0.91 | 0.84 | 0.82 | 0.16 | 318.08 | 0 | 0 | 127.87 | 0.77558 | 0.09408 | 0 | 0 | System Off | 1 | 0
1623 | 1623 | 2012-03-08 14:59 | 7.03 | 12.25 | 12.25 | 7.03 | 379.88 | 337.74 | 142.34 | 132 | 14.99 | 412.56 | 0.84 | 0.82 | 0.8 | 0.12 | 277.45 | 0 | 0 | 102.97 | 0.76973 | 0.09408 | 0 | 0 | System Off | 1 | 0
1624 | 1624 | 2012-03-08 15:59 | 6.23 | 8.35 | 8.35 | 6.23 | 141.56 | 103.81 | 54.46 | 50 | 14.75 | 160.08 | 0.73 | 0.65 | 0.63 | 0.04 | 87.31 | 0 | 0 | 39.13 | 0.74986 | 0.09408 | 0 | 0 | System Off | 1 | 0
1625 | 1625 | 2012-03-08 16:59 | 5.42 | 5.42 | 5.42 | 5.42 | 0 | 0 | 0 | 0 | 0 | 0 | 0 | 0 | 0 | 0 | 0 | 0 | 0 | 0 | 0 | 0 | 0 | 0 | System Off | 0 | 0
1626 | 1626 | 2012-03-08 17:59 | 4.62 | 4.62 | 4.62 | 4.62 | 0 | 0 | 0 | 0 | 0 | 0 | 0 | 0 | 0 | 0 | 0 | 0 | 0 | 0 | 0 | 0 | 0 | 0 | System Off | 0 | 0
1627 | 1627 | 2012-03-08 18:59 | 3.64 | 3.64 | 3.64 | 3.64 | 0 | 0 | 0 | 0 | 0 | 0 | 0 | 0 | 0 | 0 | 0 | 0 | 0 | 0 | 0 | 0 | 0 | 0 | System Off | 0 | 0
1628 | 1628 | 2012-03-08 19:59 | 2.66 | 2.66 | 2.66 | 2.66 | 0 | 0 | 0 | 0 | 0 | 0 | 0 | 0 | 0 | 0 | 0 | 0 | 0 | 0 | 0 | 0 | 0 | 0 | System Off | 0 | 0
1629 | 1629 | 2012-03-08 20:59 | 1.68 | 1.68 | 1.68 | 1.68 | 0 | 0 | 0 | 0 | 0 | 0 | 0 | 0 | 0 | 0 | 0 | 0 | 0 | 0 | 0 | 0 | 0 | 0 | System Off | 0 | 0
1630 | 1630 | 2012-03-08 21:59 | 1.11 | 1.11 | 1.11 | 1.11 | 0 | 0 | 0 | 0 | 0 | 0 | 0 | 0 | 0 | 0 | 0 | 0 | 0 | 0 | 0 | 0 | 0 | 0 | System Off | 0 | 0
1631 | 1631 | 2012-03-08 22:59 | 0.55 | 0.55 | 0.55 | 0.55 | 0 | 0 | 0 | 0 | 0 | 0 | 0 | 0 | 0 | 0 | 0 | 0 | 0 | 0 | 0 | 0 | 0 | 0 | System Off | 0 | 0
1632 | 1632 | 2012-03-08 23:59 | -0.02 | -0.02 | -0.02 | -0.02 | 0 | 0 | 0 | 0 | 0 | 0 | 0 | 0 | 0 | 0 | 0 | 0 | 0 | 0 | 0 | 0 | 0 | 0 | System Off | 0 | 0
1633 | 1633 | 2012-03-09 00:59 | -0.29 | -0.29 | -0.29 | -0.29 | 0 | 0 | 0 | 0 | 0 | 0 | 0 | 0 | 0 | 0 | 0 | 0 | 0 | 0 | 0 | 0 | 0 | 0 | System Off | 0 | 0
1634 | 1634 | 2012-03-09 01:59 | -0.55 | -0.55 | -0.55 | -0.55 | 0 | 0 | 0 | 0 | 0 | 0 | 0 | 0 | 0 | 0 | 0 | 0 | 0 | 0 | 0 | 0 | 0 | 0 | System Off | 0 | 0
1635 | 1635 | 2012-03-09 02:59 | -0.82 | -0.82 | -0.82 | -0.82 | 0 | 0 | 0 | 0 | 0 | 0 | 0 | 0 | 0 | 0 | 0 | 0 | 0 | 0 | 0 | 0 | 0 | 0 | System Off | 0 | 0
1636 | 1636 | 2012-03-09 03:59 | -1.07 | -1.07 | -1.07 | -1.07 | 0 | 0 | 0 | 0 | 0 | 0 | 0 | 0 | 0 | 0 | 0 | 0 | 0 | 0 | 0 | 0 | 0 | 0 | System Off | 0 | 0
1637 | 1637 | 2012-03-09 04:59 | -1.32 | -1.32 | -1.32 | -1.32 | 0 | 0 | 0 | 0 | 0 | 0 | 0 | 0 | 0 | 0 | 0 | 0 | 0 | 0 | 0 | 0 | 0 | 0 | System Off | 0 | 0
1638 | 1638 | 2012-03-09 05:59 | -1.58 | -1.58 | -1.58 | -1.58 | 0 | 0 | 0 | 0 | 0 | 0 | 0 | 0 | 0 | 0 | 0 | 0 | 0 | 0 | 0 | 0 | 0 | 0 | System Off | 0 | 0
1639 | 1639 | 2012-03-09 06:59 | 1.01 | 1.86 | 1.86 | 1.01 | 46.64 | 10.54 | 18.22 | 16 | 15.18 | 54.79 | 0 | 0.19 | 0.19 | 0 | 12.1 | 0 | 0 | 12.45 | 0.73217 | 0.09408 | 0 | 0 | System Off | 0 | 0
1640 | 1640 | 2012-03-09 07:59 | 3.59 | 13.25 | 13.25 | 3.59 | 564.57 | 518.83 | 208.22 | 194 | 15.16 | 601.34 | 0.91 | 0.86 | 0.84 | 0.19 | 455.48 | 0 | 0 | 151.02 | 0.76118 | 0.09408 | 0 | 0 | System Off | 1 | 0
1641 | 1641 | 2012-03-09 08:59 | 6.18 | 36.19 | 36.19 | 6.18 | 1700.44 | 1628.51 | 651.88 | 619 | 14.31 | 1725.87 | 0.91 | 0.94 | 0.92 | 0.59 | 1211.09 | 0 | 0 | 487.11 | 0.85729 | 0.09408 | 0 | 0 | System Off | 1 | 0
1642 | 1642 | 2012-03-09 09:59 | 7.32 | 42.41 | 42.41 | 7.32 | 2023.27 | 1942.63 | 789.98 | 753 | 13.99 | 2039.91 | 0.89 | 0.95 | 0.93 | 0.7 | 1329.81 | 0 | 0 | 594.91 | 0.8907 | 0.09408 | 0 | 0 | System Off | 1 | 0
1643 | 1643 | 2012-03-09 10:59 | 8.46 | 45.07 | 45.07 | 8.46 | 2166.08 | 2081.4 | 852.94 | 813 | 13.88 | 2178.71 | 0.88 | 0.96 | 0.93 | 0.75 | 1311.53 | 0 | 0 | 643.27 | 0.90981 | 0.09408 | 0 | 0 | System Off | 1 | 0
1644 | 1644 | 2012-03-09 11:59 | 9.61 | 39.03 | 39.03 | 9.61 | 1827.56 | 1752.27 | 707.95 | 672 | 14.16 | 1853.19 | 0.89 | 0.95 | 0.92 | 0.63 | 1043.02 | 0 | 0 | 529.77 | 0.8891 | 0.09408 | 0 | 0 | System Off | 1 | 0
1645 | 1645 | 2012-03-09 12:59 | 9.76 | 37.31 | 37.31 | 9.76 | 1710.07 | 1637.89 | 658.97 | 626 | 14.23 | 1736.88 | 0.9 | 0.94 | 0.92 | 0.59 | 1049.2 | 0 | 0 | 493.11 | 0.88101 | 0.09408 | 0 | 0 | System Off | 1 | 0
1646 | 1646 | 2012-03-09 13:59 | 9.92 | 22.14 | 22.14 | 9.92 | 769.58 | 719.64 | 290.22 | 272 | 14.74 | 811.13 | 0.9 | 0.89 | 0.87 | 0.26 | 533.16 | 0 | 0 | 212.88 | 0.81336 | 0.09408 | 0 | 0 | System Off | 1 | 0
1647 | 1647 | 2012-03-09 14:59 | 10.07 | 14.69 | 14.69 | 10.07 | 284.67 | 244.32 | 109.08 | 101 | 14.68 | 313.37 | 0.83 | 0.78 | 0.76 | 0.09 | 200.7 | 0 | 0 | 79.1 | 0.78176 | 0.09408 | 0 | 0 | System Off | 1 | 0
1648 | 1648 | 2012-03-09 15:59 | 8.93 | 13.42 | 13.42 | 8.93 | 268.5 | 228.45 | 104.63 | 95 | 14.72 | 301.98 | 0.76 | 0.76 | 0.74 | 0.08 | 192.15 | 0 | 0 | 74.37 | 0.77394 | 0.09408 | 0 | 0 | System Off | 1 | 0
1649 | 1649 | 2012-03-09 16:59 | 7.79 | 7.79 | 7.79 | 7.79 | 0 | 0 | 0 | 0 | 0 | 0 | 0 | 0 | 0 | 0 | 0 | 0 | 0 | 0 | 0 | 0 | 0 | 0 | System Off | 0 | 0
1650 | 1650 | 2012-03-09 17:59 | 6.65 | 6.65 | 6.65 | 6.65 | 0 | 0 | 0 | 0 | 0 | 0 | 0 | 0 | 0 | 0 | 0 | 0 | 0 | 0 | 0 | 0 | 0 | 0 | System Off | 0 | 0
1651 | 1651 | 2012-03-09 18:59 | 6.29 | 6.29 | 6.29 | 6.29 | 0 | 0 | 0 | 0 | 0 | 0 | 0 | 0 | 0 | 0 | 0 | 0 | 0 | 0 | 0 | 0 | 0 | 0 | System Off | 0 | 0
1652 | 1652 | 2012-03-09 19:59 | 5.94 | 5.94 | 5.94 | 5.94 | 0 | 0 | 0 | 0 | 0 | 0 | 0 | 0 | 0 | 0 | 0 | 0 | 0 | 0 | 0 | 0 | 0 | 0 | System Off | 0 | 0
1653 | 1653 | 2012-03-09 20:59 | 5.58 | 5.58 | 5.58 | 5.58 | 0 | 0 | 0 | 0 | 0 | 0 | 0 | 0 | 0 | 0 | 0 | 0 | 0 | 0 | 0 | 0 | 0 | 0 | System Off | 0 | 0
1654 | 1654 | 2012-03-09 21:59 | 5.5 | 5.5 | 5.5 | 5.5 | 0 | 0 | 0 | 0 | 0 | 0 | 0 | 0 | 0 | 0 | 0 | 0 | 0 | 0 | 0 | 0 | 0 | 0 | System Off | 0 | 0
1655 | 1655 | 2012-03-09 22:59 | 5.42 | 5.42 | 5.42 | 5.42 | 0 | 0 | 0 | 0 | 0 | 0 | 0 | 0 | 0 | 0 | 0 | 0 | 0 | 0 | 0 | 0 | 0 | 0 | System Off | 0 | 0
1656 | 1656 | 2012-03-09 23:59 | 5.34 | 5.34 | 5.34 | 5.34 | 0 | 0 | 0 | 0 | 0 | 0 | 0 | 0 | 0 | 0 | 0 | 0 | 0 | 0 | 0 | 0 | 0 | 0 | System Off | 0 | 0
1657 | 1657 | 2012-03-10 00:59 | 5.3 | 5.3 | 5.3 | 5.3 | 0 | 0 | 0 | 0 | 0 | 0 | 0 | 0 | 0 | 0 | 0 | 0 | 0 | 0 | 0 | 0 | 0 | 0 | System Off | 0 | 0
1658 | 1658 | 2012-03-10 01:59 | 5.26 | 5.26 | 5.26 | 5.26 | 0 | 0 | 0 | 0 | 0 | 0 | 0 | 0 | 0 | 0 | 0 | 0 | 0 | 0 | 0 | 0 | 0 | 0 | System Off | 0 | 0
1659 | 1659 | 2012-03-10 02:59 | 5.22 | 5.22 | 5.22 | 5.22 | 0 | 0 | 0 | 0 | 0 | 0 | 0 | 0 | 0 | 0 | 0 | 0 | 0 | 0 | 0 | 0 | 0 | 0 | System Off | 0 | 0
1660 | 1660 | 2012-03-10 03:59 | 5.13 | 5.13 | 5.13 | 5.13 | 0 | 0 | 0 | 0 | 0 | 0 | 0 | 0 | 0 | 0 | 0 | 0 | 0 | 0 | 0 | 0 | 0 | 0 | System Off | 0 | 0
1661 | 1661 | 2012-03-10 04:59 | 5.04 | 5.04 | 5.04 | 5.04 | 0 | 0 | 0 | 0 | 0 | 0 | 0 | 0 | 0 | 0 | 0 | 0 | 0 | 0 | 0 | 0 | 0 | 0 | System Off | 0 | 0
1662 | 1662 | 2012-03-10 05:59 | 4.94 | 4.94 | 4.94 | 4.94 | 0 | 0 | 0 | 0 | 0 | 0 | 0 | 0 | 0 | 0 | 0 | 0 | 0 | 0 | 0 | 0 | 0 | 0 | System Off | 0 | 0
1663 | 1663 | 2012-03-10 06:59 | 6.05 | 7.64 | 7.64 | 6.05 | 96.02 | 59.07 | 37.35 | 34 | 14.71 | 110.05 | 0.54 | 0.54 | 0.53 | 0.02 | 67.8 | 0 | 0 | 26.62 | 0.74585 | 0.09408 | 0 | 0 | System Off | 1 | 0
1664 | 1664 | 2012-03-10 07:59 | 7.16 | 11.38 | 11.38 | 7.16 | 274.83 | 234.67 | 103.99 | 96 | 14.91 | 302.37 | 0.77 | 0.78 | 0.76 | 0.08 | 206.01 | 0 | 0 | 74.97 | 0.76378 | 0.09408 | 0 | 0 | System Off | 1 | 0
1665 | 1665 | 2012-03-10 08:59 | 8.27 | 11.86 | 11.86 | 8.27 | 243.68 | 204.09 | 92.91 | 86 | 14.76 | 269.67 | 0.75 | 0.76 | 0.74 | 0.07 | 151.78 | 0 | 0 | 67.29 | 0.76839 | 0.09408 | 0 | 0 | System Off | 1 | 0
1666 | 1666 | 2012-03-10 09:59 | 9.14 | 11.88 | 11.88 | 9.14 | 186.74 | 148.18 | 71.96 | 66 | 14.74 | 208.85 | 0.69 | 0.71 | 0.69 | 0.05 | 101.43 | 0 | 0 | 51.65 | 0.76969 | 0.09408 | 0 | 0 | System Off | 1 | 0
1667 | 1667 | 2012-03-10 10:59 | 10.02 | 12.34 | 12.34 | 10.02 | 159.4 | 121.32 | 61.94 | 57 | 14.57 | 179.47 | 0.65 | 0.68 | 0.66 | 0.04 | 76.45 | 0 | 0 | 44.71 | 0.77315 | 0.09408 | 0 | 0 | System Off | 0 | 0
1668 | 1668 | 2012-03-10 11:59 | 10.9 | 12.85 | 12.85 | 10.9 | 134.72 | 97.09 | 52.83 | 49 | 14.32 | 152.8 | 0.76 | 0.64 | 0.62 | 0.04 | 57.79 | 0 | 0 | 38.55 | 0.77681 | 0.09408 | 0 | 0 | System Off | 0 | 0
1669 | 1669 | 2012-03-10 12:59 | 11.12 | 13.17 | 13.17 | 11.12 | 139.37 | 101.66 | 54.65 | 50 | 14.52 | 157.88 | 0.73 | 0.64 | 0.63 | 0.04 | 65.12 | 0 | 0 | 39.24 | 0.77826 | 0.09408 | 0 | 0 | System Off | 0 | 0
1670 | 1670 | 2012-03-10 13:59 | 11.35 | 13.26 | 13.26 | 11.35 | 127.22 | 89.72 | 50.1 | 46 | 14.4 | 144.68 | 0.6 | 0.62 | 0.61 | 0.03 | 66.47 | 0 | 0 | 36.15 | 0.77886 | 0.09408 | 0 | 0 | System Off | 0 | 0
1671 | 1671 | 2012-03-10 14:59 | 11.57 | 13.65 | 13.65 | 11.57 | 136.65 | 98.98 | 53.74 | 49 | 14.52 | 154.98 | 0.74 | 0.64 | 0.63 | 0.04 | 81.31 | 0 | 0 | 38.45 | 0.78071 | 0.09408 | 0 | 0 | System Off | 1 | 0
1672 | 1672 | 2012-03-10 15:59 | 10.96 | 12.51 | 12.51 | 10.96 | 101.12 | 64.08 | 40.08 | 37 | 14.23 | 116.05 | 0.5 | 0.55 | 0.54 | 0.02 | 53.9 | 0 | 0 | 29.14 | 0.77488 | 0.09408 | 0 | 0 | System Off | 0 | 0
1673 | 1673 | 2012-03-10 16:59 | 10.34 | 10.34 | 10.34 | 10.34 | 0 | 0 | 0 | 0 | 0 | 0 | 0 | 0 | 0 | 0 | 0 | 0 | 0 | 0 | 0 | 0 | 0 | 0 | System Off | 0 | 0
1674 | 1674 | 2012-03-10 17:59 | 9.73 | 9.73 | 9.73 | 9.73 | 0 | 0 | 0 | 0 | 0 | 0 | 0 | 0 | 0 | 0 | 0 | 0 | 0 | 0 | 0 | 0 | 0 | 0 | System Off | 0 | 0
1675 | 1675 | 2012-03-10 18:59 | 9.59 | 9.59 | 9.59 | 9.59 | 0 | 0 | 0 | 0 | 0 | 0 | 0 | 0 | 0 | 0 | 0 | 0 | 0 | 0 | 0 | 0 | 0 | 0 | System Off | 0 | 0
1676 | 1676 | 2012-03-10 19:59 | 9.46 | 9.46 | 9.46 | 9.46 | 0 | 0 | 0 | 0 | 0 | 0 | 0 | 0 | 0 | 0 | 0 | 0 | 0 | 0 | 0 | 0 | 0 | 0 | System Off | 0 | 0
1677 | 1677 | 2012-03-10 20:59 | 9.32 | 9.32 | 9.32 | 9.32 | 0 | 0 | 0 | 0 | 0 | 0 | 0 | 0 | 0 | 0 | 0 | 0 | 0 | 0 | 0 | 0 | 0 | 0 | System Off | 0 | 0
1678 | 1678 | 2012-03-10 21:59 | 9.46 | 9.46 | 9.46 | 9.46 | 0 | 0 | 0 | 0 | 0 | 0 | 0 | 0 | 0 | 0 | 0 | 0 | 0 | 0 | 0 | 0 | 0 | 0 | System Off | 0 | 0
1679 | 1679 | 2012-03-10 22:59 | 9.59 | 9.59 | 9.59 | 9.59 | 0 | 0 | 0 | 0 | 0 | 0 | 0 | 0 | 0 | 0 | 0 | 0 | 0 | 0 | 0 | 0 | 0 | 0 | System Off | 0 | 0
1680 | 1680 | 2012-03-10 23:59 | 9.73 | 9.73 | 9.73 | 9.73 | 0 | 0 | 0 | 0 | 0 | 0 | 0 | 0 | 0 | 0 | 0 | 0 | 0 | 0 | 0 | 0 | 0 | 0 | System Off | 0 | 0
1681 | 1681 | 2012-03-11 00:59 | 9.35 | 9.35 | 9.35 | 9.35 | 0 | 0 | 0 | 0 | 0 | 0 | 0 | 0 | 0 | 0 | 0 | 0 | 0 | 0 | 0 | 0 | 0 | 0 | System Off | 0 | 0
1682 | 1682 | 2012-03-11 01:59 | 8.98 | 8.98 | 8.98 | 8.98 | 0 | 0 | 0 | 0 | 0 | 0 | 0 | 0 | 0 | 0 | 0 | 0 | 0 | 0 | 0 | 0 | 0 | 0 | System Off | 0 | 0
1683 | 1683 | 2012-03-11 02:59 | 8.6 | 8.6 | 8.6 | 8.6 | 0 | 0 | 0 | 0 | 0 | 0 | 0 | 0 | 0 | 0 | 0 | 0 | 0 | 0 | 0 | 0 | 0 | 0 | System Off | 0 | 0
1684 | 1684 | 2012-03-11 03:59 | 8.42 | 8.42 | 8.42 | 8.42 | 0 | 0 | 0 | 0 | 0 | 0 | 0 | 0 | 0 | 0 | 0 | 0 | 0 | 0 | 0 | 0 | 0 | 0 | System Off | 0 | 0
1685 | 1685 | 2012-03-11 04:59 | 8.25 | 8.25 | 8.25 | 8.25 | 0 | 0 | 0 | 0 | 0 | 0 | 0 | 0 | 0 | 0 | 0 | 0 | 0 | 0 | 0 | 0 | 0 | 0 | System Off | 0 | 0
1686 | 1686 | 2012-03-11 05:59 | 8.07 | 8.07 | 8.07 | 8.07 | 0 | 0 | 0 | 0 | 0 | 0 | 0 | 0 | 0 | 0 | 0 | 0 | 0 | 0 | 0 | 0 | 0 | 0 | System Off | 0 | 0
1687 | 1687 | 2012-03-11 06:59 | 8.25 | 12.69 | 12.69 | 8.25 | 287.32 | 246.93 | 109.9 | 101 | 14.82 | 318.03 | 0.82 | 0.78 | 0.76 | 0.09 | 283.44 | 0 | 0 | 78.97 | 0.77108 | 0.09408 | 0 | 0 | System Off | 1 | 0
1688 | 1688 | 2012-03-11 07:59 | 8.43 | 15.82 | 15.82 | 8.43 | 503.97 | 459.44 | 188.81 | 176 | 14.91 | 540.18 | 0.9 | 0.85 | 0.83 | 0.17 | 403.34 | 0 | 0 | 137.43 | 0.78621 | 0.09408 | 0 | 0 | System Off | 1 | 0
1689 | 1689 | 2012-03-11 08:59 | 8.61 | 13.83 | 13.83 | 8.61 | 364.36 | 322.52 | 137.81 | 128 | 14.83 | 397.14 | 0.87 | 0.81 | 0.79 | 0.12 | 239.85 | 0 | 0 | 100.06 | 0.77826 | 0.09408 | 0 | 0 | System Off | 1 | 0
1690 | 1690 | 2012-03-11 09:59 | 9.3 | 17.61 | 17.61 | 9.3 | 577.98 | 531.98 | 217.66 | 202 | 14.9 | 618.66 | 0.87 | 0.86 | 0.84 | 0.19 | 364.16 | 0 | 0 | 157.76 | 0.79627 | 0.09408 | 0 | 0 | System Off | 1 | 0
1691 | 1691 | 2012-03-11 10:59 | 10 | 15.49 | 15.49 | 10 | 375.86 | 333.81 | 143 | 132 | 14.83 | 409.63 | 0.84 | 0.81 | 0.8 | 0.12 | 210.34 | 0 | 0 | 103.18 | 0.78719 | 0.09408 | 0 | 0 | System Off | 1 | 0
1692 | 1692 | 2012-03-11 11:59 | 10.7 | 16.33 | 16.33 | 10.7 | 381.98 | 339.81 | 145.74 | 135 | 14.74 | 416.18 | 0.82 | 0.82 | 0.8 | 0.12 | 202.27 | 0 | 0 | 105.66 | 0.79192 | 0.09408 | 0 | 0 | System Off | 1 | 0
1693 | 1693 | 2012-03-11 12:59 | 11.12 | 14.76 | 14.76 | 11.12 | 245.6 | 205.97 | 94.73 | 88 | 14.54 | 272.08 | 0.74 | 0.76 | 0.74 | 0.07 | 131.94 | 0 | 0 | 69.05 | 0.7855 | 0.09408 | 0 | 0 | System Off | 1 | 0
1694 | 1694 | 2012-03-11 13:59 | 11.53 | 13.9 | 13.9 | 11.53 | 158.3 | 120.25 | 61.94 | 57 | 14.46 | 178.46 | 0.65 | 0.67 | 0.66 | 0.04 | 89.09 | 0 | 0 | 44.77 | 0.78201 | 0.09408 | 0 | 0 | System Off | 1 | 0
1695 | 1695 | 2012-03-11 14:59 | 11.95 | 14.61 | 14.61 | 11.95 | 179.65 | 141.21 | 70.14 | 65 | 14.4 | 201.55 | 0.71 | 0.7 | 0.69 | 0.05 | 116 | 0 | 0 | 51.09 | 0.78602 | 0.09408 | 0 | 0 | System Off | 1 | 0
1696 | 1696 | 2012-03-11 15:59 | 11 | 13.08 | 13.08 | 11 | 135.95 | 98.3 | 53.44 | 49 | 14.45 | 154.43 | 0.75 | 0.64 | 0.62 | 0.04 | 82.68 | 0 | 0 | 38.49 | 0.77738 | 0.09408 | 0 | 0 | System Off | 1 | 0
1697 | 1697 | 2012-03-11 16:59 | 10.06 | 10.06 | 10.06 | 10.06 | 0 | 0 | 0 | 0 | 0 | 0 | 0 | 0 | 0 | 0 | 0 | 0 | 0 | 0 | 0 | 0 | 0 | 0 | System Off | 0 | 0
1698 | 1698 | 2012-03-11 17:59 | 9.11 | 9.11 | 9.11 | 9.11 | 0 | 0 | 0 | 0 | 0 | 0 | 0 | 0 | 0 | 0 | 0 | 0 | 0 | 0 | 0 | 0 | 0 | 0 | System Off | 0 | 0
1699 | 1699 | 2012-03-11 18:59 | 8.37 | 8.37 | 8.37 | 8.37 | 0 | 0 | 0 | 0 | 0 | 0 | 0 | 0 | 0 | 0 | 0 | 0 | 0 | 0 | 0 | 0 | 0 | 0 | System Off | 0 | 0
1700 | 1700 | 2012-03-11 19:59 | 7.64 | 7.64 | 7.64 | 7.64 | 0 | 0 | 0 | 0 | 0 | 0 | 0 | 0 | 0 | 0 | 0 | 0 | 0 | 0 | 0 | 0 | 0 | 0 | System Off | 0 | 0
1701 | 1701 | 2012-03-11 20:59 | 6.9 | 6.9 | 6.9 | 6.9 | 0 | 0 | 0 | 0 | 0 | 0 | 0 | 0 | 0 | 0 | 0 | 0 | 0 | 0 | 0 | 0 | 0 | 0 | System Off | 0 | 0
1702 | 1702 | 2012-03-11 21:59 | 6.62 | 6.62 | 6.62 | 6.62 | 0 | 0 | 0 | 0 | 0 | 0 | 0 | 0 | 0 | 0 | 0 | 0 | 0 | 0 | 0 | 0 | 0 | 0 | System Off | 0 | 0
1703 | 1703 | 2012-03-11 22:59 | 6.33 | 6.33 | 6.33 | 6.33 | 0 | 0 | 0 | 0 | 0 | 0 | 0 | 0 | 0 | 0 | 0 | 0 | 0 | 0 | 0 | 0 | 0 | 0 | System Off | 0 | 0
1704 | 1704 | 2012-03-11 23:59 | 6.05 | 6.05 | 6.05 | 6.05 | 0 | 0 | 0 | 0 | 0 | 0 | 0 | 0 | 0 | 0 | 0 | 0 | 0 | 0 | 0 | 0 | 0 | 0 | System Off | 0 | 0
1705 | 1705 | 2012-03-12 00:59 | 5.67 | 5.67 | 5.67 | 5.67 | 0 | 0 | 0 | 0 | 0 | 0 | 0 | 0 | 0 | 0 | 0 | 0 | 0 | 0 | 0 | 0 | 0 | 0 | System Off | 0 | 0
1706 | 1706 | 2012-03-12 01:59 | 5.29 | 5.29 | 5.29 | 5.29 | 0 | 0 | 0 | 0 | 0 | 0 | 0 | 0 | 0 | 0 | 0 | 0 | 0 | 0 | 0 | 0 | 0 | 0 | System Off | 0 | 0
1707 | 1707 | 2012-03-12 02:59 | 4.91 | 4.91 | 4.91 | 4.91 | 0 | 0 | 0 | 0 | 0 | 0 | 0 | 0 | 0 | 0 | 0 | 0 | 0 | 0 | 0 | 0 | 0 | 0 | System Off | 0 | 0
1708 | 1708 | 2012-03-12 03:59 | 4.69 | 4.69 | 4.69 | 4.69 | 0 | 0 | 0 | 0 | 0 | 0 | 0 | 0 | 0 | 0 | 0 | 0 | 0 | 0 | 0 | 0 | 0 | 0 | System Off | 0 | 0
1709 | 1709 | 2012-03-12 04:59 | 4.48 | 4.48 | 4.48 | 4.48 | 0 | 0 | 0 | 0 | 0 | 0 | 0 | 0 | 0 | 0 | 0 | 0 | 0 | 0 | 0 | 0 | 0 | 0 | System Off | 0 | 0
1710 | 1710 | 2012-03-12 05:59 | 4.26 | 4.26 | 4.26 | 4.26 | 0 | 0 | 0 | 0 | 0 | 0 | 0 | 0 | 0 | 0 | 0 | 0 | 0 | 0 | 0 | 0 | 0 | 0 | System Off | 0 | 0
1711 | 1711 | 2012-03-12 06:59 | 5.73 | 8.95 | 8.95 | 5.73 | 210.79 | 171.79 | 80.12 | 74 | 14.84 | 234.99 | 0.75 | 0.73 | 0.72 | 0.06 | 197.2 | 0 | 0 | 57.84 | 0.75143 | 0.09408 | 0 | 0 | System Off | 1 | 0
1712 | 1712 | 2012-03-12 07:59 | 7.19 | 10.23 | 10.23 | 7.19 | 200.47 | 161.66 | 76.51 | 71 | 14.71 | 223.38 | 0.78 | 0.72 | 0.71 | 0.06 | 141.92 | 0 | 0 | 55.59 | 0.75932 | 0.09408 | 0 | 0 | System Off | 1 | 0
1713 | 1713 | 2012-03-12 08:59 | 8.66 | 11.67 | 11.67 | 8.66 | 199.24 | 160.45 | 76.51 | 71 | 14.62 | 222.23 | 0.78 | 0.72 | 0.71 | 0.06 | 119.33 | 0 | 0 | 55.65 | 0.76786 | 0.09408 | 0 | 0 | System Off | 1 | 0
1714 | 1714 | 2012-03-12 09:59 | 9.83 | 12.69 | 12.69 | 9.83 | 183.62 | 145.12 | 71.05 | 66 | 14.49 | 205.6 | 0.7 | 0.71 | 0.69 | 0.05 | 99.34 | 0 | 0 | 51.82 | 0.77376 | 0.09408 | 0 | 0 | System Off | 1 | 0
1715 | 1715 | 2012-03-12 10:59 | 11 | 14 | 14 | 11 | 187.45 | 148.88 | 72.87 | 67 | 14.57 | 209.87 | 0.69 | 0.71 | 0.69 | 0.05 | 93.81 | 0 | 0 | 52.55 | 0.78079 | 0.09408 | 0 | 0 | System Off | 1 | 0
1716 | 1716 | 2012-03-12 11:59 | 12.18 | 14.83 | 14.83 | 12.18 | 160.06 | 121.98 | 62.85 | 58 | 14.37 | 180.47 | 0.64 | 0.68 | 0.66 | 0.04 | 72.6 | 0 | 0 | 45.6 | 0.78604 | 0.09408 | 0 | 0 | System Off | 0 | 0
1717 | 1717 | 2012-03-12 12:59 | 12.09 | 15.36 | 15.36 | 12.09 | 200.93 | 162.12 | 78.33 | 72 | 14.53 | 224.49 | 0.77 | 0.72 | 0.71 | 0.06 | 103.85 | 0 | 0 | 56.49 | 0.78816 | 0.09408 | 0 | 0 | System Off | 1 | 0
1718 | 1718 | 2012-03-12 13:59 | 12.01 | 14.79 | 14.79 | 12.01 | 172.21 | 133.91 | 67.4 | 62 | 14.47 | 193.57 | 0.74 | 0.69 | 0.68 | 0.05 | 99.21 | 0 | 0 | 48.69 | 0.78579 | 0.09408 | 0 | 0 | System Off | 1 | 0
1719 | 1719 | 2012-03-12 14:59 | 11.92 | 14.68 | 14.68 | 11.92 | 172.3 | 134 | 67.4 | 62 | 14.47 | 193.65 | 0.74 | 0.69 | 0.68 | 0.05 | 110.08 | 0 | 0 | 48.69 | 0.78526 | 0.09408 | 0 | 0 | System Off | 1 | 0
1720 | 1720 | 2012-03-12 15:59 | 11.02 | 12.61 | 12.61 | 11.02 | 93.89 | 56.97 | 37.35 | 34 | 14.38 | 108.1 | 0.54 | 0.53 | 0.52 | 0.02 | 47.92 | 0 | 0 | 26.73 | 0.77464 | 0.09408 | 0 | 0 | System Off | 0 | 0
1721 | 1721 | 2012-03-12 16:59 | 10.12 | 10.2 | 10.2 | 10.12 | 4.01 | 0 | 1.82 | 1 | 20.89 | 5.32 | 0 | 0 | 0 | 0 | 0 | 0 | 0 | 0.72 | 0.76311 | 0.09408 | 0 | 0 | System Off | 0 | 0
1722 | 1722 | 2012-03-12 17:59 | 9.22 | 9.22 | 9.22 | 9.22 | 0 | 0 | 0 | 0 | 0 | 0 | 0 | 0 | 0 | 0 | 0 | 0 | 0 | 0 | 0 | 0 | 0 | 0 | System Off | 0 | 0
1723 | 1723 | 2012-03-12 18:59 | 8.74 | 8.74 | 8.74 | 8.74 | 0 | 0 | 0 | 0 | 0 | 0 | 0 | 0 | 0 | 0 | 0 | 0 | 0 | 0 | 0 | 0 | 0 | 0 | System Off | 0 | 0
1724 | 1724 | 2012-03-12 19:59 | 8.27 | 8.27 | 8.27 | 8.27 | 0 | 0 | 0 | 0 | 0 | 0 | 0 | 0 | 0 | 0 | 0 | 0 | 0 | 0 | 0 | 0 | 0 | 0 | System Off | 0 | 0
1725 | 1725 | 2012-03-12 20:59 | 7.79 | 7.79 | 7.79 | 7.79 | 0 | 0 | 0 | 0 | 0 | 0 | 0 | 0 | 0 | 0 | 0 | 0 | 0 | 0 | 0 | 0 | 0 | 0 | System Off | 0 | 0
1726 | 1726 | 2012-03-12 21:59 | 7.61 | 7.61 | 7.61 | 7.61 | 0 | 0 | 0 | 0 | 0 | 0 | 0 | 0 | 0 | 0 | 0 | 0 | 0 | 0 | 0 | 0 | 0 | 0 | System Off | 0 | 0
1727 | 1727 | 2012-03-12 22:59 | 7.42 | 7.42 | 7.42 | 7.42 | 0 | 0 | 0 | 0 | 0 | 0 | 0 | 0 | 0 | 0 | 0 | 0 | 0 | 0 | 0 | 0 | 0 | 0 | System Off | 0 | 0
1728 | 1728 | 2012-03-12 23:59 | 7.24 | 7.24 | 7.24 | 7.24 | 0 | 0 | 0 | 0 | 0 | 0 | 0 | 0 | 0 | 0 | 0 | 0 | 0 | 0 | 0 | 0 | 0 | 0 | System Off | 0 | 0
1729 | 1729 | 2012-03-13 00:59 | 7.14 | 7.14 | 7.14 | 7.14 | 0 | 0 | 0 | 0 | 0 | 0 | 0 | 0 | 0 | 0 | 0 | 0 | 0 | 0 | 0 | 0 | 0 | 0 | System Off | 0 | 0
1730 | 1730 | 2012-03-13 01:59 | 7.05 | 7.05 | 7.05 | 7.05 | 0 | 0 | 0 | 0 | 0 | 0 | 0 | 0 | 0 | 0 | 0 | 0 | 0 | 0 | 0 | 0 | 0 | 0 | System Off | 0 | 0
1731 | 1731 | 2012-03-13 02:59 | 6.95 | 6.95 | 6.95 | 6.95 | 0 | 0 | 0 | 0 | 0 | 0 | 0 | 0 | 0 | 0 | 0 | 0 | 0 | 0 | 0 | 0 | 0 | 0 | System Off | 0 | 0
1732 | 1732 | 2012-03-13 03:59 | 6.88 | 6.88 | 6.88 | 6.88 | 0 | 0 | 0 | 0 | 0 | 0 | 0 | 0 | 0 | 0 | 0 | 0 | 0 | 0 | 0 | 0 | 0 | 0 | System Off | 0 | 0
1733 | 1733 | 2012-03-13 04:59 | 6.81 | 6.81 | 6.81 | 6.81 | 0 | 0 | 0 | 0 | 0 | 0 | 0 | 0 | 0 | 0 | 0 | 0 | 0 | 0 | 0 | 0 | 0 | 0 | System Off | 0 | 0
1734 | 1734 | 2012-03-13 05:59 | 6.73 | 6.81 | 6.81 | 6.73 | 4.09 | 0 | 1.82 | 1 | 21.3 | 5.38 | 0 | 0 | 0 | 0 | 0 | 0 | 0 | 0.72 | 0.74358 | 0.09408 | 0 | 0 | System Off | 0 | 0
1735 | 1735 | 2012-03-13 06:59 | 7.37 | 9.43 | 9.43 | 7.37 | 117.17 | 79.85 | 45.54 | 42 | 14.53 | 133.35 | 0.66 | 0.6 | 0.59 | 0.03 | 91.65 | 0 | 0 | 32.96 | 0.75495 | 0.09408 | 0 | 0 | System Off | 1 | 0
1736 | 1736 | 2012-03-13 07:59 | 8.01 | 10.49 | 10.49 | 8.01 | 145.94 | 108.11 | 56.47 | 52 | 14.62 | 164.73 | 0.71 | 0.66 | 0.64 | 0.04 | 94.91 | 0 | 0 | 40.76 | 0.76051 | 0.09408 | 0 | 0 | System Off | 1 | 0
1737 | 1737 | 2012-03-13 08:59 | 8.65 | 11.3 | 11.3 | 8.65 | 160.13 | 122.04 | 61.94 | 57 | 14.63 | 180.15 | 0.65 | 0.68 | 0.66 | 0.04 | 90.76 | 0 | 0 | 44.67 | 0.76516 | 0.09408 | 0 | 0 | System Off | 1 | 0
1738 | 1738 | 2012-03-13 09:59 | 9.28 | 12.12 | 12.12 | 9.28 | 166.9 | 128.69 | 64.67 | 60 | 14.49 | 187.54 | 0.77 | 0.69 | 0.67 | 0.05 | 88.09 | 0 | 0 | 47.11 | 0.76941 | 0.09408 | 0 | 0 | System Off | 1 | 0
1739 | 1739 | 2012-03-13 10:59 | 9.91 | 13.4 | 13.4 | 9.91 | 200.21 | 161.4 | 77.42 | 71 | 14.69 | 223.47 | 0.77 | 0.72 | 0.71 | 0.06 | 101.7 | 0 | 0 | 55.6 | 0.77514 | 0.09408 | 0 | 0 | System Off | 1 | 0
1740 | 1740 | 2012-03-13 11:59 | 10.54 | 13.46 | 13.46 | 10.54 | 161.04 | 122.94 | 62.85 | 58 | 14.46 | 181.37 | 0.64 | 0.68 | 0.66 | 0.04 | 73.18 | 0 | 0 | 45.55 | 0.7764 | 0.09408 | 0 | 0 | System Off | 0 | 0
1741 | 1741 | 2012-03-13 12:59 | 10.66 | 13.74 | 13.74 | 10.66 | 173.02 | 134.7 | 67.4 | 62 | 14.53 | 194.31 | 0.74 | 0.69 | 0.68 | 0.05 | 86.29 | 0 | 0 | 48.65 | 0.77785 | 0.09408 | 0 | 0 | System Off | 1 | 0
1742 | 1742 | 2012-03-13 13:59 | 10.77 | 13.35 | 13.35 | 10.77 | 146.53 | 108.69 | 57.38 | 53 | 14.4 | 165.66 | 0.7 | 0.66 | 0.64 | 0.04 | 80.52 | 0 | 0 | 41.66 | 0.7768 | 0.09408 | 0 | 0 | System Off | 1 | 0
1743 | 1743 | 2012-03-13 14:59 | 10.89 | 13.36 | 13.36 | 10.89 | 141.68 | 103.92 | 55.56 | 51 | 14.47 | 160.4 | 0.72 | 0.65 | 0.63 | 0.04 | 85.37 | 0 | 0 | 40.05 | 0.77711 | 0.09408 | 0 | 0 | System Off | 1 | 0
1744 | 1744 | 2012-03-13 15:59 | 9.93 | 12.32 | 12.32 | 9.93 | 132.61 | 95.01 | 51.92 | 48 | 14.39 | 150.45 | 0.58 | 0.63 | 0.62 | 0.03 | 79.92 | 0 | 0 | 37.73 | 0.77094 | 0.09408 | 0 | 0 | System Off | 1 | 0
1745 | 1745 | 2012-03-13 16:59 | 8.98 | 9.16 | 9.16 | 8.98 | 8.35 | 0 | 3.64 | 3 | 14.5 | 10.68 | 0 | 0 | 0 | 0 | 0 | 0 | 0 | 2.36 | 0.75691 | 0.09408 | 0 | 0 | System Off | 0 | 0
1746 | 1746 | 2012-03-13 17:59 | 8.02 | 8.02 | 8.02 | 8.02 | 0 | 0 | 0 | 0 | 0 | 0 | 0 | 0 | 0 | 0 | 0 | 0 | 0 | 0 | 0 | 0 | 0 | 0 | System Off | 0 | 0
1747 | 1747 | 2012-03-13 18:59 | 7.06 | 7.06 | 7.06 | 7.06 | 0 | 0 | 0 | 0 | 0 | 0 | 0 | 0 | 0 | 0 | 0 | 0 | 0 | 0 | 0 | 0 | 0 | 0 | System Off | 0 | 0
1748 | 1748 | 2012-03-13 19:59 | 6.09 | 6.09 | 6.09 | 6.09 | 0 | 0 | 0 | 0 | 0 | 0 | 0 | 0 | 0 | 0 | 0 | 0 | 0 | 0 | 0 | 0 | 0 | 0 | System Off | 0 | 0
1749 | 1749 | 2012-03-13 20:59 | 5.13 | 5.13 | 5.13 | 5.13 | 0 | 0 | 0 | 0 | 0 | 0 | 0 | 0 | 0 | 0 | 0 | 0 | 0 | 0 | 0 | 0 | 0 | 0 | System Off | 0 | 0
1750 | 1750 | 2012-03-13 21:59 | 5.03 | 5.03 | 5.03 | 5.03 | 0 | 0 | 0 | 0 | 0 | 0 | 0 | 0 | 0 | 0 | 0 | 0 | 0 | 0 | 0 | 0 | 0 | 0 | System Off | 0 | 0
1751 | 1751 | 2012-03-13 22:59 | 4.94 | 4.94 | 4.94 | 4.94 | 0 | 0 | 0 | 0 | 0 | 0 | 0 | 0 | 0 | 0 | 0 | 0 | 0 | 0 | 0 | 0 | 0 | 0 | System Off | 0 | 0
1752 | 1752 | 2012-03-13 23:59 | 4.84 | 4.84 | 4.84 | 4.84 | 0 | 0 | 0 | 0 | 0 | 0 | 0 | 0 | 0 | 0 | 0 | 0 | 0 | 0 | 0 | 0 | 0 | 0 | System Off | 0 | 0
1753 | 1753 | 2012-03-14 00:59 | 5.1 | 5.1 | 5.1 | 5.1 | 0 | 0 | 0 | 0 | 0 | 0 | 0 | 0 | 0 | 0 | 0 | 0 | 0 | 0 | 0 | 0 | 0 | 0 | System Off | 0 | 0
1754 | 1754 | 2012-03-14 01:59 | 5.36 | 5.36 | 5.36 | 5.36 | 0 | 0 | 0 | 0 | 0 | 0 | 0 | 0 | 0 | 0 | 0 | 0 | 0 | 0 | 0 | 0 | 0 | 0 | System Off | 0 | 0
1755 | 1755 | 2012-03-14 02:59 | 5.62 | 5.62 | 5.62 | 5.62 | 0 | 0 | 0 | 0 | 0 | 0 | 0 | 0 | 0 | 0 | 0 | 0 | 0 | 0 | 0 | 0 | 0 | 0 | System Off | 0 | 0
1756 | 1756 | 2012-03-14 03:59 | 5.41 | 5.41 | 5.41 | 5.41 | 0 | 0 | 0 | 0 | 0 | 0 | 0 | 0 | 0 | 0 | 0 | 0 | 0 | 0 | 0 | 0 | 0 | 0 | System Off | 0 | 0
1757 | 1757 | 2012-03-14 04:59 | 5.2 | 5.2 | 5.2 | 5.2 | 0 | 0 | 0 | 0 | 0 | 0 | 0 | 0 | 0 | 0 | 0 | 0 | 0 | 0 | 0 | 0 | 0 | 0 | System Off | 0 | 0
1758 | 1758 | 2012-03-14 05:59 | 4.98 | 5.12 | 5.12 | 4.98 | 6.31 | 0 | 2.73 | 2 | 16.43 | 8.12 | 0 | 0 | 0 | 0 | 0 | 0 | 0 | 1.53 | 0.7338 | 0.09408 | 0 | 0 | System Off | 0 | 0
1759 | 1759 | 2012-03-14 06:59 | 5.96 | 8.95 | 8.95 | 5.96 | 146.52 | 108.68 | 56.37 | 52 | 14.68 | 165.34 | 0.71 | 0.66 | 0.64 | 0.04 | 124.75 | 0 | 0 | 40.73 | 0.74869 | 0.09408 | 0 | 0 | System Off | 1 | 0
1760 | 1760 | 2012-03-14 07:59 | 6.94 | 11.9 | 11.9 | 6.94 | 243.64 | 204.05 | 92.91 | 86 | 14.76 | 269.63 | 0.75 | 0.76 | 0.74 | 0.07 | 179.13 | 0 | 0 | 67.29 | 0.76067 | 0.09408 | 0 | 0 | System Off | 1 | 0
1761 | 1761 | 2012-03-14 08:59 | 7.92 | 15.55 | 15.55 | 7.92 | 373.97 | 331.95 | 142.29 | 132 | 14.76 | 407.49 | 0.84 | 0.81 | 0.8 | 0.12 | 246.87 | 0 | 0 | 103.28 | 0.775 | 0.09408 | 0 | 0 | System Off | 1 | 0
1762 | 1762 | 2012-03-14 09:59 | 8.82 | 17.89 | 17.89 | 8.82 | 451.72 | 408.21 | 172.25 | 160 | 14.7 | 489.07 | 0.87 | 0.83 | 0.82 | 0.15 | 279.44 | 0 | 0 | 125.27 | 0.78558 | 0.09408 | 0 | 0 | System Off | 1 | 0
1763 | 1763 | 2012-03-14 10:59 | 9.73 | 23.04 | 23.04 | 9.73 | 671.69 | 623.78 | 256.93 | 239 | 14.64 | 715.65 | 0.9 | 0.87 | 0.85 | 0.23 | 393.06 | 0 | 0 | 187.29 | 0.80599 | 0.09408 | 0 | 0 | System Off | 1 | 0
1764 | 1764 | 2012-03-14 11:59 | 10.64 | 31.51 | 31.51 | 10.64 | 1060.73 | 1004.4 | 410.02 | 385 | 14.35 | 1105.66 | 0.88 | 0.91 | 0.89 | 0.36 | 597.86 | 0 | 0 | 302.8 | 0.83968 | 0.09408 | 0 | 0 | System Off | 1 | 0
1765 | 1765 | 2012-03-14 12:59 | 10.84 | 48.31 | 48.31 | 10.84 | 1841.54 | 1765.88 | 739.22 | 703 | 13.64 | 1863.15 | 0.87 | 0.95 | 0.92 | 0.64 | 1131.19 | 0 | 0 | 557.88 | 0.90382 | 0.09408 | 0 | 0 | System Off | 1 | 0
1766 | 1766 | 2012-03-14 13:59 | 11.03 | 44.12 | 44.12 | 11.03 | 1654.86 | 1584.11 | 654.9 | 623 | 13.83 | 1679.38 | 0.87 | 0.94 | 0.92 | 0.57 | 1173.63 | 0 | 0 | 493.2 | 0.889 | 0.09408 | 0 | 0 | System Off | 1 | 0
1767 | 1767 | 2012-03-14 14:59 | 11.23 | 33.2 | 33.2 | 11.23 | 1125.72 | 1067.91 | 436.58 | 410 | 14.3 | 1169.53 | 0.89 | 0.91 | 0.89 | 0.39 | 877.26 | 0 | 0 | 322.67 | 0.84817 | 0.09408 | 0 | 0 | System Off | 1 | 0
1768 | 1768 | 2012-03-14 15:59 | 10.19 | 20.13 | 20.13 | 10.19 | 499.41 | 454.96 | 199.65 | 178 | 14.61 | 562.2 | 0.8 | 0.81 | 0.79 | 0.16 | 382.67 | 0 | 0 | 139.53 | 0.79713 | 0.09408 | 0 | 0 | System Off | 1 | 0
1769 | 1769 | 2012-03-14 16:59 | 9.15 | 9.95 | 9.95 | 9.15 | 35.12 | 0 | 16.35 | 13 | 14.07 | 47.77 | 0 | 0 | 0 | 0 | 0 | 0 | 0 | 10.26 | 0.75979 | 0.09408 | 0 | 0 | System Off | 0 | 0
1770 | 1770 | 2012-03-14 17:59 | 8.11 | 8.11 | 8.11 | 8.11 | 0 | 0 | 0 | 0 | 0 | 0 | 0 | 0 | 0 | 0 | 0 | 0 | 0 | 0 | 0 | 0 | 0 | 0 | System Off | 0 | 0
1771 | 1771 | 2012-03-14 18:59 | 7.17 | 7.17 | 7.17 | 7.17 | 0 | 0 | 0 | 0 | 0 | 0 | 0 | 0 | 0 | 0 | 0 | 0 | 0 | 0 | 0 | 0 | 0 | 0 | System Off | 0 | 0
1772 | 1772 | 2012-03-14 19:59 | 6.24 | 6.24 | 6.24 | 6.24 | 0 | 0 | 0 | 0 | 0 | 0 | 0 | 0 | 0 | 0 | 0 | 0 | 0 | 0 | 0 | 0 | 0 | 0 | System Off | 0 | 0
1773 | 1773 | 2012-03-14 20:59 | 5.3 | 5.3 | 5.3 | 5.3 | 0 | 0 | 0 | 0 | 0 | 0 | 0 | 0 | 0 | 0 | 0 | 0 | 0 | 0 | 0 | 0 | 0 | 0 | System Off | 0 | 0
1774 | 1774 | 2012-03-14 21:59 | 5.23 | 5.23 | 5.23 | 5.23 | 0 | 0 | 0 | 0 | 0 | 0 | 0 | 0 | 0 | 0 | 0 | 0 | 0 | 0 | 0 | 0 | 0 | 0 | System Off | 0 | 0
1775 | 1775 | 2012-03-14 22:59 | 5.17 | 5.17 | 5.17 | 5.17 | 0 | 0 | 0 | 0 | 0 | 0 | 0 | 0 | 0 | 0 | 0 | 0 | 0 | 0 | 0 | 0 | 0 | 0 | System Off | 0 | 0
1776 | 1776 | 2012-03-14 23:59 | 5.1 | 5.1 | 5.1 | 5.1 | 0 | 0 | 0 | 0 | 0 | 0 | 0 | 0 | 0 | 0 | 0 | 0 | 0 | 0 | 0 | 0 | 0 | 0 | System Off | 0 | 0
1777 | 1777 | 2012-03-15 00:59 | 3.79 | 3.79 | 3.79 | 3.79 | 0 | 0 | 0 | 0 | 0 | 0 | 0 | 0 | 0 | 0 | 0 | 0 | 0 | 0 | 0 | 0 | 0 | 0 | System Off | 0 | 0
1778 | 1778 | 2012-03-15 01:59 | 2.48 | 2.48 | 2.48 | 2.48 | 0 | 0 | 0 | 0 | 0 | 0 | 0 | 0 | 0 | 0 | 0 | 0 | 0 | 0 | 0 | 0 | 0 | 0 | System Off | 0 | 0
1779 | 1779 | 2012-03-15 02:59 | 1.17 | 1.17 | 1.17 | 1.17 | 0 | 0 | 0 | 0 | 0 | 0 | 0 | 0 | 0 | 0 | 0 | 0 | 0 | 0 | 0 | 0 | 0 | 0 | System Off | 0 | 0
1780 | 1780 | 2012-03-15 03:59 | 0.79 | 0.79 | 0.79 | 0.79 | 0 | 0 | 0 | 0 | 0 | 0 | 0 | 0 | 0 | 0 | 0 | 0 | 0 | 0 | 0 | 0 | 0 | 0 | System Off | 0 | 0
1781 | 1781 | 2012-03-15 04:59 | 0.41 | 0.41 | 0.41 | 0.41 | 0 | 0 | 0 | 0 | 0 | 0 | 0 | 0 | 0 | 0 | 0 | 0 | 0 | 0 | 0 | 0 | 0 | 0 | System Off | 0 | 0
1782 | 1782 | 2012-03-15 05:59 | 0.02 |  |  | 0.02 | 0 | 0 | 52.94 | 41 | 0 |  | 0 |  |  | 0 | 0 | 0 | 0 | 38.13 | 0.73261 | 0.09408 | 0 | 0 | System Off | 0 | 0
1783 | 1783 | 2012-03-15 06:59 | 3.02 | 17.51 | 17.51 | 3.02 | 883.52 | 831.13 | 332.62 | 305 | 15.09 | 945.76 | 0.9 | 0.88 | 0.86 | 0.3 | 954.04 | 0 | 0 | 237.63 | 0.77839 | 0.09408 | 0 | 0 | System Off | 1 | 0
1784 | 1784 | 2012-03-15 07:59 | 6.01 | 31.42 | 31.42 | 6.01 | 1539.39 | 1471.6 | 582.81 | 552 | 14.52 | 1572.12 | 0.91 | 0.94 | 0.91 | 0.53 | 1291.91 | 0 | 0 | 433.18 | 0.84317 | 0.09408 | 0 | 0 | System Off | 1 | 0
1785 | 1785 | 2012-03-15 08:59 | 9.01 | 43.42 | 43.42 | 9.01 | 2015.6 | 1935.17 | 789.1 | 753 | 13.94 | 2029.34 | 0.89 | 0.95 | 0.93 | 0.7 | 1439.14 | 0 | 0 | 595.31 | 0.90147 | 0.09408 | 0 | 0 | System Off | 1 | 0
1786 | 1786 | 2012-03-15 09:59 | 11.06 | 51.8 | 51.8 | 11.06 | 2290.54 | 2202.26 | 923.71 | 883 | 13.51 | 2294.31 | 0.87 | 0.96 | 0.94 | 0.8 | 1507.54 | 0 | 0 | 701.89 | 0.91249 | 0.09408 | 0 | 0 | System Off | 1 | 0
1787 | 1787 | 2012-03-15 10:59 | 13.11 | 56.19 | 56.19 | 13.11 | 2353.37 | 2263.24 | 966.25 | 924 | 13.27 | 2355.53 | 0.85 | 0.96 | 0.94 | 0.82 | 1426.11 | 0 | 0 | 736.75 | 0.93403 | 0.09408 | 0 | 0 | System Off | 1 | 0
1788 | 1788 | 2012-03-15 11:59 | 15.17 | 57.35 | 57.35 | 15.17 | 2263.01 | 2175.53 | 935.01 | 894 | 13.18 | 2268.01 | 0.84 | 0.96 | 0.93 | 0.79 | 1294.96 | 0 | 0 | 713.55 | 0.94152 | 0.09408 | 0 | 0 | System Off | 1 | 0
1789 | 1789 | 2012-03-15 12:59 | 15.75 | 54.41 | 54.41 | 15.75 | 2084.47 | 2002.12 | 852.33 | 814 | 13.34 | 2093.73 | 0.84 | 0.96 | 0.93 | 0.72 | 1282.52 | 0 | 0 | 648.45 | 0.92917 | 0.09408 | 0 | 0 | System Off | 1 | 0
1790 | 1790 | 2012-03-15 13:59 | 16.33 | 47.09 | 47.09 | 16.33 | 1685.25 | 1613.72 | 674.39 | 642 | 13.67 | 1708.38 | 0.86 | 0.94 | 0.92 | 0.58 | 1195.57 | 0 | 0 | 509.29 | 0.92672 | 0.09408 | 0 | 0 | System Off | 1 | 0
1791 | 1791 | 2012-03-15 14:59 | 16.91 | 37.75 | 37.75 | 16.91 | 1151.55 | 1093.15 | 454.32 | 427 | 14.05 | 1195.39 | 0.88 | 0.91 | 0.89 | 0.4 | 897.98 | 0 | 0 | 337.13 | 0.88703 | 0.09408 | 0 | 0 | System Off | 1 | 0
1792 | 1792 | 2012-03-15 15:59 | 14.59 | 24.19 | 24.19 | 14.59 | 522.54 | 477.64 | 212.52 | 189 | 14.4 | 589.4 | 0.8 | 0.81 | 0.79 | 0.17 | 401.74 | 0 | 0 | 148.55 | 0.8257 | 0.09408 | 0 | 0 | System Off | 1 | 0
1793 | 1793 | 2012-03-15 16:59 | 12.27 | 13.16 | 13.16 | 12.27 | 41.77 | 5.75 | 20.03 | 16 | 13.6 | 57.86 | 0 | 0.1 | 0.1 | 0 | 3.97 | 0 | 0 | 12.7 | 0.77855 | 0.09408 | 0 | 0 | System Off | 0 | 0
1794 | 1794 | 2012-03-15 17:59 | 9.95 | 9.95 | 9.95 | 9.95 | 0 | 0 | 0 | 0 | 0 | 0 | 0 | 0 | 0 | 0 | 0 | 0 | 0 | 0 | 0 | 0 | 0 | 0 | System Off | 0 | 0
1795 | 1795 | 2012-03-15 18:59 | 9.2 | 9.2 | 9.2 | 9.2 | 0 | 0 | 0 | 0 | 0 | 0 | 0 | 0 | 0 | 0 | 0 | 0 | 0 | 0 | 0 | 0 | 0 | 0 | System Off | 0 | 0
1796 | 1796 | 2012-03-15 19:59 | 8.45 | 8.45 | 8.45 | 8.45 | 0 | 0 | 0 | 0 | 0 | 0 | 0 | 0 | 0 | 0 | 0 | 0 | 0 | 0 | 0 | 0 | 0 | 0 | System Off | 0 | 0
1797 | 1797 | 2012-03-15 20:59 | 7.7 | 7.7 | 7.7 | 7.7 | 0 | 0 | 0 | 0 | 0 | 0 | 0 | 0 | 0 | 0 | 0 | 0 | 0 | 0 | 0 | 0 | 0 | 0 | System Off | 0 | 0
1798 | 1798 | 2012-03-15 21:59 | 7.62 | 7.62 | 7.62 | 7.62 | 0 | 0 | 0 | 0 | 0 | 0 | 0 | 0 | 0 | 0 | 0 | 0 | 0 | 0 | 0 | 0 | 0 | 0 | System Off | 0 | 0
1799 | 1799 | 2012-03-15 22:59 | 7.54 | 7.54 | 7.54 | 7.54 | 0 | 0 | 0 | 0 | 0 | 0 | 0 | 0 | 0 | 0 | 0 | 0 | 0 | 0 | 0 | 0 | 0 | 0 | System Off | 0 | 0
1800 | 1800 | 2012-03-15 23:59 | 7.46 | 7.46 | 7.46 | 7.46 | 0 | 0 | 0 | 0 | 0 | 0 | 0 | 0 | 0 | 0 | 0 | 0 | 0 | 0 | 0 | 0 | 0 | 0 | System Off | 0 | 0
1801 | 1801 | 2012-03-16 00:59 | 7.73 | 7.73 | 7.73 | 7.73 | 0 | 0 | 0 | 0 | 0 | 0 | 0 | 0 | 0 | 0 | 0 | 0 | 0 | 0 | 0 | 0 | 0 | 0 | System Off | 0 | 0
1802 | 1802 | 2012-03-16 01:59 | 8 | 8 | 8 | 8 | 0 | 0 | 0 | 0 | 0 | 0 | 0 | 0 | 0 | 0 | 0 | 0 | 0 | 0 | 0 | 0 | 0 | 0 | System Off | 0 | 0
1803 | 1803 | 2012-03-16 02:59 | 8.27 | 8.27 | 8.27 | 8.27 | 0 | 0 | 0 | 0 | 0 | 0 | 0 | 0 | 0 | 0 | 0 | 0 | 0 | 0 | 0 | 0 | 0 | 0 | System Off | 0 | 0
1804 | 1804 | 2012-03-16 03:59 | 7.74 | 7.74 | 7.74 | 7.74 | 0 | 0 | 0 | 0 | 0 | 0 | 0 | 0 | 0 | 0 | 0 | 0 | 0 | 0 | 0 | 0 | 0 | 0 | System Off | 0 | 0
1805 | 1805 | 2012-03-16 04:59 | 7.21 | 7.21 | 7.21 | 7.21 | 0 | 0 | 0 | 0 | 0 | 0 | 0 | 0 | 0 | 0 | 0 | 0 | 0 | 0 | 0 | 0 | 0 | 0 | System Off | 0 | 0
1806 | 1806 | 2012-03-16 05:59 | 6.68 |  |  | 6.68 | 0 | 0 | 48.11 | 38 | 0 |  | 0 |  |  | 0 | 0 | 0 | 0 | 35.34 | 0.75154 | 0.09408 | 0 | 0 | System Off | 0 | 0
1807 | 1807 | 2012-03-16 06:59 | 9.01 | 24.64 | 24.64 | 9.01 | 848.53 | 796.9 | 328.56 | 302 | 14.63 | 909.64 | 0.88 | 0.88 | 0.86 | 0.29 | 914.75 | 0 | 0 | 236.67 | 0.81368 | 0.09408 | 0 | 0 | System Off | 1 | 0
1808 | 1808 | 2012-03-16 07:59 | 11.33 | 40.18 | 40.18 | 11.33 | 1470.27 | 1404.21 | 577.32 | 547 | 14 | 1504.31 | 0.88 | 0.93 | 0.91 | 0.51 | 1232.76 | 0 | 0 | 432.13 | 0.87577 | 0.09408 | 0 | 0 | System Off | 1 | 0
1809 | 1809 | 2012-03-16 08:59 | 13.66 | 54.71 | 54.71 | 13.66 | 1896.93 | 1819.77 | 780.08 | 744 | 13.28 | 1913.81 | 0.85 | 0.95 | 0.93 | 0.66 | 1353.32 | 0 | 0 | 593.12 | 0.93064 | 0.09408 | 0 | 0 | System Off | 1 | 0
1810 | 1810 | 2012-03-16 09:59 | 15.32 | 61.74 | 61.74 | 15.32 | 2184.11 | 2098.92 | 920.5 | 880 | 12.93 | 2190.45 | 0.83 | 0.96 | 0.93 | 0.76 | 1436.8 | 0 | 0 | 704.64 | 0.94028 | 0.09408 | 0 | 0 | System Off | 1 | 0
1811 | 1811 | 2012-03-16 10:59 | 16.98 | 63.96 | 63.96 | 16.98 | 2283.07 | 2195.01 | 970.36 | 928 | 12.81 | 2286.54 | 0.81 | 0.96 | 0.93 | 0.79 | 1383.12 | 0 | 0 | 744.13 | 0.96078 | 0.09408 | 0 | 0 | System Off | 1 | 0
1812 | 1812 | 2012-03-16 11:59 | 18.64 | 62.98 | 62.98 | 18.64 | 2250.47 | 2163.36 | 952.59 | 911 | 12.87 | 2254.39 | 0.82 | 0.96 | 0.93 | 0.78 | 1287.71 | 0 | 0 | 730.02 | 0.96806 | 0.09408 | 0 | 0 | System Off | 1 | 0
1813 | 1813 | 2012-03-16 12:59 | 18.83 | 58.55 | 58.55 | 18.83 | 2054.99 | 1973.46 | 855.65 | 818 | 13.08 | 2064.75 | 0.83 | 0.96 | 0.93 | 0.71 | 1264.16 | 0 | 0 | 653.71 | 0.95023 | 0.09408 | 0 | 0 | System Off | 1 | 0
1814 | 1814 | 2012-03-16 13:59 | 19.03 | 50.35 | 50.35 | 19.03 | 1667.34 | 1596.27 | 676.56 | 644 | 13.48 | 1690.77 | 0.86 | 0.94 | 0.92 | 0.58 | 1182.64 | 0 | 0 | 512.08 | 0.91624 | 0.09408 | 0 | 0 | System Off | 1 | 0
1815 | 1815 | 2012-03-16 14:59 | 19.22 | 40.28 | 40.28 | 19.22 | 1145.51 | 1087.25 | 456.76 | 429 | 13.91 | 1189.66 | 0.85 | 0.91 | 0.89 | 0.39 | 893.14 | 0 | 0 | 339.31 | 0.90215 | 0.09408 | 0 | 0 | System Off | 1 | 0
1816 | 1816 | 2012-03-16 15:59 | 17.08 | 26.32 | 26.32 | 17.08 | 501.68 | 457.19 | 205.55 | 183 | 14.28 | 565.48 | 0.83 | 0.81 | 0.79 | 0.17 | 384.54 | 0 | 0 | 144.06 | 0.83971 | 0.09408 | 0 | 0 | System Off | 1 | 0
1817 | 1817 | 2012-03-16 16:59 | 14.95 | 15.87 | 15.87 | 14.95 | 45.11 | 9.04 | 21.01 | 17 | 13.82 | 60.11 | 0 | 0.15 | 0.15 | 0 | 6.24 | 0 | 0 | 13.46 | 0.79453 | 0.09408 | 0 | 0 | System Off | 0 | 0
1818 | 1818 | 2012-03-16 17:59 | 12.81 | 12.81 | 12.81 | 12.81 | 0 | 0 | 0 | 0 | 0 | 0 | 0 | 0 | 0 | 0 | 0 | 0 | 0 | 0 | 0 | 0 | 0 | 0 | System Off | 0 | 0
1819 | 1819 | 2012-03-16 18:59 | 12.28 | 12.28 | 12.28 | 12.28 | 0 | 0 | 0 | 0 | 0 | 0 | 0 | 0 | 0 | 0 | 0 | 0 | 0 | 0 | 0 | 0 | 0 | 0 | System Off | 0 | 0
1820 | 1820 | 2012-03-16 19:59 | 11.76 | 11.76 | 11.76 | 11.76 | 0 | 0 | 0 | 0 | 0 | 0 | 0 | 0 | 0 | 0 | 0 | 0 | 0 | 0 | 0 | 0 | 0 | 0 | System Off | 0 | 0
1821 | 1821 | 2012-03-16 20:59 | 11.23 | 11.23 | 11.23 | 11.23 | 0 | 0 | 0 | 0 | 0 | 0 | 0 | 0 | 0 | 0 | 0 | 0 | 0 | 0 | 0 | 0 | 0 | 0 | System Off | 0 | 0
1822 | 1822 | 2012-03-16 21:59 | 11.33 | 11.33 | 11.33 | 11.33 | 0 | 0 | 0 | 0 | 0 | 0 | 0 | 0 | 0 | 0 | 0 | 0 | 0 | 0 | 0 | 0 | 0 | 0 | System Off | 0 | 0
1823 | 1823 | 2012-03-16 22:59 | 11.44 | 11.44 | 11.44 | 11.44 | 0 | 0 | 0 | 0 | 0 | 0 | 0 | 0 | 0 | 0 | 0 | 0 | 0 | 0 | 0 | 0 | 0 | 0 | System Off | 0 | 0
1824 | 1824 | 2012-03-16 23:59 | 11.54 | 11.54 | 11.54 | 11.54 | 0 | 0 | 0 | 0 | 0 | 0 | 0 | 0 | 0 | 0 | 0 | 0 | 0 | 0 | 0 | 0 | 0 | 0 | System Off | 0 | 0
1825 | 1825 | 2012-03-17 00:59 | 11.02 | 11.02 | 11.02 | 11.02 | 0 | 0 | 0 | 0 | 0 | 0 | 0 | 0 | 0 | 0 | 0 | 0 | 0 | 0 | 0 | 0 | 0 | 0 | System Off | 0 | 0
1826 | 1826 | 2012-03-17 01:59 | 10.51 | 10.51 | 10.51 | 10.51 | 0 | 0 | 0 | 0 | 0 | 0 | 0 | 0 | 0 | 0 | 0 | 0 | 0 | 0 | 0 | 0 | 0 | 0 | System Off | 0 | 0
1827 | 1827 | 2012-03-17 02:59 | 9.99 | 9.99 | 9.99 | 9.99 | 0 | 0 | 0 | 0 | 0 | 0 | 0 | 0 | 0 | 0 | 0 | 0 | 0 | 0 | 0 | 0 | 0 | 0 | System Off | 0 | 0
1828 | 1828 | 2012-03-17 03:59 | 9.25 | 9.25 | 9.25 | 9.25 | 0 | 0 | 0 | 0 | 0 | 0 | 0 | 0 | 0 | 0 | 0 | 0 | 0 | 0 | 0 | 0 | 0 | 0 | System Off | 0 | 0
1829 | 1829 | 2012-03-17 04:59 | 8.51 | 8.51 | 8.51 | 8.51 | 0 | 0 | 0 | 0 | 0 | 0 | 0 | 0 | 0 | 0 | 0 | 0 | 0 | 0 | 0 | 0 | 0 | 0 | System Off | 0 | 0
1830 | 1830 | 2012-03-17 05:59 | 7.77 | 8.3 | 8.3 | 7.77 | 26.53 | 0 | 10.93 | 10 | 13.82 | 32.13 | 0 | 0 | 0 | 0 | 0 | 0 | 0 | 7.92 | 0.75126 | 0.09408 | 0 | 0 | System Off | 0 | 0
1831 | 1831 | 2012-03-17 06:59 | 9.58 | 11.25 | 11.25 | 9.58 | 84.87 | 48.11 | 33.7 | 31 | 14.26 | 98.04 | 0.59 | 0.49 | 0.48 | 0.02 | 55.23 | 0 | 0 | 24.41 | 0.76569 | 0.09408 | 0 | 0 | System Off | 0 | 0
1832 | 1832 | 2012-03-17 07:59 | 11.39 | 22.06 | 22.06 | 11.39 | 545.99 | 500.63 | 209.02 | 195 | 14.58 | 584.35 | 0.86 | 0.86 | 0.84 | 0.18 | 439.5 | 0 | 0 | 152.91 | 0.80754 | 0.09408 | 0 | 0 | System Off | 1 | 0
1833 | 1833 | 2012-03-17 08:59 | 13.21 | 40.24 | 40.24 | 13.21 | 1303.68 | 1241.69 | 514.84 | 487 | 13.94 | 1341.15 | 0.87 | 0.93 | 0.9 | 0.45 | 923.42 | 0 | 0 | 385.01 | 0.87583 | 0.09408 | 0 | 0 | System Off | 1 | 0
1834 | 1834 | 2012-03-17 09:59 | 14.2 | 50.11 | 50.11 | 14.2 | 1840.7 | 1765.06 | 745.47 | 709 | 13.52 | 1864.79 | 0.86 | 0.95 | 0.92 | 0.64 | 1208.25 | 0 | 0 | 563.5 | 0.92668 | 0.09408 | 0 | 0 | System Off | 1 | 0
1835 | 1835 | 2012-03-17 10:59 | 15.19 | 50.53 | 50.53 | 15.19 | 1961.5 | 1882.57 | 794.1 | 755 | 13.53 | 1982.98 | 0.86 | 0.95 | 0.93 | 0.68 | 1186.24 | 0 | 0 | 599.99 | 0.91368 | 0.09408 | 0 | 0 | System Off | 1 | 0
1836 | 1836 | 2012-03-17 11:59 | 16.18 | 47.64 | 47.64 | 16.18 | 1899.28 | 1822.05 | 760.83 | 723 | 13.68 | 1922.94 | 0.87 | 0.95 | 0.92 | 0.66 | 1084.56 | 0 | 0 | 573.47 | 0.91341 | 0.09408 | 0 | 0 | System Off | 1 | 0
1837 | 1837 | 2012-03-17 12:59 | 15.78 | 31.91 | 31.91 | 15.78 | 1048.7 | 992.65 | 405.91 | 381 | 14.34 | 1092.86 | 0.89 | 0.91 | 0.89 | 0.36 | 635.87 | 0 | 0 | 299.71 | 0.87058 | 0.09408 | 0 | 0 | System Off | 1 | 0
1838 | 1838 | 2012-03-17 13:59 | 15.38 | 20.08 | 20.08 | 15.38 | 315.02 | 274.11 | 122.97 | 114 | 14.39 | 346.32 | 0.81 | 0.79 | 0.77 | 0.1 | 203.08 | 0 | 0 | 89.61 | 0.81589 | 0.09408 | 0 | 0 | System Off | 1 | 0
1839 | 1839 | 2012-03-17 14:59 | 14.98 | 18.36 | 18.36 | 14.98 | 234.52 | 195.1 | 92 | 85 | 14.37 | 260.75 | 0.76 | 0.75 | 0.73 | 0.07 | 160.27 | 0 | 0 | 66.84 | 0.80786 | 0.09408 | 0 | 0 | System Off | 1 | 0
1840 | 1840 | 2012-03-17 15:59 | 14.05 | 14.83 | 14.83 | 14.05 | 48.45 | 12.32 | 20.04 | 18 | 14.02 | 57.54 | 0 | 0.21 | 0.21 | 0 | 10.37 | 0 | 0 | 14.22 | 0.78939 | 0.09408 | 0 | 0 | System Off | 0 | 0
1841 | 1841 | 2012-03-17 16:59 | 13.12 | 13.94 | 13.94 | 13.12 | 44.92 | 8.85 | 19.83 | 17 | 13.76 | 57.13 | 0 | 0.15 | 0.15 | 0 | 6.11 | 0 | 0 | 13.47 | 0.78373 | 0.09408 | 0 | 0 | System Off | 0 | 0
1842 | 1842 | 2012-03-17 17:59 | 12.19 | 12.19 | 12.19 | 12.19 | 0 | 0 | 0 | 0 | 0 | 0 | 0 | 0 | 0 | 0 | 0 | 0 | 0 | 0 | 0 | 0 | 0 | 0 | System Off | 0 | 0
1843 | 1843 | 2012-03-17 18:59 | 11.65 | 11.65 | 11.65 | 11.65 | 0 | 0 | 0 | 0 | 0 | 0 | 0 | 0 | 0 | 0 | 0 | 0 | 0 | 0 | 0 | 0 | 0 | 0 | System Off | 0 | 0
1844 | 1844 | 2012-03-17 19:59 | 11.11 | 11.11 | 11.11 | 11.11 | 0 | 0 | 0 | 0 | 0 | 0 | 0 | 0 | 0 | 0 | 0 | 0 | 0 | 0 | 0 | 0 | 0 | 0 | System Off | 0 | 0
1845 | 1845 | 2012-03-17 20:59 | 10.57 | 10.57 | 10.57 | 10.57 | 0 | 0 | 0 | 0 | 0 | 0 | 0 | 0 | 0 | 0 | 0 | 0 | 0 | 0 | 0 | 0 | 0 | 0 | System Off | 0 | 0
1846 | 1846 | 2012-03-17 21:59 | 10.42 | 10.42 | 10.42 | 10.42 | 0 | 0 | 0 | 0 | 0 | 0 | 0 | 0 | 0 | 0 | 0 | 0 | 0 | 0 | 0 | 0 | 0 | 0 | System Off | 0 | 0
1847 | 1847 | 2012-03-17 22:59 | 10.27 | 10.27 | 10.27 | 10.27 | 0 | 0 | 0 | 0 | 0 | 0 | 0 | 0 | 0 | 0 | 0 | 0 | 0 | 0 | 0 | 0 | 0 | 0 | System Off | 0 | 0
1848 | 1848 | 2012-03-17 23:59 | 10.12 | 10.12 | 10.12 | 10.12 | 0 | 0 | 0 | 0 | 0 | 0 | 0 | 0 | 0 | 0 | 0 | 0 | 0 | 0 | 0 | 0 | 0 | 0 | System Off | 0 | 0
1849 | 1849 | 2012-03-18 00:59 | 9.71 | 9.71 | 9.71 | 9.71 | 0 | 0 | 0 | 0 | 0 | 0 | 0 | 0 | 0 | 0 | 0 | 0 | 0 | 0 | 0 | 0 | 0 | 0 | System Off | 0 | 0
1850 | 1850 | 2012-03-18 01:59 | 9.29 | 9.29 | 9.29 | 9.29 | 0 | 0 | 0 | 0 | 0 | 0 | 0 | 0 | 0 | 0 | 0 | 0 | 0 | 0 | 0 | 0 | 0 | 0 | System Off | 0 | 0
1851 | 1851 | 2012-03-18 02:59 | 8.88 | 8.88 | 8.88 | 8.88 | 0 | 0 | 0 | 0 | 0 | 0 | 0 | 0 | 0 | 0 | 0 | 0 | 0 | 0 | 0 | 0 | 0 | 0 | System Off | 0 | 0
1852 | 1852 | 2012-03-18 03:59 | 9 | 9 | 9 | 9 | 0 | 0 | 0 | 0 | 0 | 0 | 0 | 0 | 0 | 0 | 0 | 0 | 0 | 0 | 0 | 0 | 0 | 0 | System Off | 0 | 0
1853 | 1853 | 2012-03-18 04:59 | 9.12 | 9.12 | 9.12 | 9.12 | 0 | 0 | 0 | 0 | 0 | 0 | 0 | 0 | 0 | 0 | 0 | 0 | 0 | 0 | 0 | 0 | 0 | 0 | System Off | 0 | 0
1854 | 1854 | 2012-03-18 05:59 | 9.24 | 10.95 | 10.95 | 9.24 | 91.07 | 54.2 | 39.91 | 33 | 14.37 | 116.21 | 0.5 | 0.47 | 0.46 | 0.02 | 88.31 | 0 | 0 | 25.95 | 0.76408 | 0.09408 | 0 | 0 | System Off | 1 | 0
1855 | 1855 | 2012-03-18 06:59 | 9.05 | 9.69 | 9.69 | 9.05 | 37.93 | 1.98 | 15.48 | 14 | 14.11 | 45.3 | 0 | 0.04 | 0.04 | 0 | 2.28 | 0 | 0 | 11.04 | 0.7594 | 0.09408 | 0 | 0 | System Off | 0 | 0
1856 | 1856 | 2012-03-18 07:59 | 8.86 | 10.8 | 10.8 | 8.86 | 123.76 | 86.32 | 48.28 | 44 | 14.65 | 140.66 | 0.62 | 0.61 | 0.6 | 0.03 | 75.78 | 0 | 0 | 34.47 | 0.76393 | 0.09408 | 0 | 0 | System Off | 1 | 0
1857 | 1857 | 2012-03-18 08:59 | 8.67 | 12.85 | 12.85 | 8.67 | 282.4 | 242.09 | 107.48 | 99 | 14.86 | 310.86 | 0.84 | 0.78 | 0.76 | 0.09 | 180.04 | 0 | 0 | 77.36 | 0.77314 | 0.09408 | 0 | 0 | System Off | 1 | 0
1858 | 1858 | 2012-03-18 09:59 | 8.65 | 13.2 | 13.2 | 8.65 | 316.86 | 275.92 | 120.23 | 111 | 14.87 | 347.29 | 0.83 | 0.79 | 0.78 | 0.1 | 188.88 | 0 | 0 | 86.73 | 0.77528 | 0.09408 | 0 | 0 | System Off | 1 | 0
1859 | 1859 | 2012-03-18 10:59 | 8.64 | 12.54 | 12.54 | 8.64 | 277.78 | 237.56 | 105.66 | 98 | 14.76 | 305.93 | 0.85 | 0.78 | 0.76 | 0.09 | 149.69 | 0 | 0 | 76.67 | 0.7728 | 0.09408 | 0 | 0 | System Off | 1 | 0
1860 | 1860 | 2012-03-18 11:59 | 8.63 | 12.01 | 12.01 | 8.63 | 246.02 | 206.38 | 93.82 | 87 | 14.73 | 272.17 | 0.75 | 0.76 | 0.74 | 0.07 | 122.85 | 0 | 0 | 68.1 | 0.77068 | 0.09408 | 0 | 0 | System Off | 1 | 0
1861 | 1861 | 2012-03-18 12:59 | 9.17 | 12.72 | 12.72 | 9.17 | 255.2 | 215.4 | 97.46 | 90 | 14.77 | 282.01 | 0.82 | 0.76 | 0.75 | 0.08 | 137.98 | 0 | 0 | 70.41 | 0.77439 | 0.09408 | 0 | 0 | System Off | 1 | 0
1862 | 1862 | 2012-03-18 13:59 | 9.71 | 17.01 | 17.01 | 9.71 | 526.96 | 481.97 | 198.74 | 185 | 14.84 | 566.13 | 0.86 | 0.85 | 0.83 | 0.17 | 357.08 | 0 | 0 | 144.6 | 0.79551 | 0.09408 | 0 | 0 | System Off | 1 | 0
1863 | 1863 | 2012-03-18 14:59 | 10.25 | 13.32 | 13.32 | 10.25 | 215.03 | 175.96 | 82.89 | 77 | 14.54 | 239.32 | 0.72 | 0.74 | 0.72 | 0.06 | 144.54 | 0 | 0 | 60.41 | 0.77829 | 0.09408 | 0 | 0 | System Off | 1 | 0
1864 | 1864 | 2012-03-18 15:59 | 9.48 | 13.79 | 13.79 | 9.48 | 288.2 | 247.79 | 111.41 | 102 | 14.72 | 321.12 | 0.81 | 0.77 | 0.76 | 0.09 | 208.42 | 0 | 0 | 79.85 | 0.77848 | 0.09408 | 0 | 0 | System Off | 1 | 0
1865 | 1865 | 2012-03-18 16:59 | 8.7 | 8.92 | 8.92 | 8.7 | 12.8 | 0 | 5.47 | 5 | 13.33 | 16.03 | 0 | 0 | 0 | 0 | 0 | 0 | 0 | 3.98 | 0.75568 | 0.09408 | 0 | 0 | System Off | 0 | 0
1866 | 1866 | 2012-03-18 17:59 | 7.93 | 7.93 | 7.93 | 7.93 | 0 | 0 | 0 | 0 | 0 | 0 | 0 | 0 | 0 | 0 | 0 | 0 | 0 | 0 | 0 | 0 | 0 | 0 | System Off | 0 | 0
1867 | 1867 | 2012-03-18 18:59 | 7.05 | 7.05 | 7.05 | 7.05 | 0 | 0 | 0 | 0 | 0 | 0 | 0 | 0 | 0 | 0 | 0 | 0 | 0 | 0 | 0 | 0 | 0 | 0 | System Off | 0 | 0
1868 | 1868 | 2012-03-18 19:59 | 6.18 | 6.18 | 6.18 | 6.18 | 0 | 0 | 0 | 0 | 0 | 0 | 0 | 0 | 0 | 0 | 0 | 0 | 0 | 0 | 0 | 0 | 0 | 0 | System Off | 0 | 0
1869 | 1869 | 2012-03-18 20:59 | 5.3 | 5.3 | 5.3 | 5.3 | 0 | 0 | 0 | 0 | 0 | 0 | 0 | 0 | 0 | 0 | 0 | 0 | 0 | 0 | 0 | 0 | 0 | 0 | System Off | 0 | 0
1870 | 1870 | 2012-03-18 21:59 | 5.31 | 5.31 | 5.31 | 5.31 | 0 | 0 | 0 | 0 | 0 | 0 | 0 | 0 | 0 | 0 | 0 | 0 | 0 | 0 | 0 | 0 | 0 | 0 | System Off | 0 | 0
1871 | 1871 | 2012-03-18 22:59 | 5.32 | 5.32 | 5.32 | 5.32 | 0 | 0 | 0 | 0 | 0 | 0 | 0 | 0 | 0 | 0 | 0 | 0 | 0 | 0 | 0 | 0 | 0 | 0 | System Off | 0 | 0
1872 | 1872 | 2012-03-18 23:59 | 5.33 | 5.33 | 5.33 | 5.33 | 0 | 0 | 0 | 0 | 0 | 0 | 0 | 0 | 0 | 0 | 0 | 0 | 0 | 0 | 0 | 0 | 0 | 0 | System Off | 0 | 0
1873 | 1873 | 2012-03-19 00:59 | 4.9 | 4.9 | 4.9 | 4.9 | 0 | 0 | 0 | 0 | 0 | 0 | 0 | 0 | 0 | 0 | 0 | 0 | 0 | 0 | 0 | 0 | 0 | 0 | System Off | 0 | 0
1874 | 1874 | 2012-03-19 01:59 | 4.46 | 4.46 | 4.46 | 4.46 | 0 | 0 | 0 | 0 | 0 | 0 | 0 | 0 | 0 | 0 | 0 | 0 | 0 | 0 | 0 | 0 | 0 | 0 | System Off | 0 | 0
1875 | 1875 | 2012-03-19 02:59 | 4.03 | 4.03 | 4.03 | 4.03 | 0 | 0 | 0 | 0 | 0 | 0 | 0 | 0 | 0 | 0 | 0 | 0 | 0 | 0 | 0 | 0 | 0 | 0 | System Off | 0 | 0
1876 | 1876 | 2012-03-19 03:59 | 3.96 | 3.96 | 3.96 | 3.96 | 0 | 0 | 0 | 0 | 0 | 0 | 0 | 0 | 0 | 0 | 0 | 0 | 0 | 0 | 0 | 0 | 0 | 0 | System Off | 0 | 0
1877 | 1877 | 2012-03-19 04:59 | 3.89 | 3.89 | 3.89 | 3.89 | 0 | 0 | 0 | 0 | 0 | 0 | 0 | 0 | 0 | 0 | 0 | 0 | 0 | 0 | 0 | 0 | 0 | 0 | System Off | 0 | 0
1878 | 1878 | 2012-03-19 05:59 | 3.81 | 6.06 | 6.06 | 3.81 | 116.74 | 79.43 | 49.91 | 41 | 14.83 | 147.89 | 0.6 | 0.54 | 0.53 | 0.03 | 129.41 | 0 | 0 | 32.05 | 0.73435 | 0.09408 | 0 | 0 | System Off | 1 | 0
1879 | 1879 | 2012-03-19 06:59 | 4.28 | 18.5 | 18.5 | 4.28 | 855.79 | 804.01 | 322.68 | 297 | 15.01 | 914.13 | 0.9 | 0.88 | 0.86 | 0.29 | 922.91 | 0 | 0 | 231.64 | 0.78436 | 0.09408 | 0 | 0 | System Off | 1 | 0
1880 | 1880 | 2012-03-19 07:59 | 4.75 | 25.58 | 25.58 | 4.75 | 1296.69 | 1234.87 | 483.6 | 457 | 14.78 | 1334.12 | 0.93 | 0.93 | 0.9 | 0.45 | 1084.09 | 0 | 0 | 357.47 | 0.81727 | 0.09408 | 0 | 0 | System Off | 1 | 0
1881 | 1881 | 2012-03-19 08:59 | 5.23 | 17.63 | 17.63 | 5.23 | 795.27 | 744.78 | 294.71 | 276 | 15.01 | 837.59 | 0.92 | 0.89 | 0.87 | 0.27 | 553.88 | 0 | 0 | 215.26 | 0.78605 | 0.09408 | 0 | 0 | System Off | 1 | 0
1882 | 1882 | 2012-03-19 09:59 | 6.31 | 22.89 | 22.89 | 6.31 | 1069.97 | 1013.44 | 399.64 | 375 | 14.86 | 1113.76 | 0.93 | 0.91 | 0.89 | 0.37 | 693.74 | 0 | 0 | 293.02 | 0.81113 | 0.09408 | 0 | 0 | System Off | 1 | 0
1883 | 1883 | 2012-03-19 10:59 | 7.4 | 28.93 | 28.93 | 7.4 | 1392.82 | 1328.67 | 526.34 | 496 | 14.63 | 1433.52 | 0.91 | 0.93 | 0.91 | 0.48 | 837.22 | 0 | 0 | 388.74 | 0.84088 | 0.09408 | 0 | 0 | System Off | 1 | 0
1884 | 1884 | 2012-03-19 11:59 | 8.49 | 42.93 | 42.93 | 8.49 | 2186.23 | 2100.98 | 853.71 | 813 | 14.01 | 2199.84 | 0.89 | 0.96 | 0.93 | 0.76 | 1250.58 | 0 | 0 | 642.22 | 0.90974 | 0.09408 | 0 | 0 | System Off | 1 | 0
1885 | 1885 | 2012-03-19 12:59 | 8.93 | 43.92 | 43.92 | 8.93 | 2194.68 | 2109.19 | 858.08 | 820 | 13.94 | 2202.22 | 0.89 | 0.96 | 0.93 | 0.76 | 1351.1 | 0 | 0 | 648.29 | 0.91404 | 0.09408 | 0 | 0 | System Off | 1 | 0
1886 | 1886 | 2012-03-19 13:59 | 9.37 | 38.47 | 38.47 | 9.37 | 1834.19 | 1758.72 | 706.16 | 673 | 14.19 | 1852.63 | 0.91 | 0.95 | 0.93 | 0.64 | 1303 | 0 | 0 | 530.36 | 0.88774 | 0.09408 | 0 | 0 | System Off | 1 | 0
1887 | 1887 | 2012-03-19 14:59 | 9.81 | 30.21 | 30.21 | 9.81 | 1285.17 | 1223.63 | 489.66 | 461 | 14.52 | 1327.05 | 0.9 | 0.92 | 0.9 | 0.44 | 1005.17 | 0 | 0 | 361.79 | 0.84906 | 0.09408 | 0 | 0 | System Off | 1 | 0
1888 | 1888 | 2012-03-19 15:59 | 8.41 | 18.67 | 18.67 | 8.41 | 614.39 | 567.65 | 244.28 | 216 | 14.81 | 691.6 | 0.86 | 0.82 | 0.8 | 0.21 | 477.45 | 0 | 0 | 168.88 | 0.79369 | 0.09408 | 0 | 0 | System Off | 1 | 0
1889 | 1889 | 2012-03-19 16:59 | 7 | 8.27 | 8.27 | 7 | 59.81 | 23.49 | 30.01 | 22 | 14.16 | 88.25 | 0.33 | 0.27 | 0.26 | 0.01 | 16.21 | 0 | 0 | 17.34 | 0.74909 | 0.09408 | 0 | 0 | System Off | 0 | 0
1890 | 1890 | 2012-03-19 17:59 | 5.6 | 5.6 | 5.6 | 5.6 | 0 | 0 | 0 | 0 | 0 | 0 | 0 | 0 | 0 | 0 | 0 | 0 | 0 | 0 | 0 | 0 | 0 | 0 | System Off | 0 | 0
1891 | 1891 | 2012-03-19 18:59 | 4.55 | 4.55 | 4.55 | 4.55 | 0 | 0 | 0 | 0 | 0 | 0 | 0 | 0 | 0 | 0 | 0 | 0 | 0 | 0 | 0 | 0 | 0 | 0 | System Off | 0 | 0
1892 | 1892 | 2012-03-19 19:59 | 3.49 | 3.49 | 3.49 | 3.49 | 0 | 0 | 0 | 0 | 0 | 0 | 0 | 0 | 0 | 0 | 0 | 0 | 0 | 0 | 0 | 0 | 0 | 0 | System Off | 0 | 0
1893 | 1893 | 2012-03-19 20:59 | 2.44 | 2.44 | 2.44 | 2.44 | 0 | 0 | 0 | 0 | 0 | 0 | 0 | 0 | 0 | 0 | 0 | 0 | 0 | 0 | 0 | 0 | 0 | 0 | System Off | 0 | 0
1894 | 1894 | 2012-03-19 21:59 | 2.38 | 2.38 | 2.38 | 2.38 | 0 | 0 | 0 | 0 | 0 | 0 | 0 | 0 | 0 | 0 | 0 | 0 | 0 | 0 | 0 | 0 | 0 | 0 | System Off | 0 | 0
1895 | 1895 | 2012-03-19 22:59 | 2.33 | 2.33 | 2.33 | 2.33 | 0 | 0 | 0 | 0 | 0 | 0 | 0 | 0 | 0 | 0 | 0 | 0 | 0 | 0 | 0 | 0 | 0 | 0 | System Off | 0 | 0
1896 | 1896 | 2012-03-19 23:59 | 2.27 | 2.27 | 2.27 | 2.27 | 0 | 0 | 0 | 0 | 0 | 0 | 0 | 0 | 0 | 0 | 0 | 0 | 0 | 0 | 0 | 0 | 0 | 0 | System Off | 0 | 0
1897 | 1897 | 2012-03-20 00:59 | 2.29 | 2.29 | 2.29 | 2.29 | 0 | 0 | 0 | 0 | 0 | 0 | 0 | 0 | 0 | 0 | 0 | 0 | 0 | 0 | 0 | 0 | 0 | 0 | System Off | 0 | 0
1898 | 1898 | 2012-03-20 01:59 | 2.32 | 2.32 | 2.32 | 2.32 | 0 | 0 | 0 | 0 | 0 | 0 | 0 | 0 | 0 | 0 | 0 | 0 | 0 | 0 | 0 | 0 | 0 | 0 | System Off | 0 | 0
1899 | 1899 | 2012-03-20 02:59 | 2.34 | 2.34 | 2.34 | 2.34 | 0 | 0 | 0 | 0 | 0 | 0 | 0 | 0 | 0 | 0 | 0 | 0 | 0 | 0 | 0 | 0 | 0 | 0 | System Off | 0 | 0
1900 | 1900 | 2012-03-20 03:59 | 1.49 | 1.49 | 1.49 | 1.49 | 0 | 0 | 0 | 0 | 0 | 0 | 0 | 0 | 0 | 0 | 0 | 0 | 0 | 0 | 0 | 0 | 0 | 0 | System Off | 0 | 0
1901 | 1901 | 2012-03-20 04:59 | 0.64 | 0.64 | 0.64 | 0.64 | 0 | 0 | 0 | 0 | 0 | 0 | 0 | 0 | 0 | 0 | 0 | 0 | 0 | 0 | 0 | 0 | 0 | 0 | System Off | 0 | 0
1902 | 1902 | 2012-03-20 05:59 | -0.21 | 4.44 | 4.44 | -0.21 | 231.65 | 192.27 | 102.02 | 79 | 15.27 | 304.04 | 0.69 | 0.63 | 0.62 | 0.07 | 313.28 | 0 | 0 | 61.4 | 0.73681 | 0.09408 | 0 | 0 | System Off | 1 | 0
1903 | 1903 | 2012-03-20 06:59 | 2.78 | 21.05 | 21.05 | 2.78 | 1038.49 | 982.67 | 393.31 | 362 | 14.94 | 1103.68 | 0.92 | 0.89 | 0.87 | 0.36 | 1127.99 | 0 | 0 | 282.57 | 0.78764 | 0.09408 | 0 | 0 | System Off | 1 | 0
1904 | 1904 | 2012-03-20 07:59 | 5.77 | 35.69 | 35.69 | 5.77 | 1647.04 | 1576.5 | 631.88 | 599 | 14.32 | 1676.2 | 0.9 | 0.94 | 0.92 | 0.57 | 1384.01 | 0 | 0 | 471.29 | 0.85093 | 0.09408 | 0 | 0 | System Off | 1 | 0
1905 | 1905 | 2012-03-20 08:59 | 8.77 | 48.17 | 48.17 | 8.77 | 2048.25 | 1966.91 | 816.95 | 780 | 13.68 | 2060.29 | 0.87 | 0.95 | 0.93 | 0.71 | 1462.75 | 0 | 0 | 618.72 | 0.90572 | 0.09408 | 0 | 0 | System Off | 1 | 0
1906 | 1906 | 2012-03-20 09:59 | 9.78 | 54.36 | 54.36 | 9.78 | 2256.59 | 2169.3 | 920.86 | 880 | 13.36 | 2262.54 | 0.85 | 0.96 | 0.93 | 0.78 | 1484.97 | 0 | 0 | 700.87 | 0.93252 | 0.09408 | 0 | 0 | System Off | 1 | 0
1907 | 1907 | 2012-03-20 10:59 | 10.8 | 59.34 | 59.34 | 10.8 | 2404.78 | 2313.12 | 999.81 | 957 | 13.09 | 2404.29 | 0.84 | 0.96 | 0.94 | 0.84 | 1457.54 | 0 | 0 | 764.76 | 0.92613 | 0.09408 | 0 | 0 | System Off | 1 | 0
1908 | 1908 | 2012-03-20 11:59 | 11.82 | 57.33 | 57.33 | 11.82 | 2260.88 | 2173.47 | 934.49 | 893 | 13.19 | 2266.97 | 0.85 | 0.96 | 0.93 | 0.79 | 1293.73 | 0 | 0 | 712.74 | 0.91994 | 0.09408 | 0 | 0 | System Off | 1 | 0
1909 | 1909 | 2012-03-20 12:59 | 12.05 | 53.86 | 53.86 | 12.05 | 2124.7 | 2041.2 | 866.24 | 828 | 13.36 | 2132.85 | 0.85 | 0.96 | 0.93 | 0.74 | 1307.55 | 0 | 0 | 659.38 | 0.90839 | 0.09408 | 0 | 0 | System Off | 1 | 0
1910 | 1910 | 2012-03-20 13:59 | 12.27 | 45.14 | 45.14 | 12.27 | 1732.37 | 1659.61 | 687.01 | 654 | 13.8 | 1754.36 | 0.87 | 0.95 | 0.92 | 0.6 | 1229.57 | 0 | 0 | 517.99 | 0.90298 | 0.09408 | 0 | 0 | System Off | 1 | 0
1911 | 1911 | 2012-03-20 14:59 | 12.5 | 33.62 | 33.62 | 12.5 | 1147.75 | 1089.44 | 445.55 | 419 | 14.27 | 1191.6 | 0.88 | 0.91 | 0.89 | 0.39 | 894.94 | 0 | 0 | 329.89 | 0.85776 | 0.09408 | 0 | 0 | System Off | 1 | 0
1912 | 1912 | 2012-03-20 15:59 | 11.62 | 23.1 | 23.1 | 11.62 | 603.18 | 556.67 | 244.11 | 216 | 14.54 | 679.78 | 0.82 | 0.82 | 0.8 | 0.2 | 468.22 | 0 | 0 | 169.46 | 0.81296 | 0.09408 | 0 | 0 | System Off | 1 | 0
1913 | 1913 | 2012-03-20 16:59 | 10.73 | 12.24 | 12.24 | 10.73 | 59.8 | 23.48 | 32.45 | 22 | 14.16 | 94.05 | 0.31 | 0.25 | 0.24 | 0.01 | 16.2 | 0 | 0 | 17.35 | 0.77068 | 0.09408 | 0 | 0 | System Off | 0 | 0
1914 | 1914 | 2012-03-20 17:59 | 9.85 | 9.85 | 9.85 | 9.85 | 0 | 0 | 0 | 0 | 0 | 0 | 0 | 0 | 0 | 0 | 0 | 0 | 0 | 0 | 0 | 0 | 0 | 0 | System Off | 0 | 0
1915 | 1915 | 2012-03-20 18:59 | 9.19 | 9.19 | 9.19 | 9.19 | 0 | 0 | 0 | 0 | 0 | 0 | 0 | 0 | 0 | 0 | 0 | 0 | 0 | 0 | 0 | 0 | 0 | 0 | System Off | 0 | 0
1916 | 1916 | 2012-03-20 19:59 | 8.53 | 8.53 | 8.53 | 8.53 | 0 | 0 | 0 | 0 | 0 | 0 | 0 | 0 | 0 | 0 | 0 | 0 | 0 | 0 | 0 | 0 | 0 | 0 | System Off | 0 | 0
1917 | 1917 | 2012-03-20 20:59 | 7.87 | 7.87 | 7.87 | 7.87 | 0 | 0 | 0 | 0 | 0 | 0 | 0 | 0 | 0 | 0 | 0 | 0 | 0 | 0 | 0 | 0 | 0 | 0 | System Off | 0 | 0
1918 | 1918 | 2012-03-20 21:59 | 7.36 | 7.36 | 7.36 | 7.36 | 0 | 0 | 0 | 0 | 0 | 0 | 0 | 0 | 0 | 0 | 0 | 0 | 0 | 0 | 0 | 0 | 0 | 0 | System Off | 0 | 0
1919 | 1919 | 2012-03-20 22:59 | 6.86 | 6.86 | 6.86 | 6.86 | 0 | 0 | 0 | 0 | 0 | 0 | 0 | 0 | 0 | 0 | 0 | 0 | 0 | 0 | 0 | 0 | 0 | 0 | System Off | 0 | 0
1920 | 1920 | 2012-03-20 23:59 | 6.35 | 6.35 | 6.35 | 6.35 | 0 | 0 | 0 | 0 | 0 | 0 | 0 | 0 | 0 | 0 | 0 | 0 | 0 | 0 | 0 | 0 | 0 | 0 | System Off | 0 | 0
1921 | 1921 | 2012-03-21 00:59 | 5.52 | 5.52 | 5.52 | 5.52 | 0 | 0 | 0 | 0 | 0 | 0 | 0 | 0 | 0 | 0 | 0 | 0 | 0 | 0 | 0 | 0 | 0 | 0 | System Off | 0 | 0
1922 | 1922 | 2012-03-21 01:59 | 4.69 | 4.69 | 4.69 | 4.69 | 0 | 0 | 0 | 0 | 0 | 0 | 0 | 0 | 0 | 0 | 0 | 0 | 0 | 0 | 0 | 0 | 0 | 0 | System Off | 0 | 0
1923 | 1923 | 2012-03-21 02:59 | 3.86 | 3.86 | 3.86 | 3.86 | 0 | 0 | 0 | 0 | 0 | 0 | 0 | 0 | 0 | 0 | 0 | 0 | 0 | 0 | 0 | 0 | 0 | 0 | System Off | 0 | 0
1924 | 1924 | 2012-03-21 03:59 | 2.95 | 2.95 | 2.95 | 2.95 | 0 | 0 | 0 | 0 | 0 | 0 | 0 | 0 | 0 | 0 | 0 | 0 | 0 | 0 | 0 | 0 | 0 | 0 | System Off | 0 | 0
1925 | 1925 | 2012-03-21 04:59 | 2.04 | 2.04 | 2.04 | 2.04 | 0 | 0 | 0 | 0 | 0 | 0 | 0 | 0 | 0 | 0 | 0 | 0 | 0 | 0 | 0 | 0 | 0 | 0 | System Off | 0 | 0
1926 | 1926 | 2012-03-21 05:59 | 1.12 | 5.16 | 5.16 | 1.12 | 191.89 | 153.23 | 82.93 | 66 | 15.14 | 246.52 | 0.72 | 0.62 | 0.61 | 0.06 | 249.66 | 0 | 0 | 51.39 | 0.74207 | 0.09408 | 0 | 0 | System Off | 1 | 0
1927 | 1927 | 2012-03-21 06:59 | 4.45 | 22.2 | 22.2 | 4.45 | 937.54 | 883.97 | 357.27 | 329 | 14.84 | 998.3 | 0.9 | 0.89 | 0.87 | 0.32 | 1014.69 | 0 | 0 | 257.14 | 0.79145 | 0.09408 | 0 | 0 | System Off | 1 | 0
1928 | 1928 | 2012-03-21 07:59 | 7.78 | 37.96 | 37.96 | 7.78 | 1533.04 | 1465.41 | 595.45 | 564 | 14.16 | 1565.4 | 0.89 | 0.94 | 0.91 | 0.53 | 1286.48 | 0 | 0 | 444.67 | 0.85683 | 0.09408 | 0 | 0 | System Off | 1 | 0
1929 | 1929 | 2012-03-21 08:59 | 11.12 | 52.17 | 52.17 | 11.12 | 1953.76 | 1875.05 | 794.09 | 757 | 13.44 | 1969.34 | 0.86 | 0.95 | 0.93 | 0.68 | 1394.43 | 0 | 0 | 602.25 | 0.91662 | 0.09408 | 0 | 0 | System Off | 1 | 0
1930 | 1930 | 2012-03-21 09:59 | 12.37 | 59.99 | 59.99 | 12.37 | 2231.11 | 2144.57 | 932.75 | 892 | 13.03 | 2236.72 | 0.84 | 0.96 | 0.93 | 0.78 | 1468.04 | 0 | 0 | 713.36 | 0.92358 | 0.09408 | 0 | 0 | System Off | 1 | 0
1931 | 1931 | 2012-03-21 10:59 | 13.62 | 63.77 | 63.77 | 13.62 | 2346.51 | 2256.58 | 995.49 | 952 | 12.84 | 2347.69 | 0.82 | 0.96 | 0.94 | 0.82 | 1421.92 | 0 | 0 | 763.15 | 0.94378 | 0.09408 | 0 | 0 | System Off | 1 | 0
1932 | 1932 | 2012-03-21 11:59 | 14.87 | 63.78 | 63.78 | 14.87 | 2316.86 | 2227.8 | 982.81 | 941 | 12.82 | 2317.64 | 0.82 | 0.96 | 0.94 | 0.81 | 1326.07 | 0 | 0 | 754.46 | 0.94969 | 0.09408 | 0 | 0 | System Off | 1 | 0
1933 | 1933 | 2012-03-21 12:59 | 15.02 | 57.29 | 57.29 | 15.02 | 2117.14 | 2033.86 | 875.75 | 837 | 13.17 | 2124.79 | 0.84 | 0.96 | 0.93 | 0.74 | 1302.85 | 0 | 0 | 668.14 | 0.92936 | 0.09408 | 0 | 0 | System Off | 1 | 0
1934 | 1934 | 2012-03-21 13:59 | 15.16 | 48 | 48 | 15.16 | 1747.61 | 1674.44 | 700.78 | 668 | 13.63 | 1768.56 | 0.87 | 0.95 | 0.92 | 0.61 | 1240.56 | 0 | 0 | 530.22 | 0.92448 | 0.09408 | 0 | 0 | System Off | 1 | 0
1935 | 1935 | 2012-03-21 14:59 | 15.31 | 36.53 | 36.53 | 15.31 | 1190.2 | 1130.9 | 466.66 | 439 | 14.12 | 1233.79 | 0.88 | 0.92 | 0.9 | 0.41 | 929 | 0 | 0 | 346.28 | 0.87929 | 0.09408 | 0 | 0 | System Off | 1 | 0
1936 | 1936 | 2012-03-21 15:59 | 13.35 | 23.42 | 23.42 | 13.35 | 560.04 | 514.4 | 226.07 | 201 | 14.51 | 628.79 | 0.84 | 0.82 | 0.8 | 0.19 | 432.66 | 0 | 0 | 157.76 | 0.82049 | 0.09408 | 0 | 0 | System Off | 1 | 0
1937 | 1937 | 2012-03-21 16:59 | 11.4 | 12.86 | 12.86 | 11.4 | 66.54 | 30.1 | 33.38 | 25 | 13.86 | 96.55 | 0.3 | 0.31 | 0.31 | 0.01 | 20.77 | 0 | 0 | 19.78 | 0.77518 | 0.09408 | 0 | 0 | System Off | 0 | 0
1938 | 1938 | 2012-03-21 17:59 | 9.44 | 9.44 | 9.44 | 9.44 | 0 | 0 | 0 | 0 | 0 | 0 | 0 | 0 | 0 | 0 | 0 | 0 | 0 | 0 | 0 | 0 | 0 | 0 | System Off | 0 | 0
1939 | 1939 | 2012-03-21 18:59 | 8.62 | 8.62 | 8.62 | 8.62 | 0 | 0 | 0 | 0 | 0 | 0 | 0 | 0 | 0 | 0 | 0 | 0 | 0 | 0 | 0 | 0 | 0 | 0 | System Off | 0 | 0
1940 | 1940 | 2012-03-21 19:59 | 7.79 | 7.79 | 7.79 | 7.79 | 0 | 0 | 0 | 0 | 0 | 0 | 0 | 0 | 0 | 0 | 0 | 0 | 0 | 0 | 0 | 0 | 0 | 0 | System Off | 0 | 0
1941 | 1941 | 2012-03-21 20:59 | 6.97 | 6.97 | 6.97 | 6.97 | 0 | 0 | 0 | 0 | 0 | 0 | 0 | 0 | 0 | 0 | 0 | 0 | 0 | 0 | 0 | 0 | 0 | 0 | System Off | 0 | 0
1942 | 1942 | 2012-03-21 21:59 | 6.71 | 6.71 | 6.71 | 6.71 | 0 | 0 | 0 | 0 | 0 | 0 | 0 | 0 | 0 | 0 | 0 | 0 | 0 | 0 | 0 | 0 | 0 | 0 | System Off | 0 | 0
1943 | 1943 | 2012-03-21 22:59 | 6.45 | 6.45 | 6.45 | 6.45 | 0 | 0 | 0 | 0 | 0 | 0 | 0 | 0 | 0 | 0 | 0 | 0 | 0 | 0 | 0 | 0 | 0 | 0 | System Off | 0 | 0
1944 | 1944 | 2012-03-21 23:59 | 6.19 | 6.19 | 6.19 | 6.19 | 0 | 0 | 0 | 0 | 0 | 0 | 0 | 0 | 0 | 0 | 0 | 0 | 0 | 0 | 0 | 0 | 0 | 0 | System Off | 0 | 0
1945 | 1945 | 2012-03-22 00:59 | 6.1 | 6.1 | 6.1 | 6.1 | 0 | 0 | 0 | 0 | 0 | 0 | 0 | 0 | 0 | 0 | 0 | 0 | 0 | 0 | 0 | 0 | 0 | 0 | System Off | 0 | 0
1946 | 1946 | 2012-03-22 01:59 | 6 | 6 | 6 | 6 | 0 | 0 | 0 | 0 | 0 | 0 | 0 | 0 | 0 | 0 | 0 | 0 | 0 | 0 | 0 | 0 | 0 | 0 | System Off | 0 | 0
1947 | 1947 | 2012-03-22 02:59 | 5.91 | 5.91 | 5.91 | 5.91 | 0 | 0 | 0 | 0 | 0 | 0 | 0 | 0 | 0 | 0 | 0 | 0 | 0 | 0 | 0 | 0 | 0 | 0 | System Off | 0 | 0
1948 | 1948 | 2012-03-22 03:59 | 5.8 | 5.8 | 5.8 | 5.8 | 0 | 0 | 0 | 0 | 0 | 0 | 0 | 0 | 0 | 0 | 0 | 0 | 0 | 0 | 0 | 0 | 0 | 0 | System Off | 0 | 0
1949 | 1949 | 2012-03-22 04:59 | 5.69 | 5.69 | 5.69 | 5.69 | 0 | 0 | 0 | 0 | 0 | 0 | 0 | 0 | 0 | 0 | 0 | 0 | 0 | 0 | 0 | 0 | 0 | 0 | System Off | 0 | 0
1950 | 1950 | 2012-03-22 05:59 | 5.58 | 10.07 | 10.07 | 5.58 | 227.49 | 188.19 | 100.79 | 80 | 14.81 | 294.44 | 0.69 | 0.64 | 0.63 | 0.07 | 306.62 | 0 | 0 | 62.55 | 0.75169 | 0.09408 | 0 | 0 | System Off | 1 | 0
1951 | 1951 | 2012-03-22 06:59 | 8.16 | 25 | 25 | 8.16 | 987.52 | 932.84 | 379.69 | 350 | 14.7 | 1049.77 | 0.9 | 0.89 | 0.87 | 0.34 | 1070.79 | 0 | 0 | 274.07 | 0.81765 | 0.09408 | 0 | 0 | System Off | 1 | 0
1952 | 1952 | 2012-03-22 07:59 | 10.74 | 38.13 | 38.13 | 10.74 | 1599.62 | 1530.3 | 620.47 | 588 | 14.17 | 1630.05 | 0.89 | 0.94 | 0.92 | 0.55 | 1343.45 | 0 | 0 | 463.53 | 0.87984 | 0.09408 | 0 | 0 | System Off | 1 | 0
1953 | 1953 | 2012-03-22 08:59 | 13.33 | 48.74 | 48.74 | 13.33 | 2012.97 | 1932.61 | 805.7 | 769 | 13.63 | 2027.04 | 0.87 | 0.95 | 0.93 | 0.7 | 1437.24 | 0 | 0 | 610.33 | 0.93283 | 0.09408 | 0 | 0 | System Off | 1 | 0
1954 | 1954 | 2012-03-22 09:59 | 14.8 | 56.94 | 56.94 | 14.8 | 2328.14 | 2238.76 | 958.86 | 917 | 13.22 | 2329.92 | 0.84 | 0.96 | 0.94 | 0.81 | 1532.52 | 0 | 0 | 731.55 | 0.94358 | 0.09408 | 0 | 0 | System Off | 1 | 0
1955 | 1955 | 2012-03-22 10:59 | 16.28 | 60.48 | 60.48 | 16.28 | 2406.93 | 2315.2 | 1005.57 | 962 | 13.03 | 2406.18 | 0.84 | 0.96 | 0.94 | 0.84 | 1458.86 | 0 | 0 | 769.3 | 0.96249 | 0.09408 | 0 | 0 | System Off | 1 | 0
1956 | 1956 | 2012-03-22 11:59 | 17.76 | 60.77 | 60.77 | 17.76 | 2337.4 | 2247.74 | 978.54 | 936 | 13.01 | 2338.51 | 0.83 | 0.96 | 0.94 | 0.81 | 1337.94 | 0 | 0 | 748.74 | 0.967 | 0.09408 | 0 | 0 | System Off | 1 | 0
1957 | 1957 | 2012-03-22 12:59 | 17.91 | 56.38 | 56.38 | 17.91 | 2132.4 | 2048.69 | 878.48 | 840 | 13.22 | 2139.76 | 0.84 | 0.96 | 0.93 | 0.74 | 1312.35 | 0 | 0 | 670.14 | 0.94839 | 0.09408 | 0 | 0 | System Off | 1 | 0
1958 | 1958 | 2012-03-22 13:59 | 18.05 | 48.74 | 48.74 | 18.05 | 1746.81 | 1673.66 | 702.62 | 669 | 13.6 | 1767.73 | 0.87 | 0.95 | 0.92 | 0.61 | 1239.98 | 0 | 0 | 531.19 | 0.91478 | 0.09408 | 0 | 0 | System Off | 1 | 0
1959 | 1959 | 2012-03-22 14:59 | 18.2 | 39.22 | 39.22 | 18.2 | 1218.71 | 1158.74 | 482.48 | 454 | 13.98 | 1262.02 | 0.87 | 0.92 | 0.9 | 0.42 | 951.86 | 0 | 0 | 358.75 | 0.90061 | 0.09408 | 0 | 0 | System Off | 1 | 0
1960 | 1960 | 2012-03-22 15:59 | 16.54 | 27.04 | 27.04 | 16.54 | 588.57 | 542.36 | 241.62 | 214 | 14.32 | 662.86 | 0.83 | 0.82 | 0.8 | 0.2 | 456.18 | 0 | 0 | 168.37 | 0.84248 | 0.09408 | 0 | 0 | System Off | 1 | 0
1961 | 1961 | 2012-03-22 16:59 | 14.88 | 16.42 | 16.42 | 14.88 | 65.99 | 29.56 | 35.46 | 25 | 13.75 | 101.24 | 0.28 | 0.29 | 0.29 | 0.01 | 20.39 | 0 | 0 | 19.81 | 0.79568 | 0.09408 | 0 | 0 | System Off | 0 | 0
1962 | 1962 | 2012-03-22 17:59 | 13.22 | 13.22 | 13.22 | 13.22 | 0 | 0 | 0 | 0 | 0 | 0 | 0 | 0 | 0 | 0 | 0 | 0 | 0 | 0 | 0 | 0 | 0 | 0 | System Off | 0 | 0
1963 | 1963 | 2012-03-22 18:59 | 12.23 | 12.23 | 12.23 | 12.23 | 0 | 0 | 0 | 0 | 0 | 0 | 0 | 0 | 0 | 0 | 0 | 0 | 0 | 0 | 0 | 0 | 0 | 0 | System Off | 0 | 0
1964 | 1964 | 2012-03-22 19:59 | 11.25 | 11.25 | 11.25 | 11.25 | 0 | 0 | 0 | 0 | 0 | 0 | 0 | 0 | 0 | 0 | 0 | 0 | 0 | 0 | 0 | 0 | 0 | 0 | System Off | 0 | 0
1965 | 1965 | 2012-03-22 20:59 | 10.26 | 10.26 | 10.26 | 10.26 | 0 | 0 | 0 | 0 | 0 | 0 | 0 | 0 | 0 | 0 | 0 | 0 | 0 | 0 | 0 | 0 | 0 | 0 | System Off | 0 | 0
1966 | 1966 | 2012-03-22 21:59 | 9.66 | 9.66 | 9.66 | 9.66 | 0 | 0 | 0 | 0 | 0 | 0 | 0 | 0 | 0 | 0 | 0 | 0 | 0 | 0 | 0 | 0 | 0 | 0 | System Off | 0 | 0
1967 | 1967 | 2012-03-22 22:59 | 9.07 | 9.07 | 9.07 | 9.07 | 0 | 0 | 0 | 0 | 0 | 0 | 0 | 0 | 0 | 0 | 0 | 0 | 0 | 0 | 0 | 0 | 0 | 0 | System Off | 0 | 0
1968 | 1968 | 2012-03-22 23:59 | 8.47 | 8.47 | 8.47 | 8.47 | 0 | 0 | 0 | 0 | 0 | 0 | 0 | 0 | 0 | 0 | 0 | 0 | 0 | 0 | 0 | 0 | 0 | 0 | System Off | 0 | 0
1969 | 1969 | 2012-03-23 00:59 | 7.75 | 7.75 | 7.75 | 7.75 | 0 | 0 | 0 | 0 | 0 | 0 | 0 | 0 | 0 | 0 | 0 | 0 | 0 | 0 | 0 | 0 | 0 | 0 | System Off | 0 | 0
1970 | 1970 | 2012-03-23 01:59 | 7.04 | 7.04 | 7.04 | 7.04 | 0 | 0 | 0 | 0 | 0 | 0 | 0 | 0 | 0 | 0 | 0 | 0 | 0 | 0 | 0 | 0 | 0 | 0 | System Off | 0 | 0
1971 | 1971 | 2012-03-23 02:59 | 6.32 | 6.32 | 6.32 | 6.32 | 0 | 0 | 0 | 0 | 0 | 0 | 0 | 0 | 0 | 0 | 0 | 0 | 0 | 0 | 0 | 0 | 0 | 0 | System Off | 0 | 0
1972 | 1972 | 2012-03-23 03:59 | 5.9 | 5.9 | 5.9 | 5.9 | 0 | 0 | 0 | 0 | 0 | 0 | 0 | 0 | 0 | 0 | 0 | 0 | 0 | 0 | 0 | 0 | 0 | 0 | System Off | 0 | 0
1973 | 1973 | 2012-03-23 04:59 | 5.48 | 5.48 | 5.48 | 5.48 | 0 | 0 | 0 | 0 | 0 | 0 | 0 | 0 | 0 | 0 | 0 | 0 | 0 | 0 | 0 | 0 | 0 | 0 | System Off | 0 | 0
1974 | 1974 | 2012-03-23 05:59 | 5.05 | 9.89 | 9.89 | 5.05 | 245.52 | 205.9 | 106.05 | 86 | 14.87 | 310 | 0.66 | 0.66 | 0.65 | 0.07 | 335.47 | 0 | 0 | 67.19 | 0.74974 | 0.09408 | 0 | 0 | System Off | 1 | 0
1975 | 1975 | 2012-03-23 06:59 | 7.92 | 25.33 | 25.33 | 7.92 | 990.33 | 935.59 | 380.98 | 351 | 14.7 | 1052.03 | 0.89 | 0.89 | 0.87 | 0.34 | 1073.95 | 0 | 0 | 274.85 | 0.8164 | 0.09408 | 0 | 0 | System Off | 1 | 0
1976 | 1976 | 2012-03-23 07:59 | 10.79 | 38.96 | 38.96 | 10.79 | 1578.63 | 1509.85 | 614.75 | 583 | 14.1 | 1609.71 | 0.89 | 0.94 | 0.92 | 0.55 | 1325.49 | 0 | 0 | 459.97 | 0.87928 | 0.09408 | 0 | 0 | System Off | 1 | 0
1977 | 1977 | 2012-03-23 08:59 | 13.66 | 51.39 | 51.39 | 13.66 | 2032.5 | 1951.6 | 821.86 | 785 | 13.49 | 2044.93 | 0.86 | 0.95 | 0.93 | 0.71 | 1451.37 | 0 | 0 | 624.19 | 0.90995 | 0.09408 | 0 | 0 | System Off | 1 | 0
1978 | 1978 | 2012-03-23 09:59 | 15.21 | 61.19 | 61.19 | 15.21 | 2273.18 | 2185.41 | 954.37 | 913 | 12.97 | 2276.55 | 0.83 | 0.96 | 0.94 | 0.79 | 1496 | 0 | 0 | 730.7 | 0.94601 | 0.09408 | 0 | 0 | System Off | 1 | 0
1979 | 1979 | 2012-03-23 10:59 | 16.76 | 67.87 | 67.87 | 16.76 | 2334.37 | 2244.8 | 1008.42 | 965 | 12.6 | 2334.82 | 0.8 | 0.96 | 0.94 | 0.81 | 1414.49 | 0 | 0 | 775.87 | 0.96725 | 0.09408 | 0 | 0 | System Off | 1 | 0
1980 | 1980 | 2012-03-23 11:59 | 18.31 | 71.15 | 71.15 | 18.31 | 2252 | 2164.85 | 988.17 | 946 | 12.4 | 2254 | 0.79 | 0.96 | 0.93 | 0.78 | 1288.6 | 0 | 0 | 762.49 | 0.97402 | 0.09408 | 0 | 0 | System Off | 1 | 0
1981 | 1981 | 2012-03-23 12:59 | 18.42 | 63.95 | 63.95 | 18.42 | 2080.97 | 1998.71 | 886.4 | 848 | 12.78 | 2088.74 | 0.81 | 0.96 | 0.93 | 0.72 | 1280.34 | 0 | 0 | 680.26 | 0.9542 | 0.09408 | 0 | 0 | System Off | 1 | 0
1982 | 1982 | 2012-03-23 13:59 | 18.52 | 53.4 | 53.4 | 18.52 | 1719.25 | 1646.83 | 705.64 | 672 | 13.33 | 1740.89 | 0.85 | 0.95 | 0.92 | 0.6 | 1220.1 | 0 | 0 | 535.42 | 0.9188 | 0.09408 | 0 | 0 | System Off | 1 | 0
1983 | 1983 | 2012-03-23 14:59 | 18.63 | 40.55 | 40.55 | 18.63 | 1153.02 | 1094.58 | 460.22 | 433 | 13.87 | 1197.42 | 0.87 | 0.91 | 0.89 | 0.4 | 899.16 | 0 | 0 | 342.64 | 0.89926 | 0.09408 | 0 | 0 | System Off | 1 | 0
1984 | 1984 | 2012-03-23 15:59 | 16.59 | 26.71 | 26.71 | 16.59 | 533.77 | 488.65 | 217.93 | 194 | 14.33 | 598.64 | 0.83 | 0.82 | 0.8 | 0.18 | 411.01 | 0 | 0 | 152.62 | 0.83886 | 0.09408 | 0 | 0 | System Off | 1 | 0
1985 | 1985 | 2012-03-23 16:59 | 14.56 | 15.97 | 15.97 | 14.56 | 71.27 | 34.75 | 31.14 | 27 | 13.75 | 89.05 | 0.32 | 0.39 | 0.38 | 0.01 | 23.97 | 0 | 0 | 21.4 | 0.79417 | 0.09408 | 0 | 0 | System Off | 0 | 0
1986 | 1986 | 2012-03-23 17:59 | 12.52 | 12.52 | 12.52 | 12.52 | 0 | 0 | 0 | 0 | 0 | 0 | 0 | 0 | 0 | 0 | 0 | 0 | 0 | 0 | 0 | 0 | 0 | 0 | System Off | 0 | 0
1987 | 1987 | 2012-03-23 18:59 | 11.38 | 11.38 | 11.38 | 11.38 | 0 | 0 | 0 | 0 | 0 | 0 | 0 | 0 | 0 | 0 | 0 | 0 | 0 | 0 | 0 | 0 | 0 | 0 | System Off | 0 | 0
1988 | 1988 | 2012-03-23 19:59 | 10.25 | 10.25 | 10.25 | 10.25 | 0 | 0 | 0 | 0 | 0 | 0 | 0 | 0 | 0 | 0 | 0 | 0 | 0 | 0 | 0 | 0 | 0 | 0 | System Off | 0 | 0
1989 | 1989 | 2012-03-23 20:59 | 9.11 | 9.11 | 9.11 | 9.11 | 0 | 0 | 0 | 0 | 0 | 0 | 0 | 0 | 0 | 0 | 0 | 0 | 0 | 0 | 0 | 0 | 0 | 0 | System Off | 0 | 0
1990 | 1990 | 2012-03-23 21:59 | 8.42 | 8.42 | 8.42 | 8.42 | 0 | 0 | 0 | 0 | 0 | 0 | 0 | 0 | 0 | 0 | 0 | 0 | 0 | 0 | 0 | 0 | 0 | 0 | System Off | 0 | 0
1991 | 1991 | 2012-03-23 22:59 | 7.73 | 7.73 | 7.73 | 7.73 | 0 | 0 | 0 | 0 | 0 | 0 | 0 | 0 | 0 | 0 | 0 | 0 | 0 | 0 | 0 | 0 | 0 | 0 | System Off | 0 | 0
1992 | 1992 | 2012-03-23 23:59 | 7.04 | 7.04 | 7.04 | 7.04 | 0 | 0 | 0 | 0 | 0 | 0 | 0 | 0 | 0 | 0 | 0 | 0 | 0 | 0 | 0 | 0 | 0 | 0 | System Off | 0 | 0
1993 | 1993 | 2012-03-24 00:59 | 7.07 | 7.07 | 7.07 | 7.07 | 0 | 0 | 0 | 0 | 0 | 0 | 0 | 0 | 0 | 0 | 0 | 0 | 0 | 0 | 0 | 0 | 0 | 0 | System Off | 0 | 0
1994 | 1994 | 2012-03-24 01:59 | 7.09 | 7.09 | 7.09 | 7.09 | 0 | 0 | 0 | 0 | 0 | 0 | 0 | 0 | 0 | 0 | 0 | 0 | 0 | 0 | 0 | 0 | 0 | 0 | System Off | 0 | 0
1995 | 1995 | 2012-03-24 02:59 | 7.12 | 7.12 | 7.12 | 7.12 | 0 | 0 | 0 | 0 | 0 | 0 | 0 | 0 | 0 | 0 | 0 | 0 | 0 | 0 | 0 | 0 | 0 | 0 | System Off | 0 | 0
1996 | 1996 | 2012-03-24 03:59 | 6.57 | 6.57 | 6.57 | 6.57 | 0 | 0 | 0 | 0 | 0 | 0 | 0 | 0 | 0 | 0 | 0 | 0 | 0 | 0 | 0 | 0 | 0 | 0 | System Off | 0 | 0
1997 | 1997 | 2012-03-24 04:59 | 6.03 | 6.03 | 6.03 | 6.03 | 0 | 0 | 0 | 0 | 0 | 0 | 0 | 0 | 0 | 0 | 0 | 0 | 0 | 0 | 0 | 0 | 0 | 0 | System Off | 0 | 0
1998 | 1998 | 2012-03-24 05:59 | 5.48 | 11.25 | 11.25 | 5.48 | 289.89 | 249.44 | 126.41 | 101 | 14.95 | 367.72 | 0.71 | 0.68 | 0.66 | 0.09 | 406.43 | 0 | 0 | 78.83 | 0.75498 | 0.09408 | 0 | 0 | System Off | 1 | 0
1999 | 1999 | 2012-03-24 06:59 | 8.66 | 26.9 | 26.9 | 8.66 | 1008.4 | 953.26 | 389.91 | 360 | 14.59 | 1070.27 | 0.87 | 0.89 | 0.87 | 0.34 | 1094.23 | 0 | 0 | 282.28 | 0.82266 | 0.09408 | 0 | 0 | System Off | 1 | 0
2000 | 2000 | 2012-03-24 07:59 | 11.84 | 42.06 | 42.06 | 11.84 | 1600.02 | 1530.69 | 630.43 | 598 | 13.94 | 1630.23 | 0.87 | 0.94 | 0.92 | 0.55 | 1343.79 | 0 | 0 | 472.81 | 0.88904 | 0.09408 | 0 | 0 | System Off | 1 | 0
2001 | 2001 | 2012-03-24 08:59 | 15.02 | 55.66 | 55.66 | 15.02 | 2006.08 | 1925.92 | 826.32 | 789 | 13.24 | 2019.03 | 0.85 | 0.95 | 0.93 | 0.7 | 1432.27 | 0 | 0 | 629.29 | 0.9198 | 0.09408 | 0 | 0 | System Off | 1 | 0
2002 | 2002 | 2012-03-24 09:59 | 16.18 | 62.92 | 62.92 | 16.18 | 2245.29 | 2158.33 | 950.35 | 909 | 12.86 | 2249.74 | 0.82 | 0.96 | 0.93 | 0.78 | 1477.46 | 0 | 0 | 728.43 | 0.9517 | 0.09408 | 0 | 0 | System Off | 1 | 0
2003 | 2003 | 2012-03-24 10:59 | 17.34 | 66.42 | 66.42 | 17.34 | 2321.3 | 2232.11 | 996.93 | 953 | 12.69 | 2323.43 | 0.81 | 0.96 | 0.94 | 0.81 | 1406.5 | 0 | 0 | 765.39 | 0.96842 | 0.09408 | 0 | 0 | System Off | 1 | 0
2004 | 2004 | 2012-03-24 11:59 | 18.51 | 66.54 | 66.54 | 18.51 | 2269.57 | 2181.9 | 975.73 | 933 | 12.67 | 2272.73 | 0.81 | 0.96 | 0.93 | 0.79 | 1298.75 | 0 | 0 | 749.48 | 0.97208 | 0.09408 | 0 | 0 | System Off | 1 | 0
2005 | 2005 | 2012-03-24 12:59 | 18.49 | 58.8 | 58.8 | 18.49 | 2052.71 | 1971.25 | 856.2 | 818 | 13.07 | 2063.83 | 0.83 | 0.96 | 0.93 | 0.71 | 1262.75 | 0 | 0 | 653.83 | 0.94807 | 0.09408 | 0 | 0 | System Off | 1 | 0
2006 | 2006 | 2012-03-24 13:59 | 18.48 | 48.25 | 48.25 | 18.48 | 1635.68 | 1565.43 | 659.3 | 627 | 13.59 | 1662.14 | 0.86 | 0.94 | 0.92 | 0.57 | 1159.79 | 0 | 0 | 497.92 | 0.9377 | 0.09408 | 0 | 0 | System Off | 1 | 0
2007 | 2007 | 2012-03-24 14:59 | 18.46 | 38.2 | 38.2 | 18.46 | 1151.87 | 1093.46 | 455.46 | 428 | 14.02 | 1196.22 | 0.88 | 0.91 | 0.89 | 0.4 | 898.24 | 0 | 0 | 338.05 | 0.89702 | 0.09408 | 0 | 0 | System Off | 1 | 0
2008 | 2008 | 2012-03-24 15:59 | 16.78 | 21.27 | 21.27 | 16.78 | 257.88 | 218.02 | 102.59 | 94 | 14.29 | 287.64 | 0.78 | 0.76 | 0.74 | 0.08 | 183.38 | 0 | 0 | 73.99 | 0.82044 | 0.09408 | 0 | 0 | System Off | 1 | 0
2009 | 2009 | 2012-03-24 16:59 | 15.09 | 15.94 | 15.94 | 15.09 | 45.9 | 9.82 | 19.13 | 17 | 14.06 | 54.7 | 0 | 0.18 | 0.18 | 0 | 6.77 | 0 | 0 | 13.42 | 0.79535 | 0.09408 | 0 | 0 | System Off | 0 | 0
2010 | 2010 | 2012-03-24 17:59 | 13.41 | 13.41 | 13.41 | 13.41 | 0 | 0 | 0 | 0 | 0 | 0 | 0 | 0 | 0 | 0 | 0 | 0 | 0 | 0 | 0 | 0 | 0 | 0 | System Off | 0 | 0
2011 | 2011 | 2012-03-24 18:59 | 12.41 | 12.41 | 12.41 | 12.41 | 0 | 0 | 0 | 0 | 0 | 0 | 0 | 0 | 0 | 0 | 0 | 0 | 0 | 0 | 0 | 0 | 0 | 0 | System Off | 0 | 0
2012 | 2012 | 2012-03-24 19:59 | 11.41 | 11.41 | 11.41 | 11.41 | 0 | 0 | 0 | 0 | 0 | 0 | 0 | 0 | 0 | 0 | 0 | 0 | 0 | 0 | 0 | 0 | 0 | 0 | System Off | 0 | 0
2013 | 2013 | 2012-03-24 20:59 | 10.41 | 10.41 | 10.41 | 10.41 | 0 | 0 | 0 | 0 | 0 | 0 | 0 | 0 | 0 | 0 | 0 | 0 | 0 | 0 | 0 | 0 | 0 | 0 | System Off | 0 | 0
2014 | 2014 | 2012-03-24 21:59 | 9.64 | 9.64 | 9.64 | 9.64 | 0 | 0 | 0 | 0 | 0 | 0 | 0 | 0 | 0 | 0 | 0 | 0 | 0 | 0 | 0 | 0 | 0 | 0 | System Off | 0 | 0
2015 | 2015 | 2012-03-24 22:59 | 8.87 | 8.87 | 8.87 | 8.87 | 0 | 0 | 0 | 0 | 0 | 0 | 0 | 0 | 0 | 0 | 0 | 0 | 0 | 0 | 0 | 0 | 0 | 0 | System Off | 0 | 0
2016 | 2016 | 2012-03-24 23:59 | 8.1 | 8.1 | 8.1 | 8.1 | 0 | 0 | 0 | 0 | 0 | 0 | 0 | 0 | 0 | 0 | 0 | 0 | 0 | 0 | 0 | 0 | 0 | 0 | System Off | 0 | 0
2017 | 2017 | 2012-03-25 00:59 | 8.03 | 8.03 | 8.03 | 8.03 | 0 | 0 | 0 | 0 | 0 | 0 | 0 | 0 | 0 | 0 | 0 | 0 | 0 | 0 | 0 | 0 | 0 | 0 | System Off | 0 | 0
2018 | 2018 | 2012-03-25 01:59 | 7.97 | 7.97 | 7.97 | 7.97 | 0 | 0 | 0 | 0 | 0 | 0 | 0 | 0 | 0 | 0 | 0 | 0 | 0 | 0 | 0 | 0 | 0 | 0 | System Off | 0 | 0
2019 | 2019 | 2012-03-25 02:59 | 7.9 | 7.9 | 7.9 | 7.9 | 0 | 0 | 0 | 0 | 0 | 0 | 0 | 0 | 0 | 0 | 0 | 0 | 0 | 0 | 0 | 0 | 0 | 0 | System Off | 0 | 0
2020 | 2020 | 2012-03-25 03:59 | 7.6 | 7.6 | 7.6 | 7.6 | 0 | 0 | 0 | 0 | 0 | 0 | 0 | 0 | 0 | 0 | 0 | 0 | 0 | 0 | 0 | 0 | 0 | 0 | System Off | 0 | 0
2021 | 2021 | 2012-03-25 04:59 | 7.3 | 7.3 | 7.3 | 7.3 | 0 | 0 | 0 | 0 | 0 | 0 | 0 | 0 | 0 | 0 | 0 | 0 | 0 | 0 | 0 | 0 | 0 | 0 | System Off | 0 | 0
2022 | 2022 | 2012-03-25 05:59 | 6.99 | 13.74 | 13.74 | 6.99 | 286.09 | 245.71 | 124.84 | 101 | 14.75 | 359.9 | 0.72 | 0.68 | 0.67 | 0.09 | 400.35 | 0 | 0 | 79.03 | 0.76376 | 0.09408 | 0 | 0 | System Off | 1 | 0
2023 | 2023 | 2012-03-25 06:59 | 9.52 | 29.77 | 29.77 | 9.52 | 979.41 | 924.91 | 383.14 | 354 | 14.41 | 1040.15 | 0.86 | 0.89 | 0.87 | 0.33 | 1061.69 | 0 | 0 | 278.21 | 0.82686 | 0.09408 | 0 | 0 | System Off | 1 | 0
2024 | 2024 | 2012-03-25 07:59 | 12.05 | 44.53 | 44.53 | 12.05 | 1577.87 | 1509.1 | 628.36 | 596 | 13.79 | 1608.64 | 0.88 | 0.94 | 0.92 | 0.55 | 1324.84 | 0 | 0 | 472.1 | 0.89018 | 0.09408 | 0 | 0 | System Off | 1 | 0
2025 | 2025 | 2012-03-25 08:59 | 14.59 | 56.93 | 56.93 | 14.59 | 2019.9 | 1939.35 | 836.23 | 798 | 13.18 | 2032.06 | 0.84 | 0.95 | 0.93 | 0.7 | 1442.25 | 0 | 0 | 636.94 | 0.91896 | 0.09408 | 0 | 0 | System Off | 1 | 0
2026 | 2026 | 2012-03-25 09:59 | 15.95 | 61.68 | 61.68 | 15.95 | 2303.57 | 2214.91 | 968.6 | 927 | 12.94 | 2305.5 | 0.83 | 0.96 | 0.94 | 0.8 | 1516.19 | 0 | 0 | 742.13 | 0.95361 | 0.09408 | 0 | 0 | System Off | 1 | 0
2027 | 2027 | 2012-03-25 10:59 | 17.31 | 62.56 | 62.56 | 17.31 | 2425.76 | 2333.47 | 1022.19 | 978 | 12.92 | 2423.66 | 0.82 | 0.96 | 0.94 | 0.84 | 1470.37 | 0 | 0 | 783.2 | 0.97266 | 0.09408 | 0 | 0 | System Off | 1 | 0
2028 | 2028 | 2012-03-25 11:59 | 18.67 | 60.06 | 60.06 | 18.67 | 2382.24 | 2291.25 | 993.49 | 951 | 13.05 | 2381.6 | 0.84 | 0.96 | 0.94 | 0.83 | 1363.84 | 0 | 0 | 760.36 | 0.97585 | 0.09408 | 0 | 0 | System Off | 1 | 0
2029 | 2029 | 2012-03-25 12:59 | 18.71 | 54.99 | 54.99 | 18.71 | 2179.89 | 2094.82 | 891.94 | 853 | 13.31 | 2185.6 | 0.85 | 0.96 | 0.93 | 0.76 | 1341.9 | 0 | 0 | 679.75 | 0.95595 | 0.09408 | 0 | 0 | System Off | 1 | 0
2030 | 2030 | 2012-03-25 13:59 | 18.74 | 47.52 | 47.52 | 18.74 | 1813.62 | 1738.7 | 724.46 | 691 | 13.67 | 1831.93 | 0.87 | 0.95 | 0.93 | 0.63 | 1288.17 | 0 | 0 | 548.17 | 0.92337 | 0.09408 | 0 | 0 | System Off | 1 | 0
2031 | 2031 | 2012-03-25 14:59 | 18.78 | 38.17 | 38.17 | 18.78 | 1269.11 | 1207.95 | 499.37 | 470 | 14.06 | 1311.7 | 0.88 | 0.92 | 0.9 | 0.44 | 992.29 | 0 | 0 | 371 | 0.9074 | 0.09408 | 0 | 0 | System Off | 1 | 0
2032 | 2032 | 2012-03-25 15:59 | 17.13 | 27.4 | 27.4 | 17.13 | 618.28 | 571.46 | 254.21 | 225 | 14.31 | 696.43 | 0.83 | 0.82 | 0.8 | 0.21 | 480.66 | 0 | 0 | 177.05 | 0.84826 | 0.09408 | 0 | 0 | System Off | 1 | 0
2033 | 2033 | 2012-03-25 16:59 | 15.49 | 17.49 | 17.49 | 15.49 | 85.43 | 48.66 | 47.47 | 32 | 13.9 | 134.98 | 0.42 | 0.36 | 0.35 | 0.02 | 33.57 | 0 | 0 | 25.31 | 0.80066 | 0.09408 | 0 | 0 | System Off | 0 | 0
2034 | 2034 | 2012-03-25 17:59 | 13.84 | 13.84 | 13.84 | 13.84 | 0 | 0 | 0 | 0 | 0 | 0 | 0 | 0 | 0 | 0 | 0 | 0 | 0 | 0 | 0 | 0 | 0 | 0 | System Off | 0 | 0
2035 | 2035 | 2012-03-25 18:59 | 12.53 | 12.53 | 12.53 | 12.53 | 0 | 0 | 0 | 0 | 0 | 0 | 0 | 0 | 0 | 0 | 0 | 0 | 0 | 0 | 0 | 0 | 0 | 0 | System Off | 0 | 0
2036 | 2036 | 2012-03-25 19:59 | 11.22 | 11.22 | 11.22 | 11.22 | 0 | 0 | 0 | 0 | 0 | 0 | 0 | 0 | 0 | 0 | 0 | 0 | 0 | 0 | 0 | 0 | 0 | 0 | System Off | 0 | 0
2037 | 2037 | 2012-03-25 20:59 | 9.91 | 9.91 | 9.91 | 9.91 | 0 | 0 | 0 | 0 | 0 | 0 | 0 | 0 | 0 | 0 | 0 | 0 | 0 | 0 | 0 | 0 | 0 | 0 | System Off | 0 | 0
2038 | 2038 | 2012-03-25 21:59 | 8.96 | 8.96 | 8.96 | 8.96 | 0 | 0 | 0 | 0 | 0 | 0 | 0 | 0 | 0 | 0 | 0 | 0 | 0 | 0 | 0 | 0 | 0 | 0 | System Off | 0 | 0
2039 | 2039 | 2012-03-25 22:59 | 8.01 | 8.01 | 8.01 | 8.01 | 0 | 0 | 0 | 0 | 0 | 0 | 0 | 0 | 0 | 0 | 0 | 0 | 0 | 0 | 0 | 0 | 0 | 0 | System Off | 0 | 0
2040 | 2040 | 2012-03-25 23:59 | 7.06 | 7.06 | 7.06 | 7.06 | 0 | 0 | 0 | 0 | 0 | 0 | 0 | 0 | 0 | 0 | 0 | 0 | 0 | 0 | 0 | 0 | 0 | 0 | System Off | 0 | 0
2041 | 2041 | 2012-03-26 00:59 | 7.14 | 7.14 | 7.14 | 7.14 | 0 | 0 | 0 | 0 | 0 | 0 | 0 | 0 | 0 | 0 | 0 | 0 | 0 | 0 | 0 | 0 | 0 | 0 | System Off | 0 | 0
2042 | 2042 | 2012-03-26 01:59 | 7.21 | 7.21 | 7.21 | 7.21 | 0 | 0 | 0 | 0 | 0 | 0 | 0 | 0 | 0 | 0 | 0 | 0 | 0 | 0 | 0 | 0 | 0 | 0 | System Off | 0 | 0
2043 | 2043 | 2012-03-26 02:59 | 7.29 | 7.29 | 7.29 | 7.29 | 0 | 0 | 0 | 0 | 0 | 0 | 0 | 0 | 0 | 0 | 0 | 0 | 0 | 0 | 0 | 0 | 0 | 0 | System Off | 0 | 0
2044 | 2044 | 2012-03-26 03:59 | 6.69 | 6.69 | 6.69 | 6.69 | 0 | 0 | 0 | 0 | 0 | 0 | 0 | 0 | 0 | 0 | 0 | 0 | 0 | 0 | 0 | 0 | 0 | 0 | System Off | 0 | 0
2045 | 2045 | 2012-03-26 04:59 | 6.1 | 6.1 | 6.1 | 6.1 | 0 | 0 | 0 | 0 | 0 | 0 | 0 | 0 | 0 | 0 | 0 | 0 | 0 | 0 | 0 | 0 | 0 | 0 | System Off | 0 | 0
2046 | 2046 | 2012-03-26 05:59 | 5.5 | 13.52 | 13.52 | 5.5 | 370.64 | 328.68 | 164 | 130 | 14.85 | 473.17 | 0.73 | 0.69 | 0.68 | 0.12 | 535.53 | 0 | 0 | 101.6 | 0.76051 | 0.09408 | 0 | 0 | System Off | 1 | 0
2047 | 2047 | 2012-03-26 06:59 | 8.1 | 29.1 | 29.1 | 8.1 | 1100.84 | 1043.61 | 427.84 | 395 | 14.52 | 1164.51 | 0.89 | 0.9 | 0.88 | 0.38 | 1197.94 | 0 | 0 | 310.01 | 0.82601 | 0.09408 | 0 | 0 | System Off | 1 | 0
2048 | 2048 | 2012-03-26 07:59 | 10.69 | 43.4 | 43.4 | 10.69 | 1680.08 | 1608.68 | 663.89 | 630 | 13.89 | 1707.44 | 0.87 | 0.94 | 0.92 | 0.58 | 1412.26 | 0 | 0 | 498.4 | 0.88814 | 0.09408 | 0 | 0 | System Off | 1 | 0
2049 | 2049 | 2012-03-26 08:59 | 13.29 | 55.2 | 55.2 | 13.29 | 2061.26 | 1979.56 | 846.25 | 808 | 13.29 | 2071.78 | 0.85 | 0.96 | 0.93 | 0.72 | 1472.16 | 0 | 0 | 644.08 | 0.91248 | 0.09408 | 0 | 0 | System Off | 1 | 0
2050 | 2050 | 2012-03-26 09:59 | 14.58 | 60.1 | 60.1 | 14.58 | 2326.93 | 2237.58 | 971.39 | 929 | 13.05 | 2328.27 | 0.83 | 0.96 | 0.94 | 0.81 | 1531.72 | 0 | 0 | 742.78 | 0.94494 | 0.09408 | 0 | 0 | System Off | 1 | 0
2051 | 2051 | 2012-03-26 10:59 | 15.87 | 61.17 | 61.17 | 15.87 | 2429.64 | 2337.23 | 1017.89 | 974 | 12.99 | 2428.27 | 0.84 | 0.96 | 0.94 | 0.85 | 1472.73 | 0 | 0 | 779.28 | 0.9623 | 0.09408 | 0 | 0 | System Off | 1 | 0
2052 | 2052 | 2012-03-26 11:59 | 17.17 | 59.05 | 59.05 | 17.17 | 2379.47 | 2288.56 | 988.24 | 946 | 13.1 | 2379.52 | 0.84 | 0.96 | 0.94 | 0.83 | 1362.24 | 0 | 0 | 755.85 | 0.96493 | 0.09408 | 0 | 0 | System Off | 1 | 0
2053 | 2053 | 2012-03-26 12:59 | 17.23 | 53.96 | 53.96 | 17.23 | 2193.31 | 2107.86 | 893.31 | 854 | 13.38 | 2198.63 | 0.85 | 0.96 | 0.93 | 0.76 | 1350.25 | 0 | 0 | 679.99 | 0.94646 | 0.09408 | 0 | 0 | System Off | 1 | 0
2054 | 2054 | 2012-03-26 13:59 | 17.28 | 46.12 | 46.12 | 17.28 | 1817.21 | 1742.2 | 721.85 | 688 | 13.76 | 1835.93 | 0.87 | 0.95 | 0.93 | 0.63 | 1290.75 | 0 | 0 | 545.19 | 0.91338 | 0.09408 | 0 | 0 | System Off | 1 | 0
2055 | 2055 | 2012-03-26 14:59 | 17.34 | 36.81 | 36.81 | 17.34 | 1281.72 | 1220.26 | 501.36 | 472 | 14.14 | 1324.09 | 0.88 | 0.92 | 0.9 | 0.44 | 1002.4 | 0 | 0 | 372.2 | 0.89857 | 0.09408 | 0 | 0 | System Off | 1 | 0
2056 | 2056 | 2012-03-26 15:59 | 15.82 | 26.05 | 26.05 | 15.82 | 618.11 | 571.3 | 252.35 | 223 | 14.44 | 694.91 | 0.83 | 0.82 | 0.8 | 0.21 | 480.52 | 0 | 0 | 175.2 | 0.83978 | 0.09408 | 0 | 0 | System Off | 1 | 0
2057 | 2057 | 2012-03-26 16:59 | 14.31 | 16.21 | 16.21 | 14.31 | 96.75 | 59.79 | 44.85 | 36 | 14 | 128.14 | 0.45 | 0.47 | 0.46 | 0.02 | 41.25 | 0 | 0 | 28.44 | 0.79442 | 0.09408 | 0 | 0 | System Off | 0 | 0
2058 | 2058 | 2012-03-26 17:59 | 12.79 | 12.79 | 12.79 | 12.79 | 0 | 0 | 0 | 0 | 0 | 0 | 0 | 0 | 0 | 0 | 0 | 0 | 0 | 0 | 0 | 0 | 0 | 0 | System Off | 0 | 0
2059 | 2059 | 2012-03-26 18:59 | 11.5 | 11.5 | 11.5 | 11.5 | 0 | 0 | 0 | 0 | 0 | 0 | 0 | 0 | 0 | 0 | 0 | 0 | 0 | 0 | 0 | 0 | 0 | 0 | System Off | 0 | 0
2060 | 2060 | 2012-03-26 19:59 | 10.21 | 10.21 | 10.21 | 10.21 | 0 | 0 | 0 | 0 | 0 | 0 | 0 | 0 | 0 | 0 | 0 | 0 | 0 | 0 | 0 | 0 | 0 | 0 | System Off | 0 | 0
2061 | 2061 | 2012-03-26 20:59 | 8.92 | 8.92 | 8.92 | 8.92 | 0 | 0 | 0 | 0 | 0 | 0 | 0 | 0 | 0 | 0 | 0 | 0 | 0 | 0 | 0 | 0 | 0 | 0 | System Off | 0 | 0
2062 | 2062 | 2012-03-26 21:59 | 8.23 | 8.23 | 8.23 | 8.23 | 0 | 0 | 0 | 0 | 0 | 0 | 0 | 0 | 0 | 0 | 0 | 0 | 0 | 0 | 0 | 0 | 0 | 0 | System Off | 0 | 0
2063 | 2063 | 2012-03-26 22:59 | 7.53 | 7.53 | 7.53 | 7.53 | 0 | 0 | 0 | 0 | 0 | 0 | 0 | 0 | 0 | 0 | 0 | 0 | 0 | 0 | 0 | 0 | 0 | 0 | System Off | 0 | 0
2064 | 2064 | 2012-03-26 23:59 | 6.84 | 6.84 | 6.84 | 6.84 | 0 | 0 | 0 | 0 | 0 | 0 | 0 | 0 | 0 | 0 | 0 | 0 | 0 | 0 | 0 | 0 | 0 | 0 | System Off | 0 | 0
2065 | 2065 | 2012-03-27 00:59 | 6.72 | 6.72 | 6.72 | 6.72 | 0 | 0 | 0 | 0 | 0 | 0 | 0 | 0 | 0 | 0 | 0 | 0 | 0 | 0 | 0 | 0 | 0 | 0 | System Off | 0 | 0
2066 | 2066 | 2012-03-27 01:59 | 6.59 | 6.59 | 6.59 | 6.59 | 0 | 0 | 0 | 0 | 0 | 0 | 0 | 0 | 0 | 0 | 0 | 0 | 0 | 0 | 0 | 0 | 0 | 0 | System Off | 0 | 0
2067 | 2067 | 2012-03-27 02:59 | 6.47 | 6.47 | 6.47 | 6.47 | 0 | 0 | 0 | 0 | 0 | 0 | 0 | 0 | 0 | 0 | 0 | 0 | 0 | 0 | 0 | 0 | 0 | 0 | System Off | 0 | 0
2068 | 2068 | 2012-03-27 03:59 | 6.05 | 6.05 | 6.05 | 6.05 | 0 | 0 | 0 | 0 | 0 | 0 | 0 | 0 | 0 | 0 | 0 | 0 | 0 | 0 | 0 | 0 | 0 | 0 | System Off | 0 | 0
2069 | 2069 | 2012-03-27 04:59 | 5.64 | 5.64 | 5.64 | 5.64 | 0 | 0 | 0 | 0 | 0 | 0 | 0 | 0 | 0 | 0 | 0 | 0 | 0 | 0 | 0 | 0 | 0 | 0 | System Off | 0 | 0
2070 | 2070 | 2012-03-27 05:59 | 5.22 | 12.38 | 12.38 | 5.22 | 348.48 | 306.94 | 151.17 | 122 | 14.88 | 437.95 | 0.73 | 0.7 | 0.69 | 0.11 | 500.11 | 0 | 0 | 95.31 | 0.7574 | 0.09408 | 0 | 0 | System Off | 1 | 0
2071 | 2071 | 2012-03-27 06:59 | 7.96 | 26.82 | 26.82 | 7.96 | 1037.04 | 981.25 | 399.8 | 369 | 14.64 | 1097.73 | 0.88 | 0.89 | 0.87 | 0.35 | 1126.37 | 0 | 0 | 289.16 | 0.82011 | 0.09408 | 0 | 0 | System Off | 1 | 0
2072 | 2072 | 2012-03-27 07:59 | 10.7 | 40.14 | 40.14 | 10.7 | 1602.05 | 1532.67 | 626.41 | 594 | 14.05 | 1632.51 | 0.88 | 0.94 | 0.92 | 0.55 | 1345.53 | 0 | 0 | 468.98 | 0.88094 | 0.09408 | 0 | 0 | System Off | 1 | 0
2073 | 2073 | 2012-03-27 08:59 | 13.45 | 52.04 | 52.04 | 13.45 | 2032.49 | 1951.59 | 824.42 | 787 | 13.45 | 2045.61 | 0.86 | 0.95 | 0.93 | 0.71 | 1451.35 | 0 | 0 | 626.05 | 0.90908 | 0.09408 | 0 | 0 | System Off | 1 | 0
2074 | 2074 | 2012-03-27 09:59 | 14.9 | 55.33 | 55.33 | 14.9 | 2188.25 | 2102.94 | 898.61 | 857 | 13.3 | 2198.77 | 0.85 | 0.96 | 0.93 | 0.76 | 1439.55 | 0 | 0 | 683.04 | 0.93227 | 0.09408 | 0 | 0 | System Off | 1 | 0
2075 | 2075 | 2012-03-27 10:59 | 16.35 | 55.01 | 55.01 | 16.35 | 2171.94 | 2087.1 | 892.11 | 850 | 13.31 | 2185.8 | 0.84 | 0.95 | 0.93 | 0.75 | 1315.12 | 0 | 0 | 677.38 | 0.94015 | 0.09408 | 0 | 0 | System Off | 1 | 0
2076 | 2076 | 2012-03-27 11:59 | 17.8 | 57.64 | 57.64 | 17.8 | 2303.58 | 2214.91 | 952.96 | 911 | 13.17 | 2308.65 | 0.84 | 0.96 | 0.94 | 0.8 | 1318.4 | 0 | 0 | 727.25 | 0.9619 | 0.09408 | 0 | 0 | System Off | 1 | 0
2077 | 2077 | 2012-03-27 12:59 | 17.92 | 51.16 | 51.16 | 17.92 | 2017.91 | 1937.42 | 816.48 | 778 | 13.51 | 2033.49 | 0.86 | 0.95 | 0.93 | 0.7 | 1241.07 | 0 | 0 | 618.44 | 0.9356 | 0.09408 | 0 | 0 | System Off | 1 | 0
2078 | 2078 | 2012-03-27 13:59 | 18.03 | 43.6 | 43.6 | 18.03 | 1629.06 | 1558.98 | 644.68 | 612 | 13.86 | 1656.68 | 0.87 | 0.94 | 0.92 | 0.56 | 1155.01 | 0 | 0 | 484.31 | 0.93134 | 0.09408 | 0 | 0 | System Off | 1 | 0
2079 | 2079 | 2012-03-27 14:59 | 18.15 | 36.87 | 36.87 | 18.15 | 1233.47 | 1173.15 | 483.59 | 455 | 14.12 | 1276.86 | 0.87 | 0.92 | 0.9 | 0.42 | 963.71 | 0 | 0 | 358.91 | 0.90034 | 0.09408 | 0 | 0 | System Off | 1 | 0
2080 | 2080 | 2012-03-27 15:59 | 16.73 | 26.25 | 26.25 | 16.73 | 577.24 | 531.25 | 235.06 | 209 | 14.38 | 646.81 | 0.81 | 0.82 | 0.8 | 0.19 | 446.83 | 0 | 0 | 164.31 | 0.84263 | 0.09408 | 0 | 0 | System Off | 1 | 0
2081 | 2081 | 2012-03-27 16:59 | 15.3 | 16.91 | 16.91 | 15.3 | 89.64 | 52.8 | 37.9 | 33 | 14.15 | 107.99 | 0.53 | 0.49 | 0.48 | 0.02 | 36.43 | 0 | 0 | 26.02 | 0.7997 | 0.09408 | 0 | 0 | System Off | 0 | 0
2082 | 2082 | 2012-03-27 17:59 | 13.88 | 13.88 | 13.88 | 13.88 | 0 | 0 | 0 | 0 | 0 | 0 | 0 | 0 | 0 | 0 | 0 | 0 | 0 | 0 | 0 | 0 | 0 | 0 | System Off | 0 | 0
2083 | 2083 | 2012-03-27 18:59 | 12.79 | 12.79 | 12.79 | 12.79 | 0 | 0 | 0 | 0 | 0 | 0 | 0 | 0 | 0 | 0 | 0 | 0 | 0 | 0 | 0 | 0 | 0 | 0 | System Off | 0 | 0
2084 | 2084 | 2012-03-27 19:59 | 11.71 | 11.71 | 11.71 | 11.71 | 0 | 0 | 0 | 0 | 0 | 0 | 0 | 0 | 0 | 0 | 0 | 0 | 0 | 0 | 0 | 0 | 0 | 0 | System Off | 0 | 0
2085 | 2085 | 2012-03-27 20:59 | 10.62 | 10.62 | 10.62 | 10.62 | 0 | 0 | 0 | 0 | 0 | 0 | 0 | 0 | 0 | 0 | 0 | 0 | 0 | 0 | 0 | 0 | 0 | 0 | System Off | 0 | 0
2086 | 2086 | 2012-03-27 21:59 | 9.77 | 9.77 | 9.77 | 9.77 | 0 | 0 | 0 | 0 | 0 | 0 | 0 | 0 | 0 | 0 | 0 | 0 | 0 | 0 | 0 | 0 | 0 | 0 | System Off | 0 | 0
2087 | 2087 | 2012-03-27 22:59 | 8.93 | 8.93 | 8.93 | 8.93 | 0 | 0 | 0 | 0 | 0 | 0 | 0 | 0 | 0 | 0 | 0 | 0 | 0 | 0 | 0 | 0 | 0 | 0 | System Off | 0 | 0
2088 | 2088 | 2012-03-27 23:59 | 8.08 | 8.08 | 8.08 | 8.08 | 0 | 0 | 0 | 0 | 0 | 0 | 0 | 0 | 0 | 0 | 0 | 0 | 0 | 0 | 0 | 0 | 0 | 0 | System Off | 0 | 0
2089 | 2089 | 2012-03-28 00:59 | 7.88 | 7.88 | 7.88 | 7.88 | 0 | 0 | 0 | 0 | 0 | 0 | 0 | 0 | 0 | 0 | 0 | 0 | 0 | 0 | 0 | 0 | 0 | 0 | System Off | 0 | 0
2090 | 2090 | 2012-03-28 01:59 | 7.68 | 7.68 | 7.68 | 7.68 | 0 | 0 | 0 | 0 | 0 | 0 | 0 | 0 | 0 | 0 | 0 | 0 | 0 | 0 | 0 | 0 | 0 | 0 | System Off | 0 | 0
2091 | 2091 | 2012-03-28 02:59 | 7.48 | 7.48 | 7.48 | 7.48 | 0 | 0 | 0 | 0 | 0 | 0 | 0 | 0 | 0 | 0 | 0 | 0 | 0 | 0 | 0 | 0 | 0 | 0 | System Off | 0 | 0
2092 | 2092 | 2012-03-28 03:59 | 7.08 | 7.08 | 7.08 | 7.08 | 0 | 0 | 0 | 0 | 0 | 0 | 0 | 0 | 0 | 0 | 0 | 0 | 0 | 0 | 0 | 0 | 0 | 0 | System Off | 0 | 0
2093 | 2093 | 2012-03-28 04:59 | 6.68 | 6.68 | 6.68 | 6.68 | 0 | 0 | 0 | 0 | 0 | 0 | 0 | 0 | 0 | 0 | 0 | 0 | 0 | 0 | 0 | 0 | 0 | 0 | System Off | 0 | 0
2094 | 2094 | 2012-03-28 05:59 | 6.27 | 11.61 | 11.61 | 6.27 | 270.47 | 230.38 | 114.05 | 95 | 14.83 | 331.33 | 0.7 | 0.7 | 0.68 | 0.08 | 375.37 | 0 | 0 | 74.26 | 0.75846 | 0.09408 | 0 | 0 | System Off | 1 | 0
2095 | 2095 | 2012-03-28 06:59 | 8.92 | 27.65 | 27.65 | 8.92 | 1037.96 | 982.15 | 401.21 | 371 | 14.57 | 1098.14 | 0.9 | 0.89 | 0.87 | 0.36 | 1127.4 | 0 | 0 | 290.97 | 0.82634 | 0.09408 | 0 | 0 | System Off | 1 | 0
2096 | 2096 | 2012-03-28 07:59 | 11.57 | 40.21 | 40.21 | 11.57 | 1569.79 | 1501.23 | 614.6 | 583 | 14.02 | 1601.26 | 0.88 | 0.94 | 0.92 | 0.54 | 1317.92 | 0 | 0 | 460.43 | 0.88428 | 0.09408 | 0 | 0 | System Off | 1 | 0
2097 | 2097 | 2012-03-28 08:59 | 14.22 | 51.17 | 51.17 | 14.22 | 1961.83 | 1882.89 | 794.46 | 757 | 13.5 | 1978.57 | 0.86 | 0.95 | 0.93 | 0.68 | 1400.27 | 0 | 0 | 601.83 | 0.90801 | 0.09408 | 0 | 0 | System Off | 1 | 0
2098 | 2098 | 2012-03-28 09:59 | 15.52 | 59.01 | 59.01 | 15.52 | 2298.84 | 2210.31 | 956.15 | 914 | 13.1 | 2302.65 | 0.84 | 0.96 | 0.94 | 0.8 | 1513.05 | 0 | 0 | 730.29 | 0.94791 | 0.09408 | 0 | 0 | System Off | 1 | 0
2099 | 2099 | 2012-03-28 10:59 | 16.83 | 60.27 | 60.27 | 16.83 | 2333.42 | 2243.88 | 976.15 | 933 | 13.03 | 2337.87 | 0.83 | 0.96 | 0.94 | 0.81 | 1413.91 | 0 | 0 | 746.16 | 0.96031 | 0.09408 | 0 | 0 | System Off | 1 | 0
2100 | 2100 | 2012-03-28 11:59 | 18.14 | 56.42 | 56.42 | 18.14 | 2125.57 | 2042.05 | 878.76 | 837 | 13.23 | 2140.08 | 0.84 | 0.95 | 0.93 | 0.74 | 1215.5 | 0 | 0 | 667.7 | 0.94927 | 0.09408 | 0 | 0 | System Off | 1 | 0
2101 | 2101 | 2012-03-28 12:59 | 18.22 | 53.11 | 53.11 | 18.22 | 2005.71 | 1925.56 | 818.43 | 780 | 13.39 | 2021.59 | 0.86 | 0.95 | 0.93 | 0.7 | 1233.48 | 0 | 0 | 620.94 | 0.93814 | 0.09408 | 0 | 0 | System Off | 1 | 0
2102 | 2102 | 2012-03-28 13:59 | 18.3 | 46.63 | 46.63 | 18.3 | 1699.58 | 1627.67 | 679.27 | 646 | 13.7 | 1724.05 | 0.87 | 0.94 | 0.92 | 0.59 | 1205.91 | 0 | 0 | 512.26 | 0.91167 | 0.09408 | 0 | 0 | System Off | 1 | 0
2103 | 2103 | 2012-03-28 14:59 | 18.38 | 38.5 | 38.5 | 18.38 | 1249.08 | 1188.39 | 492.64 | 463 | 14.05 | 1292.32 | 0.87 | 0.92 | 0.9 | 0.43 | 976.22 | 0 | 0 | 365.53 | 0.90347 | 0.09408 | 0 | 0 | System Off | 1 | 0
2104 | 2104 | 2012-03-28 15:59 | 16.74 | 27.14 | 27.14 | 16.74 | 606.79 | 560.2 | 248.39 | 220 | 14.37 | 681.18 | 0.81 | 0.82 | 0.8 | 0.2 | 471.19 | 0 | 0 | 173 | 0.84486 | 0.09408 | 0 | 0 | System Off | 1 | 0
2105 | 2105 | 2012-03-28 16:59 | 15.11 | 17.36 | 17.36 | 15.11 | 100.49 | 63.45 | 52.22 | 37 | 14.15 | 148.56 | 0.38 | 0.43 | 0.42 | 0.02 | 43.78 | 0 | 0 | 29.18 | 0.79935 | 0.09408 | 0 | 0 | System Off | 0 | 0
2106 | 2106 | 2012-03-28 17:59 | 13.47 | 13.47 | 13.47 | 13.47 | 0 | 0 | 0 | 0 | 0 | 0 | 0 | 0 | 0 | 0 | 0 | 0 | 0 | 0 | 0 | 0 | 0 | 0 | System Off | 0 | 0
2107 | 2107 | 2012-03-28 18:59 | 11.89 | 11.89 | 11.89 | 11.89 | 0 | 0 | 0 | 0 | 0 | 0 | 0 | 0 | 0 | 0 | 0 | 0 | 0 | 0 | 0 | 0 | 0 | 0 | System Off | 0 | 0
2108 | 2108 | 2012-03-28 19:59 | 10.32 | 10.32 | 10.32 | 10.32 | 0 | 0 | 0 | 0 | 0 | 0 | 0 | 0 | 0 | 0 | 0 | 0 | 0 | 0 | 0 | 0 | 0 | 0 | System Off | 0 | 0
2109 | 2109 | 2012-03-28 20:59 | 8.74 | 8.74 | 8.74 | 8.74 | 0 | 0 | 0 | 0 | 0 | 0 | 0 | 0 | 0 | 0 | 0 | 0 | 0 | 0 | 0 | 0 | 0 | 0 | System Off | 0 | 0
2110 | 2110 | 2012-03-28 21:59 | 7.83 | 7.83 | 7.83 | 7.83 | 0 | 0 | 0 | 0 | 0 | 0 | 0 | 0 | 0 | 0 | 0 | 0 | 0 | 0 | 0 | 0 | 0 | 0 | System Off | 0 | 0
2111 | 2111 | 2012-03-28 22:59 | 6.91 | 6.91 | 6.91 | 6.91 | 0 | 0 | 0 | 0 | 0 | 0 | 0 | 0 | 0 | 0 | 0 | 0 | 0 | 0 | 0 | 0 | 0 | 0 | System Off | 0 | 0
2112 | 2112 | 2012-03-28 23:59 | 6 | 6 | 6 | 6 | 0 | 0 | 0 | 0 | 0 | 0 | 0 | 0 | 0 | 0 | 0 | 0 | 0 | 0 | 0 | 0 | 0 | 0 | System Off | 0 | 0
2113 | 2113 | 2012-03-29 00:59 | 5.97 | 5.97 | 5.97 | 5.97 | 0 | 0 | 0 | 0 | 0 | 0 | 0 | 0 | 0 | 0 | 0 | 0 | 0 | 0 | 0 | 0 | 0 | 0 | System Off | 0 | 0
2114 | 2114 | 2012-03-29 01:59 | 5.94 | 5.94 | 5.94 | 5.94 | 0 | 0 | 0 | 0 | 0 | 0 | 0 | 0 | 0 | 0 | 0 | 0 | 0 | 0 | 0 | 0 | 0 | 0 | System Off | 0 | 0
2115 | 2115 | 2012-03-29 02:59 | 5.91 | 5.91 | 5.91 | 5.91 | 0 | 0 | 0 | 0 | 0 | 0 | 0 | 0 | 0 | 0 | 0 | 0 | 0 | 0 | 0 | 0 | 0 | 0 | System Off | 0 | 0
2116 | 2116 | 2012-03-29 03:59 | 5.83 | 5.83 | 5.83 | 5.83 | 0 | 0 | 0 | 0 | 0 | 0 | 0 | 0 | 0 | 0 | 0 | 0 | 0 | 0 | 0 | 0 | 0 | 0 | System Off | 0 | 0
2117 | 2117 | 2012-03-29 04:59 | 5.75 | 5.75 | 5.75 | 5.75 | 0 | 0 | 0 | 0 | 0 | 0 | 0 | 0 | 0 | 0 | 0 | 0 | 0 | 0 | 0 | 0 | 0 | 0 | System Off | 0 | 0
2118 | 2118 | 2012-03-29 05:59 | 5.66 | 12.85 | 12.85 | 5.66 | 382.18 | 340 | 165.28 | 133 | 14.97 | 478.02 | 0.73 | 0.71 | 0.7 | 0.12 | 553.98 | 0 | 0 | 103.78 | 0.76196 | 0.09408 | 0 | 0 | System Off | 1 | 0
2119 | 2119 | 2012-03-29 06:59 | 7.93 | 23.6 | 23.6 | 7.93 | 997.83 | 942.92 | 379.83 | 351 | 14.81 | 1055.73 | 0.9 | 0.89 | 0.87 | 0.34 | 1082.37 | 0 | 0 | 274.46 | 0.81636 | 0.09408 | 0 | 0 | System Off | 1 | 0
2120 | 2120 | 2012-03-29 07:59 | 10.19 | 32.98 | 32.98 | 10.19 | 1524.43 | 1457.01 | 580.94 | 550 | 14.44 | 1557.58 | 0.91 | 0.94 | 0.91 | 0.53 | 1279.11 | 0 | 0 | 432.1 | 0.86867 | 0.09408 | 0 | 0 | System Off | 1 | 0
2121 | 2121 | 2012-03-29 08:59 | 12.46 | 34.88 | 34.88 | 12.46 | 1563.13 | 1494.74 | 599.93 | 568 | 14.33 | 1596.55 | 0.9 | 0.94 | 0.91 | 0.54 | 1111.6 | 0 | 0 | 446.83 | 0.88649 | 0.09408 | 0 | 0 | System Off | 1 | 0
2122 | 2122 | 2012-03-29 09:59 | 13.57 | 25.09 | 25.09 | 13.57 | 855.83 | 804.04 | 326.52 | 305 | 14.61 | 902.43 | 0.89 | 0.89 | 0.87 | 0.29 | 550.4 | 0 | 0 | 239.08 | 0.84188 | 0.09408 | 0 | 0 | System Off | 1 | 0
2123 | 2123 | 2012-03-29 10:59 | 14.68 | 17.97 | 17.97 | 14.68 | 251.93 | 212.19 | 98.37 | 91 | 14.42 | 279.23 | 0.81 | 0.76 | 0.74 | 0.08 | 133.7 | 0 | 0 | 71.51 | 0.80722 | 0.09408 | 0 | 0 | System Off | 1 | 0
2124 | 2124 | 2012-03-29 11:59 | 15.79 | 19.03 | 19.03 | 15.79 | 260.46 | 220.56 | 102.02 | 94 | 14.43 | 288.44 | 0.78 | 0.76 | 0.75 | 0.08 | 131.29 | 0 | 0 | 73.85 | 0.81445 | 0.09408 | 0 | 0 | System Off | 1 | 0
2125 | 2125 | 2012-03-29 12:59 | 15.14 | 21.65 | 21.65 | 15.14 | 533.75 | 488.63 | 205.29 | 190 | 14.63 | 574.8 | 0.88 | 0.85 | 0.83 | 0.18 | 313.01 | 0 | 0 | 148.9 | 0.82912 | 0.09408 | 0 | 0 | System Off | 1 | 0
2126 | 2126 | 2012-03-29 13:59 | 14.5 | 18.65 | 18.65 | 14.5 | 339.01 | 297.65 | 131.16 | 121 | 14.59 | 371.38 | 0.84 | 0.8 | 0.78 | 0.11 | 220.52 | 0 | 0 | 94.87 | 0.81191 | 0.09408 | 0 | 0 | System Off | 1 | 0
2127 | 2127 | 2012-03-29 14:59 | 13.85 | 21.15 | 21.15 | 13.85 | 608.49 | 561.87 | 231.77 | 216 | 14.67 | 650.15 | 0.86 | 0.86 | 0.85 | 0.2 | 461.56 | 0 | 0 | 169.19 | 0.82632 | 0.09408 | 0 | 0 | System Off | 1 | 0
2128 | 2128 | 2012-03-29 15:59 | 12.83 | 16.86 | 16.86 | 12.83 | 322.79 | 281.74 | 125.31 | 115 | 14.62 | 357.15 | 0.8 | 0.79 | 0.77 | 0.1 | 236.97 | 0 | 0 | 90.14 | 0.80077 | 0.09408 | 0 | 0 | System Off | 1 | 0
2129 | 2129 | 2012-03-29 16:59 | 11.81 | 13.02 | 13.02 | 11.81 | 80.69 | 44.01 | 36.87 | 30 | 14.01 | 106.58 | 0.54 | 0.41 | 0.4 | 0.02 | 30.36 | 0 | 0 | 23.7 | 0.77853 | 0.09408 | 0 | 0 | System Off | 0 | 0
2130 | 2130 | 2012-03-29 17:59 | 10.79 | 10.79 | 10.79 | 10.79 | 0 | 0 | 0 | 0 | 0 | 0 | 0 | 0 | 0 | 0 | 0 | 0 | 0 | 0 | 0 | 0 | 0 | 0 | System Off | 0 | 0
2131 | 2131 | 2012-03-29 18:59 | 10.09 | 10.09 | 10.09 | 10.09 | 0 | 0 | 0 | 0 | 0 | 0 | 0 | 0 | 0 | 0 | 0 | 0 | 0 | 0 | 0 | 0 | 0 | 0 | System Off | 0 | 0
2132 | 2132 | 2012-03-29 19:59 | 9.4 | 9.4 | 9.4 | 9.4 | 0 | 0 | 0 | 0 | 0 | 0 | 0 | 0 | 0 | 0 | 0 | 0 | 0 | 0 | 0 | 0 | 0 | 0 | System Off | 0 | 0
2133 | 2133 | 2012-03-29 20:59 | 8.7 | 8.7 | 8.7 | 8.7 | 0 | 0 | 0 | 0 | 0 | 0 | 0 | 0 | 0 | 0 | 0 | 0 | 0 | 0 | 0 | 0 | 0 | 0 | System Off | 0 | 0
2134 | 2134 | 2012-03-29 21:59 | 8.58 | 8.58 | 8.58 | 8.58 | 0 | 0 | 0 | 0 | 0 | 0 | 0 | 0 | 0 | 0 | 0 | 0 | 0 | 0 | 0 | 0 | 0 | 0 | System Off | 0 | 0
2135 | 2135 | 2012-03-29 22:59 | 8.46 | 8.46 | 8.46 | 8.46 | 0 | 0 | 0 | 0 | 0 | 0 | 0 | 0 | 0 | 0 | 0 | 0 | 0 | 0 | 0 | 0 | 0 | 0 | System Off | 0 | 0
2136 | 2136 | 2012-03-29 23:59 | 8.34 | 8.34 | 8.34 | 8.34 | 0 | 0 | 0 | 0 | 0 | 0 | 0 | 0 | 0 | 0 | 0 | 0 | 0 | 0 | 0 | 0 | 0 | 0 | System Off | 0 | 0
2137 | 2137 | 2012-03-30 00:59 | 7.87 | 7.87 | 7.87 | 7.87 | 0 | 0 | 0 | 0 | 0 | 0 | 0 | 0 | 0 | 0 | 0 | 0 | 0 | 0 | 0 | 0 | 0 | 0 | System Off | 0 | 0
2138 | 2138 | 2012-03-30 01:59 | 7.41 | 7.41 | 7.41 | 7.41 | 0 | 0 | 0 | 0 | 0 | 0 | 0 | 0 | 0 | 0 | 0 | 0 | 0 | 0 | 0 | 0 | 0 | 0 | System Off | 0 | 0
2139 | 2139 | 2012-03-30 02:59 | 6.94 | 6.94 | 6.94 | 6.94 | 0 | 0 | 0 | 0 | 0 | 0 | 0 | 0 | 0 | 0 | 0 | 0 | 0 | 0 | 0 | 0 | 0 | 0 | System Off | 0 | 0
2140 | 2140 | 2012-03-30 03:59 | 7.12 | 7.12 | 7.12 | 7.12 | 0 | 0 | 0 | 0 | 0 | 0 | 0 | 0 | 0 | 0 | 0 | 0 | 0 | 0 | 0 | 0 | 0 | 0 | System Off | 0 | 0
2141 | 2141 | 2012-03-30 04:59 | 7.3 | 7.3 | 7.3 | 7.3 | 0 | 0 | 0 | 0 | 0 | 0 | 0 | 0 | 0 | 0 | 0 | 0 | 0 | 0 | 0 | 0 | 0 | 0 | System Off | 0 | 0
2142 | 2142 | 2012-03-30 05:59 | 7.47 | 8.8 | 8.8 | 7.47 | 100.04 | 63.01 | 39.38 | 36 | 14.47 | 115.57 | 0.51 | 0.55 | 0.53 | 0.02 | 102.67 | 0 | 0 | 28.27 | 0.7544 | 0.09408 | 0 | 0 | System Off | 1 | 0
2143 | 2143 | 2012-03-30 06:59 | 8.29 | 10.89 | 10.89 | 8.29 | 199.91 | 161.11 | 76.51 | 71 | 14.66 | 222.86 | 0.78 | 0.72 | 0.71 | 0.06 | 184.94 | 0 | 0 | 55.62 | 0.7657 | 0.09408 | 0 | 0 | System Off | 1 | 0
2144 | 2144 | 2012-03-30 07:59 | 9.11 | 12.43 | 12.43 | 9.11 | 255.51 | 215.7 | 97.46 | 90 | 14.79 | 282.3 | 0.82 | 0.76 | 0.75 | 0.08 | 189.36 | 0 | 0 | 70.39 | 0.77403 | 0.09408 | 0 | 0 | System Off | 1 | 0
2145 | 2145 | 2012-03-30 08:59 | 9.93 | 13.21 | 13.21 | 9.93 | 249.71 | 210.01 | 95.64 | 88 | 14.78 | 276.25 | 0.84 | 0.76 | 0.74 | 0.08 | 156.18 | 0 | 0 | 68.83 | 0.77846 | 0.09408 | 0 | 0 | System Off | 1 | 0
2146 | 2146 | 2012-03-30 09:59 | 11 | 13.86 | 13.86 | 11 | 216.99 | 177.88 | 83.8 | 77 | 14.68 | 241.47 | 0.72 | 0.74 | 0.72 | 0.06 | 121.76 | 0 | 0 | 60.31 | 0.78267 | 0.09408 | 0 | 0 | System Off | 1 | 0
2147 | 2147 | 2012-03-30 10:59 | 12.08 | 18.53 | 18.53 | 12.08 | 497.21 | 452.81 | 189.46 | 176 | 14.71 | 536.67 | 0.84 | 0.84 | 0.83 | 0.16 | 285.32 | 0 | 0 | 137.78 | 0.80796 | 0.09408 | 0 | 0 | System Off | 1 | 0
2148 | 2148 | 2012-03-30 11:59 | 13.16 | 26.34 | 26.34 | 13.16 | 1021.51 | 966.07 | 388.64 | 363 | 14.66 | 1069.04 | 0.9 | 0.9 | 0.88 | 0.35 | 575.04 | 0 | 0 | 284.39 | 0.85058 | 0.09408 | 0 | 0 | System Off | 1 | 0
2149 | 2149 | 2012-03-30 12:59 | 12.75 | 20.82 | 20.82 | 12.75 | 636.45 | 589.26 | 242.17 | 225 | 14.73 | 680.17 | 0.87 | 0.87 | 0.85 | 0.21 | 377.47 | 0 | 0 | 176.1 | 0.82138 | 0.09408 | 0 | 0 | System Off | 1 | 0
2150 | 2150 | 2012-03-30 13:59 | 12.33 | 15.52 | 15.52 | 12.33 | 252.15 | 212.4 | 97.46 | 90 | 14.59 | 279.15 | 0.82 | 0.76 | 0.74 | 0.08 | 157.36 | 0 | 0 | 70.57 | 0.79302 | 0.09408 | 0 | 0 | System Off | 1 | 0
2151 | 2151 | 2012-03-30 14:59 | 11.92 | 15.92 | 15.92 | 11.92 | 324.28 | 283.2 | 124.28 | 115 | 14.69 | 355.45 | 0.8 | 0.8 | 0.78 | 0.1 | 232.64 | 0 | 0 | 90.06 | 0.79535 | 0.09408 | 0 | 0 | System Off | 1 | 0
2152 | 2152 | 2012-03-30 15:59 | 11.26 | 15.31 | 15.31 | 11.26 | 312.94 | 272.07 | 120.63 | 111 | 14.68 | 345.76 | 0.83 | 0.79 | 0.77 | 0.1 | 228.84 | 0 | 0 | 86.93 | 0.79068 | 0.09408 | 0 | 0 | System Off | 1 | 0
2153 | 2153 | 2012-03-30 16:59 | 10.59 | 11.39 | 11.39 | 10.59 | 56.31 | 20.04 | 22.77 | 21 | 13.97 | 66.21 | 0.44 | 0.3 | 0.3 | 0.01 | 13.83 | 0 | 0 | 16.6 | 0.76968 | 0.09408 | 0 | 0 | System Off | 0 | 0
2154 | 2154 | 2012-03-30 17:59 | 9.93 | 9.93 | 9.93 | 9.93 | 0 | 0 | 0 | 0 | 0 | 0 | 0 | 0 | 0 | 0 | 0 | 0 | 0 | 0 | 0 | 0 | 0 | 0 | System Off | 0 | 0
2155 | 2155 | 2012-03-30 18:59 | 9.32 | 9.32 | 9.32 | 9.32 | 0 | 0 | 0 | 0 | 0 | 0 | 0 | 0 | 0 | 0 | 0 | 0 | 0 | 0 | 0 | 0 | 0 | 0 | System Off | 0 | 0
2156 | 2156 | 2012-03-30 19:59 | 8.7 | 8.7 | 8.7 | 8.7 | 0 | 0 | 0 | 0 | 0 | 0 | 0 | 0 | 0 | 0 | 0 | 0 | 0 | 0 | 0 | 0 | 0 | 0 | System Off | 0 | 0
2157 | 2157 | 2012-03-30 20:59 | 8.09 | 8.09 | 8.09 | 8.09 | 0 | 0 | 0 | 0 | 0 | 0 | 0 | 0 | 0 | 0 | 0 | 0 | 0 | 0 | 0 | 0 | 0 | 0 | System Off | 0 | 0
2158 | 2158 | 2012-03-30 21:59 | 7.76 | 7.76 | 7.76 | 7.76 | 0 | 0 | 0 | 0 | 0 | 0 | 0 | 0 | 0 | 0 | 0 | 0 | 0 | 0 | 0 | 0 | 0 | 0 | System Off | 0 | 0
2159 | 2159 | 2012-03-30 22:59 | 7.44 | 7.44 | 7.44 | 7.44 | 0 | 0 | 0 | 0 | 0 | 0 | 0 | 0 | 0 | 0 | 0 | 0 | 0 | 0 | 0 | 0 | 0 | 0 | System Off | 0 | 0
2160 | 2160 | 2012-03-30 23:59 | 7.11 | 7.11 | 7.11 | 7.11 | 0 | 0 | 0 | 0 | 0 | 0 | 0 | 0 | 0 | 0 | 0 | 0 | 0 | 0 | 0 | 0 | 0 | 0 | System Off | 0 | 0
2161 | 2161 | 2012-03-31 00:59 | 6.59 | 6.59 | 6.59 | 6.59 | 0 | 0 | 0 | 0 | 0 | 0 | 0 | 0 | 0 | 0 | 0 | 0 | 0 | 0 | 0 | 0 | 0 | 0 | System Off | 0 | 0
2162 | 2162 | 2012-03-31 01:59 | 6.08 | 6.08 | 6.08 | 6.08 | 0 | 0 | 0 | 0 | 0 | 0 | 0 | 0 | 0 | 0 | 0 | 0 | 0 | 0 | 0 | 0 | 0 | 0 | System Off | 0 | 0
2163 | 2163 | 2012-03-31 02:59 | 5.56 | 5.56 | 5.56 | 5.56 | 0 | 0 | 0 | 0 | 0 | 0 | 0 | 0 | 0 | 0 | 0 | 0 | 0 | 0 | 0 | 0 | 0 | 0 | System Off | 0 | 0
2164 | 2164 | 2012-03-31 03:59 | 5.69 | 5.69 | 5.69 | 5.69 | 0 | 0 | 0 | 0 | 0 | 0 | 0 | 0 | 0 | 0 | 0 | 0 | 0 | 0 | 0 | 0 | 0 | 0 | System Off | 0 | 0
2165 | 2165 | 2012-03-31 04:59 | 5.82 | 5.82 | 5.82 | 5.82 | 0 | 0 | 0 | 0 | 0 | 0 | 0 | 0 | 0 | 0 | 0 | 0 | 0 | 0 | 0 | 0 | 0 | 0 | System Off | 0 | 0
2166 | 2166 | 2012-03-31 05:59 | 5.95 | 6.86 | 6.86 | 5.95 | 64.74 | 28.33 | 25.5 | 23 | 14.66 | 75.36 | 0.39 | 0.38 | 0.37 | 0.01 | 36.33 | 0 | 0 | 18.02 | 0.74323 | 0.09408 | 0 | 0 | System Off | 0 | 0
2167 | 2167 | 2012-03-31 06:59 | 7.25 | 9.66 | 9.66 | 7.25 | 181.07 | 142.61 | 69.23 | 64 | 14.74 | 202.53 | 0.72 | 0.7 | 0.69 | 0.05 | 142.26 | 0 | 0 | 50.09 | 0.75835 | 0.09408 | 0 | 0 | System Off | 1 | 0
2168 | 2168 | 2012-03-31 07:59 | 8.55 | 11.23 | 11.23 | 8.55 | 207.05 | 168.12 | 79.24 | 73 | 14.77 | 230.53 | 0.76 | 0.73 | 0.71 | 0.06 | 131.87 | 0 | 0 | 57.11 | 0.76757 | 0.09408 | 0 | 0 | System Off | 1 | 0
2169 | 2169 | 2012-03-31 08:59 | 9.86 | 12.2 | 12.2 | 9.86 | 184.01 | 145.5 | 71.05 | 66 | 14.52 | 205.96 | 0.7 | 0.71 | 0.69 | 0.05 | 95.2 | 0 | 0 | 51.8 | 0.77393 | 0.09408 | 0 | 0 | System Off | 1 | 0
2170 | 2170 | 2012-03-31 09:59 | 10.57 | 12.57 | 12.57 | 10.57 | 156.8 | 118.77 | 61.03 | 56 | 14.58 | 176.68 | 0.66 | 0.67 | 0.66 | 0.04 | 71.33 | 0 | 0 | 43.91 | 0.77617 | 0.09408 | 0 | 0 | System Off | 0 | 0
2171 | 2171 | 2012-03-31 10:59 | 11.28 | 13.7 | 13.7 | 11.28 | 192.6 | 153.93 | 74.69 | 69 | 14.54 | 215.35 | 0.8 | 0.71 | 0.7 | 0.06 | 88.08 | 0 | 0 | 54.14 | 0.78282 | 0.09408 | 0 | 0 | System Off | 1 | 0
2172 | 2172 | 2012-03-31 11:59 | 12 | 16.16 | 16.16 | 12 | 337.63 | 296.29 | 129.34 | 120 | 14.65 | 369.59 | 0.85 | 0.8 | 0.78 | 0.11 | 167.13 | 0 | 0 | 94.02 | 0.79679 | 0.09408 | 0 | 0 | System Off | 1 | 0
2173 | 2173 | 2012-03-31 12:59 | 11.39 | 13.08 | 13.08 | 11.39 | 134.58 | 96.95 | 52.83 | 49 | 14.3 | 152.67 | 0.76 | 0.64 | 0.62 | 0.04 | 60.57 | 0 | 0 | 38.56 | 0.77968 | 0.09408 | 0 | 0 | System Off | 0 | 0
2174 | 2174 | 2012-03-31 13:59 | 10.78 | 12.43 | 12.43 | 10.78 | 132.55 | 94.95 | 51.92 | 48 | 14.38 | 150.39 | 0.58 | 0.63 | 0.62 | 0.03 | 67.06 | 0 | 0 | 37.74 | 0.77591 | 0.09408 | 0 | 0 | System Off | 0 | 0
2175 | 2175 | 2012-03-31 14:59 | 10.17 | 16.42 | 16.42 | 10.17 | 525.74 | 480.78 | 197.89 | 184 | 14.88 | 564.91 | 0.86 | 0.85 | 0.83 | 0.17 | 357.52 | 0 | 0 | 143.74 | 0.79803 | 0.09408 | 0 | 0 | System Off | 1 | 0
2176 | 2176 | 2012-03-31 15:59 | 9.28 | 17.16 | 17.16 | 9.28 | 611.37 | 564.69 | 239.14 | 213 | 14.95 | 680.81 | 0.84 | 0.83 | 0.81 | 0.2 | 428.41 | 0 | 0 | 166.25 | 0.79821 | 0.09408 | 0 | 0 | System Off | 1 | 0
2177 | 2177 | 2012-03-31 16:59 | 8.38 | 9.92 | 9.92 | 8.38 | 109.8 | 72.61 | 44.74 | 39 | 14.66 | 130.78 | 0.67 | 0.56 | 0.54 | 0.03 | 53.21 | 0 | 0 | 30.55 | 0.76021 | 0.09408 | 0 | 0 | System Off | 0 | 0
2178 | 2178 | 2012-03-31 17:59 | 7.49 | 7.49 | 7.49 | 7.49 | 0 | 0 | 0 | 0 | 0 | 0 | 0 | 0 | 0 | 0 | 0 | 0 | 0 | 0 | 0 | 0 | 0 | 0 | System Off | 0 | 0
2179 | 2179 | 2012-03-31 18:59 | 6.68 | 6.68 | 6.68 | 6.68 | 0 | 0 | 0 | 0 | 0 | 0 | 0 | 0 | 0 | 0 | 0 | 0 | 0 | 0 | 0 | 0 | 0 | 0 | System Off | 0 | 0
2180 | 2180 | 2012-03-31 19:59 | 5.86 | 5.86 | 5.86 | 5.86 | 0 | 0 | 0 | 0 | 0 | 0 | 0 | 0 | 0 | 0 | 0 | 0 | 0 | 0 | 0 | 0 | 0 | 0 | System Off | 0 | 0
2181 | 2181 | 2012-03-31 20:59 | 5.05 | 5.05 | 5.05 | 5.05 | 0 | 0 | 0 | 0 | 0 | 0 | 0 | 0 | 0 | 0 | 0 | 0 | 0 | 0 | 0 | 0 | 0 | 0 | System Off | 0 | 0
2182 | 2182 | 2012-03-31 21:59 | 4.69 | 4.69 | 4.69 | 4.69 | 0 | 0 | 0 | 0 | 0 | 0 | 0 | 0 | 0 | 0 | 0 | 0 | 0 | 0 | 0 | 0 | 0 | 0 | System Off | 0 | 0
2183 | 2183 | 2012-03-31 22:59 | 4.34 | 4.34 | 4.34 | 4.34 | 0 | 0 | 0 | 0 | 0 | 0 | 0 | 0 | 0 | 0 | 0 | 0 | 0 | 0 | 0 | 0 | 0 | 0 | System Off | 0 | 0
2184 | 2184 | 2012-03-31 23:59 | 3.98 | 3.98 | 3.98 | 3.98 | 0 | 0 | 0 | 0 | 0 | 0 | 0 | 0 | 0 | 0 | 0 | 0 | 0 | 0 | 0 | 0 | 0 | 0 | System Off | 0 | 0
2185 | 2185 | 2012-04-01 00:59 | 2.45 | 2.45 | 2.45 | 2.45 | 0 | 0 | 0 | 0 | 0 | 0 | 0 | 0 | 0 | 0 | 0 | 0 | 0 | 0 | 0 | 0 | 0 | 0 | System Off | 0 | 0
2186 | 2186 | 2012-04-01 01:59 | 0.91 | 0.91 | 0.91 | 0.91 | 0 | 0 | 0 | 0 | 0 | 0 | 0 | 0 | 0 | 0 | 0 | 0 | 0 | 0 | 0 | 0 | 0 | 0 | System Off | 0 | 0
2187 | 2187 | 2012-04-01 02:59 | -0.62 | -0.62 | -0.62 | -0.62 | 0 | 0 | 0 | 0 | 0 | 0 | 0 | 0 | 0 | 0 | 0 | 0 | 0 | 0 | 0 | 0 | 0 | 0 | System Off | 0 | 0
2188 | 2188 | 2012-04-01 03:59 | -0.8 | -0.8 | -0.8 | -0.8 | 0 | 0 | 0 | 0 | 0 | 0 | 0 | 0 | 0 | 0 | 0 | 0 | 0 | 0 | 0 | 0 | 0 | 0 | System Off | 0 | 0
2189 | 2189 | 2012-04-01 04:59 | -0.98 | -0.98 | -0.98 | -0.98 | 0 | 0 | 0 | 0 | 0 | 0 | 0 | 0 | 0 | 0 | 0 | 0 | 0 | 0 | 0 | 0 | 0 | 0 | System Off | 0 | 0
2190 | 2190 | 2012-04-01 05:59 | -1.16 | 5.55 | 5.55 | -1.16 | 338.57 | 297.21 | 137.39 | 115 | 15.33 | 407.87 | 0.8 | 0.73 | 0.71 | 0.11 | 381.16 | 0 | 0 | 89.32 | 0.73797 | 0.09408 | 0 | 0 | System Off | 1 | 0
2191 | 2191 | 2012-04-01 06:59 | 1.09 | 21.07 | 21.07 | 1.09 | 1102.87 | 1045.59 | 413.93 | 383 | 15 | 1161.5 | 0.92 | 0.9 | 0.88 | 0.38 | 1043.06 | 0 | 0 | 298.75 | 0.78153 | 0.09408 | 0 | 0 | System Off | 1 | 0
2192 | 2192 | 2012-04-01 07:59 | 3.34 | 33.34 | 33.34 | 3.34 | 1654.08 | 1583.35 | 628.8 | 596 | 14.45 | 1683.51 | 0.91 | 0.94 | 0.92 | 0.57 | 1241.93 | 0 | 0 | 468.13 | 0.83531 | 0.09408 | 0 | 0 | System Off | 1 | 0
2193 | 2193 | 2012-04-01 08:59 | 5.59 | 40.23 | 40.23 | 5.59 | 1890.41 | 1813.43 | 734.3 | 698 | 14.11 | 1912.98 | 0.9 | 0.95 | 0.93 | 0.66 | 1186.52 | 0 | 0 | 550.68 | 0.86909 | 0.09408 | 0 | 0 | System Off | 1 | 0
2194 | 2194 | 2012-04-01 09:59 | 6.63 | 49.19 | 49.19 | 6.63 | 2351.15 | 2261.09 | 938.36 | 896 | 13.67 | 2356.39 | 0.87 | 0.96 | 0.94 | 0.82 | 1358.03 | 0 | 0 | 710.82 | 0.91476 | 0.09408 | 0 | 0 | System Off | 1 | 0
2195 | 2195 | 2012-04-01 10:59 | 7.66 | 53.1 | 53.1 | 7.66 | 2575.11 | 2478.28 | 1040.27 | 996 | 13.47 | 2569.67 | 0.87 | 0.96 | 0.94 | 0.9 | 1418.15 | 0 | 0 | 792.16 | 0.91286 | 0.09408 | 0 | 0 | System Off | 1 | 0
2196 | 2196 | 2012-04-01 11:59 | 8.7 | 48.12 | 48.12 | 8.7 | 2354.04 | 2263.89 | 935.86 | 893 | 13.73 | 2360.59 | 0.88 | 0.96 | 0.94 | 0.82 | 1277.02 | 0 | 0 | 707.88 | 0.9273 | 0.09408 | 0 | 0 | System Off | 1 | 0
2197 | 2197 | 2012-04-01 12:59 | 9.06 | 36.91 | 36.91 | 9.06 | 1786.41 | 1712.22 | 687.59 | 652 | 14.27 | 1815.16 | 0.9 | 0.94 | 0.92 | 0.62 | 1069.79 | 0 | 0 | 513.32 | 0.8816 | 0.09408 | 0 | 0 | System Off | 1 | 0
2198 | 2198 | 2012-04-01 13:59 | 9.42 | 32.92 | 32.92 | 9.42 | 1584.13 | 1515.2 | 602.33 | 571 | 14.45 | 1615.32 | 0.91 | 0.94 | 0.92 | 0.55 | 1070.13 | 0 | 0 | 448.52 | 0.86792 | 0.09408 | 0 | 0 | System Off | 1 | 0
2199 | 2199 | 2012-04-01 14:59 | 9.78 | 23.29 | 23.29 | 9.78 | 954.88 | 900.93 | 359.42 | 336 | 14.8 | 1000.15 | 0.92 | 0.9 | 0.88 | 0.33 | 669.95 | 0 | 0 | 262.75 | 0.82467 | 0.09408 | 0 | 0 | System Off | 1 | 0
2200 | 2200 | 2012-04-01 15:59 | 8.6 | 17.26 | 17.26 | 8.6 | 559.08 | 513.45 | 217.95 | 196 | 14.86 | 620.28 | 0.87 | 0.83 | 0.81 | 0.19 | 389.54 | 0 | 0 | 153.16 | 0.79101 | 0.09408 | 0 | 0 | System Off | 1 | 0
2201 | 2201 | 2012-04-01 16:59 | 7.41 | 9.66 | 9.66 | 7.41 | 125.59 | 88.11 | 53.39 | 45 | 14.54 | 156.2 | 0.56 | 0.56 | 0.55 | 0.03 | 64.58 | 0 | 0 | 35.31 | 0.75574 | 0.09408 | 0 | 0 | System Off | 0 | 0
2202 | 2202 | 2012-04-01 17:59 | 6.23 | 6.23 | 6.23 | 6.23 | 0 | 0 | 0 | 0 | 0 | 0 | 0 | 0 | 0 | 0 | 0 | 0 | 0 | 0 | 0 | 0 | 0 | 0 | System Off | 0 | 0
2203 | 2203 | 2012-04-01 18:59 | 5.11 | 5.11 | 5.11 | 5.11 | 0 | 0 | 0 | 0 | 0 | 0 | 0 | 0 | 0 | 0 | 0 | 0 | 0 | 0 | 0 | 0 | 0 | 0 | System Off | 0 | 0
2204 | 2204 | 2012-04-01 19:59 | 3.98 | 3.98 | 3.98 | 3.98 | 0 | 0 | 0 | 0 | 0 | 0 | 0 | 0 | 0 | 0 | 0 | 0 | 0 | 0 | 0 | 0 | 0 | 0 | System Off | 0 | 0
2205 | 2205 | 2012-04-01 20:59 | 2.86 | 2.86 | 2.86 | 2.86 | 0 | 0 | 0 | 0 | 0 | 0 | 0 | 0 | 0 | 0 | 0 | 0 | 0 | 0 | 0 | 0 | 0 | 0 | System Off | 0 | 0
2206 | 2206 | 2012-04-01 21:59 | 2.54 | 2.54 | 2.54 | 2.54 | 0 | 0 | 0 | 0 | 0 | 0 | 0 | 0 | 0 | 0 | 0 | 0 | 0 | 0 | 0 | 0 | 0 | 0 | System Off | 0 | 0
2207 | 2207 | 2012-04-01 22:59 | 2.21 | 2.21 | 2.21 | 2.21 | 0 | 0 | 0 | 0 | 0 | 0 | 0 | 0 | 0 | 0 | 0 | 0 | 0 | 0 | 0 | 0 | 0 | 0 | System Off | 0 | 0
2208 | 2208 | 2012-04-01 23:59 | 1.89 | 1.89 | 1.89 | 1.89 | 0 | 0 | 0 | 0 | 0 | 0 | 0 | 0 | 0 | 0 | 0 | 0 | 0 | 0 | 0 | 0 | 0 | 0 | System Off | 0 | 0
2209 | 2209 | 2012-04-02 00:59 | 1.65 | 1.65 | 1.65 | 1.65 | 0 | 0 | 0 | 0 | 0 | 0 | 0 | 0 | 0 | 0 | 0 | 0 | 0 | 0 | 0 | 0 | 0 | 0 | System Off | 0 | 0
2210 | 2210 | 2012-04-02 01:59 | 1.41 | 1.41 | 1.41 | 1.41 | 0 | 0 | 0 | 0 | 0 | 0 | 0 | 0 | 0 | 0 | 0 | 0 | 0 | 0 | 0 | 0 | 0 | 0 | System Off | 0 | 0
2211 | 2211 | 2012-04-02 02:59 | 1.16 | 1.16 | 1.16 | 1.16 | 0 | 0 | 0 | 0 | 0 | 0 | 0 | 0 | 0 | 0 | 0 | 0 | 0 | 0 | 0 | 0 | 0 | 0 | System Off | 0 | 0
2212 | 2212 | 2012-04-02 03:59 | 1.45 | 1.45 | 1.45 | 1.45 | 0 | 0 | 0 | 0 | 0 | 0 | 0 | 0 | 0 | 0 | 0 | 0 | 0 | 0 | 0 | 0 | 0 | 0 | System Off | 0 | 0
2213 | 2213 | 2012-04-02 04:59 | 1.73 | 1.73 | 1.73 | 1.73 | 0 | 0 | 0 | 0 | 0 | 0 | 0 | 0 | 0 | 0 | 0 | 0 | 0 | 0 | 0 | 0 | 0 | 0 | System Off | 0 | 0
2214 | 2214 | 2012-04-02 05:59 | 2.02 | 3.85 | 3.85 | 2.02 | 95.17 | 58.23 | 36.43 | 33 | 15.02 | 108.81 | 0.55 | 0.54 | 0.52 | 0.02 | 74.68 | 0 | 0 | 25.73 | 0.74113 | 0.09408 | 0 | 0 | System Off | 1 | 0
2215 | 2215 | 2012-04-02 06:59 | 4.06 | 9.81 | 9.81 | 4.06 | 303.03 | 262.34 | 113.65 | 105 | 15.03 | 332.32 | 0.79 | 0.79 | 0.77 | 0.09 | 261.71 | 0 | 0 | 81.87 | 0.74753 | 0.09408 | 0 | 0 | System Off | 1 | 0
2216 | 2216 | 2012-04-02 07:59 | 6.11 | 20.04 | 20.04 | 6.11 | 729.83 | 680.71 | 274.08 | 256 | 14.85 | 772.02 | 0.91 | 0.88 | 0.86 | 0.25 | 533.93 | 0 | 0 | 200.07 | 0.7876 | 0.09408 | 0 | 0 | System Off | 1 | 0
2217 | 2217 | 2012-04-02 08:59 | 8.15 | 23.41 | 23.41 | 8.15 | 785.89 | 735.59 | 298.69 | 279 | 14.67 | 830.78 | 0.9 | 0.89 | 0.87 | 0.27 | 481.29 | 0 | 0 | 218.54 | 0.80414 | 0.09408 | 0 | 0 | System Off | 1 | 0
2218 | 2218 | 2012-04-02 09:59 | 9.31 | 30.14 | 30.14 | 9.31 | 1049.03 | 992.97 | 404.27 | 378 | 14.45 | 1095.95 | 0.89 | 0.91 | 0.89 | 0.36 | 596.39 | 0 | 0 | 296.9 | 0.83015 | 0.09408 | 0 | 0 | System Off | 1 | 0
2219 | 2219 | 2012-04-02 10:59 | 10.47 | 53.24 | 53.24 | 10.47 | 2009.78 | 1929.51 | 823.08 | 782 | 13.39 | 2031.99 | 0.85 | 0.95 | 0.93 | 0.7 | 1104.13 | 0 | 0 | 622.58 | 0.91751 | 0.09408 | 0 | 0 | System Off | 1 | 0
2220 | 2220 | 2012-04-02 11:59 | 11.64 | 41.87 | 41.87 | 11.64 | 1451.58 | 1385.99 | 576.9 | 544 | 13.9 | 1493 | 0.87 | 0.93 | 0.91 | 0.5 | 781.81 | 0 | 0 | 430.32 | 0.87726 | 0.09408 | 0 | 0 | System Off | 1 | 0
2221 | 2221 | 2012-04-02 12:59 | 12.16 | 30.07 | 30.07 | 12.16 | 871.46 | 819.33 | 338.86 | 316 | 14.36 | 918.89 | 0.89 | 0.89 | 0.87 | 0.3 | 511.92 | 0 | 0 | 248.49 | 0.83561 | 0.09408 | 0 | 0 | System Off | 1 | 0
2222 | 2222 | 2012-04-02 13:59 | 12.68 | 37.68 | 37.68 | 12.68 | 1191.22 | 1131.89 | 468.59 | 441 | 14.07 | 1233.26 | 0.87 | 0.92 | 0.9 | 0.41 | 799.41 | 0 | 0 | 348.09 | 0.86338 | 0.09408 | 0 | 0 | System Off | 1 | 0
2223 | 2223 | 2012-04-02 14:59 | 13.2 | 29.63 | 29.63 | 13.2 | 782.98 | 732.75 | 304.97 | 285 | 14.31 | 828.38 | 0.89 | 0.88 | 0.86 | 0.27 | 544.89 | 0 | 0 | 224.27 | 0.83597 | 0.09408 | 0 | 0 | System Off | 1 | 0
2224 | 2224 | 2012-04-02 15:59 | 11.87 | 18.74 | 18.74 | 11.87 | 339.61 | 298.24 | 132.53 | 122 | 14.5 | 375.12 | 0.83 | 0.8 | 0.78 | 0.11 | 226.26 | 0 | 0 | 95.77 | 0.79644 | 0.09408 | 0 | 0 | System Off | 1 | 0
2225 | 2225 | 2012-04-02 16:59 | 10.53 | 12.75 | 12.75 | 10.53 | 109.58 | 72.39 | 44.34 | 40 | 14.27 | 128.28 | 0.68 | 0.56 | 0.55 | 0.03 | 53.05 | 0 | 0 | 31.49 | 0.77293 | 0.09408 | 0 | 0 | System Off | 0 | 0
2226 | 2226 | 2012-04-02 17:59 | 9.2 | 9.2 | 9.2 | 9.2 | 0 | 0 | 0 | 0 | 0 | 0 | 0 | 0 | 0 | 0 | 0 | 0 | 0 | 0 | 0 | 0 | 0 | 0 | System Off | 0 | 0
2227 | 2227 | 2012-04-02 18:59 | 8.14 | 8.14 | 8.14 | 8.14 | 0 | 0 | 0 | 0 | 0 | 0 | 0 | 0 | 0 | 0 | 0 | 0 | 0 | 0 | 0 | 0 | 0 | 0 | System Off | 0 | 0
2228 | 2228 | 2012-04-02 19:59 | 7.08 | 7.08 | 7.08 | 7.08 | 0 | 0 | 0 | 0 | 0 | 0 | 0 | 0 | 0 | 0 | 0 | 0 | 0 | 0 | 0 | 0 | 0 | 0 | System Off | 0 | 0
2229 | 2229 | 2012-04-02 20:59 | 6.03 | 6.03 | 6.03 | 6.03 | 0 | 0 | 0 | 0 | 0 | 0 | 0 | 0 | 0 | 0 | 0 | 0 | 0 | 0 | 0 | 0 | 0 | 0 | System Off | 0 | 0
2230 | 2230 | 2012-04-02 21:59 | 5.33 | 5.33 | 5.33 | 5.33 | 0 | 0 | 0 | 0 | 0 | 0 | 0 | 0 | 0 | 0 | 0 | 0 | 0 | 0 | 0 | 0 | 0 | 0 | System Off | 0 | 0
2231 | 2231 | 2012-04-02 22:59 | 4.63 | 4.63 | 4.63 | 4.63 | 0 | 0 | 0 | 0 | 0 | 0 | 0 | 0 | 0 | 0 | 0 | 0 | 0 | 0 | 0 | 0 | 0 | 0 | System Off | 0 | 0
2232 | 2232 | 2012-04-02 23:59 | 3.93 | 3.93 | 3.93 | 3.93 | 0 | 0 | 0 | 0 | 0 | 0 | 0 | 0 | 0 | 0 | 0 | 0 | 0 | 0 | 0 | 0 | 0 | 0 | System Off | 0 | 0
2233 | 2233 | 2012-04-03 00:59 | 4.05 | 4.05 | 4.05 | 4.05 | 0 | 0 | 0 | 0 | 0 | 0 | 0 | 0 | 0 | 0 | 0 | 0 | 0 | 0 | 0 | 0 | 0 | 0 | System Off | 0 | 0
2234 | 2234 | 2012-04-03 01:59 | 4.17 | 4.17 | 4.17 | 4.17 | 0 | 0 | 0 | 0 | 0 | 0 | 0 | 0 | 0 | 0 | 0 | 0 | 0 | 0 | 0 | 0 | 0 | 0 | System Off | 0 | 0
2235 | 2235 | 2012-04-03 02:59 | 4.28 | 4.28 | 4.28 | 4.28 | 0 | 0 | 0 | 0 | 0 | 0 | 0 | 0 | 0 | 0 | 0 | 0 | 0 | 0 | 0 | 0 | 0 | 0 | System Off | 0 | 0
2236 | 2236 | 2012-04-03 03:59 | 4.06 | 4.06 | 4.06 | 4.06 | 0 | 0 | 0 | 0 | 0 | 0 | 0 | 0 | 0 | 0 | 0 | 0 | 0 | 0 | 0 | 0 | 0 | 0 | System Off | 0 | 0
2237 | 2237 | 2012-04-03 04:59 | 3.85 | 3.85 | 3.85 | 3.85 | 0 | 0 | 0 | 0 | 0 | 0 | 0 | 0 | 0 | 0 | 0 | 0 | 0 | 0 | 0 | 0 | 0 | 0 | System Off | 0 | 0
2238 | 2238 | 2012-04-03 05:59 | 3.63 | 9.38 | 9.38 | 3.63 | 286.48 | 246.1 | 115.57 | 99 | 15.07 | 338.46 | 0.78 | 0.73 | 0.71 | 0.09 | 315.61 | 0 | 0 | 77.15 | 0.74396 | 0.09408 | 0 | 0 | System Off | 1 | 0
2239 | 2239 | 2012-04-03 06:59 | 6.6 | 15.3 | 15.3 | 6.6 | 458.38 | 414.74 | 173.04 | 160 | 14.92 | 496.01 | 0.87 | 0.84 | 0.82 | 0.15 | 413.74 | 0 | 0 | 124.93 | 0.77247 | 0.09408 | 0 | 0 | System Off | 1 | 0
2240 | 2240 | 2012-04-03 07:59 | 9.57 | 31.59 | 31.59 | 9.57 | 1124.75 | 1066.96 | 432.68 | 407 | 14.39 | 1166.38 | 0.9 | 0.91 | 0.89 | 0.39 | 836.89 | 0 | 0 | 319.93 | 0.83735 | 0.09408 | 0 | 0 | System Off | 1 | 0
2241 | 2241 | 2012-04-03 08:59 | 12.54 | 43.09 | 43.09 | 12.54 | 1492.64 | 1426.02 | 593.55 | 561 | 13.86 | 1528.47 | 0.88 | 0.93 | 0.91 | 0.52 | 933.04 | 0 | 0 | 443.99 | 0.88629 | 0.09408 | 0 | 0 | System Off | 1 | 0
2242 | 2242 | 2012-04-03 09:59 | 13.74 | 63.15 | 63.15 | 13.74 | 2317.52 | 2228.45 | 980.86 | 938 | 12.87 | 2319.55 | 0.83 | 0.96 | 0.94 | 0.81 | 1338.43 | 0 | 0 | 751.64 | 0.94172 | 0.09408 | 0 | 0 | System Off | 1 | 0
2243 | 2243 | 2012-04-03 10:59 | 14.94 | 65.46 | 65.46 | 14.94 | 2395.17 | 2303.8 | 1023.25 | 979 | 12.74 | 2395.01 | 0.81 | 0.96 | 0.94 | 0.83 | 1318.31 | 0 | 0 | 785.72 | 0.95787 | 0.09408 | 0 | 0 | System Off | 1 | 0
2244 | 2244 | 2012-04-03 11:59 | 16.14 | 66.13 | 66.13 | 16.14 | 2416.71 | 2324.69 | 1033.72 | 991 | 12.7 | 2412.22 | 0.81 | 0.96 | 0.94 | 0.84 | 1311.32 | 0 | 0 | 795.76 | 0.96815 | 0.09408 | 0 | 0 | System Off | 1 | 0
2245 | 2245 | 2012-04-03 12:59 | 16.36 | 56.55 | 56.55 | 16.36 | 2023.52 | 1942.87 | 837.4 | 799 | 13.19 | 2038.29 | 0.84 | 0.95 | 0.93 | 0.7 | 1213.9 | 0 | 0 | 637.68 | 0.9304 | 0.09408 | 0 | 0 | System Off | 1 | 0
2246 | 2246 | 2012-04-03 13:59 | 16.59 | 32.35 | 32.35 | 16.59 | 843.39 | 791.87 | 330.89 | 309 | 14.22 | 889.35 | 0.88 | 0.89 | 0.87 | 0.29 | 559.27 | 0 | 0 | 243.44 | 0.86154 | 0.09408 | 0 | 0 | System Off | 1 | 0
2247 | 2247 | 2012-04-03 14:59 | 16.82 | 34.12 | 34.12 | 16.82 | 931.92 | 878.47 | 366.52 | 343 | 14.15 | 978.3 | 0.87 | 0.9 | 0.88 | 0.32 | 653.25 | 0 | 0 | 270.45 | 0.86973 | 0.09408 | 0 | 0 | System Off | 1 | 0
2248 | 2248 | 2012-04-03 15:59 | 15.45 | 25.45 | 25.45 | 15.45 | 533.32 | 488.21 | 214.72 | 193 | 14.39 | 592.64 | 0.84 | 0.82 | 0.81 | 0.18 | 370.39 | 0 | 0 | 151.71 | 0.8317 | 0.09408 | 0 | 0 | System Off | 1 | 0
2249 | 2249 | 2012-04-03 16:59 | 14.07 | 16.51 | 16.51 | 14.07 | 126.2 | 88.71 | 53.13 | 46 | 14.29 | 151.62 | 0.56 | 0.59 | 0.57 | 0.03 | 65.02 | 0 | 0 | 36.21 | 0.79491 | 0.09408 | 0 | 0 | System Off | 0 | 0
2250 | 2250 | 2012-04-03 17:59 | 12.7 | 12.7 | 12.7 | 12.7 | 0 | 0 | 0 | 0 | 0 | 0 | 0 | 0 | 0 | 0 | 0 | 0 | 0 | 0 | 0 | 0 | 0 | 0 | System Off | 0 | 0
2251 | 2251 | 2012-04-03 18:59 | 11.97 | 11.97 | 11.97 | 11.97 | 0 | 0 | 0 | 0 | 0 | 0 | 0 | 0 | 0 | 0 | 0 | 0 | 0 | 0 | 0 | 0 | 0 | 0 | System Off | 0 | 0
2252 | 2252 | 2012-04-03 19:59 | 11.24 | 11.24 | 11.24 | 11.24 | 0 | 0 | 0 | 0 | 0 | 0 | 0 | 0 | 0 | 0 | 0 | 0 | 0 | 0 | 0 | 0 | 0 | 0 | System Off | 0 | 0
2253 | 2253 | 2012-04-03 20:59 | 10.51 | 10.51 | 10.51 | 10.51 | 0 | 0 | 0 | 0 | 0 | 0 | 0 | 0 | 0 | 0 | 0 | 0 | 0 | 0 | 0 | 0 | 0 | 0 | System Off | 0 | 0
2254 | 2254 | 2012-04-03 21:59 | 10.23 | 10.23 | 10.23 | 10.23 | 0 | 0 | 0 | 0 | 0 | 0 | 0 | 0 | 0 | 0 | 0 | 0 | 0 | 0 | 0 | 0 | 0 | 0 | System Off | 0 | 0
2255 | 2255 | 2012-04-03 22:59 | 9.96 | 9.96 | 9.96 | 9.96 | 0 | 0 | 0 | 0 | 0 | 0 | 0 | 0 | 0 | 0 | 0 | 0 | 0 | 0 | 0 | 0 | 0 | 0 | System Off | 0 | 0
2256 | 2256 | 2012-04-03 23:59 | 9.68 | 9.68 | 9.68 | 9.68 | 0 | 0 | 0 | 0 | 0 | 0 | 0 | 0 | 0 | 0 | 0 | 0 | 0 | 0 | 0 | 0 | 0 | 0 | System Off | 0 | 0
2257 | 2257 | 2012-04-04 00:59 | 9.03 | 9.03 | 9.03 | 9.03 | 0 | 0 | 0 | 0 | 0 | 0 | 0 | 0 | 0 | 0 | 0 | 0 | 0 | 0 | 0 | 0 | 0 | 0 | System Off | 0 | 0
2258 | 2258 | 2012-04-04 01:59 | 8.38 | 8.38 | 8.38 | 8.38 | 0 | 0 | 0 | 0 | 0 | 0 | 0 | 0 | 0 | 0 | 0 | 0 | 0 | 0 | 0 | 0 | 0 | 0 | System Off | 0 | 0
2259 | 2259 | 2012-04-04 02:59 | 7.72 | 7.72 | 7.72 | 7.72 | 0 | 0 | 0 | 0 | 0 | 0 | 0 | 0 | 0 | 0 | 0 | 0 | 0 | 0 | 0 | 0 | 0 | 0 | System Off | 0 | 0
2260 | 2260 | 2012-04-04 03:59 | 7.47 | 7.47 | 7.47 | 7.47 | 0 | 0 | 0 | 0 | 0 | 0 | 0 | 0 | 0 | 0 | 0 | 0 | 0 | 0 | 0 | 0 | 0 | 0 | System Off | 0 | 0
2261 | 2261 | 2012-04-04 04:59 | 7.22 | 7.22 | 7.22 | 7.22 | 0 | 0 | 0 | 0 | 0 | 0 | 0 | 0 | 0 | 0 | 0 | 0 | 0 | 0 | 0 | 0 | 0 | 0 | System Off | 0 | 0
2262 | 2262 | 2012-04-04 05:59 | 6.97 | 10.3 | 10.3 | 6.97 | 179.84 | 141.4 | 70.55 | 64 | 14.64 | 205.92 | 0.71 | 0.69 | 0.67 | 0.05 | 181.34 | 0 | 0 | 50.15 | 0.75675 | 0.09408 | 0 | 0 | System Off | 1 | 0
2263 | 2263 | 2012-04-04 06:59 | 8.37 | 14.69 | 14.69 | 8.37 | 379.48 | 337.35 | 143.88 | 133 | 14.86 | 413.36 | 0.83 | 0.82 | 0.8 | 0.12 | 336.54 | 0 | 0 | 103.93 | 0.77778 | 0.09408 | 0 | 0 | System Off | 1 | 0
2264 | 2264 | 2012-04-04 07:59 | 9.78 | 13.82 | 13.82 | 9.78 | 256.47 | 216.65 | 98.37 | 91 | 14.68 | 283.51 | 0.81 | 0.76 | 0.75 | 0.08 | 169.93 | 0 | 0 | 71.27 | 0.77817 | 0.09408 | 0 | 0 | System Off | 1 | 0
2265 | 2265 | 2012-04-04 08:59 | 11.18 | 21.39 | 21.39 | 11.18 | 697.19 | 648.75 | 264.47 | 246 | 14.76 | 741.21 | 0.87 | 0.88 | 0.86 | 0.23 | 424.48 | 0 | 0 | 192.47 | 0.81594 | 0.09408 | 0 | 0 | System Off | 1 | 0
2266 | 2266 | 2012-04-04 09:59 | 11.78 | 22.86 | 22.86 | 11.78 | 734.71 | 685.49 | 280.11 | 261 | 14.66 | 780.71 | 0.89 | 0.88 | 0.86 | 0.25 | 411.71 | 0 | 0 | 204.46 | 0.82249 | 0.09408 | 0 | 0 | System Off | 1 | 0
2267 | 2267 | 2012-04-04 10:59 | 12.38 | 18.36 | 18.36 | 12.38 | 383.69 | 341.48 | 147.56 | 137 | 14.59 | 418.24 | 0.81 | 0.82 | 0.8 | 0.12 | 195.41 | 0 | 0 | 107.43 | 0.80232 | 0.09408 | 0 | 0 | System Off | 1 | 0
2268 | 2268 | 2012-04-04 11:59 | 12.98 | 33.73 | 33.73 | 12.98 | 1288.34 | 1226.72 | 498.94 | 468 | 14.34 | 1333.79 | 0.88 | 0.92 | 0.9 | 0.44 | 691.97 | 0 | 0 | 368.14 | 0.87021 | 0.09408 | 0 | 0 | System Off | 1 | 0
2269 | 2269 | 2012-04-04 12:59 | 12.82 | 20.9 | 20.9 | 12.82 | 501.31 | 456.82 | 192.74 | 179 | 14.59 | 541.18 | 0.88 | 0.84 | 0.83 | 0.17 | 285.42 | 0 | 0 | 140.36 | 0.81302 | 0.09408 | 0 | 0 | System Off | 1 | 0
2270 | 2270 | 2012-04-04 13:59 | 12.66 | 15.35 | 15.35 | 12.66 | 162.1 | 123.98 | 63.76 | 59 | 14.31 | 182.73 | 0.63 | 0.68 | 0.66 | 0.04 | 87.56 | 0 | 0 | 46.43 | 0.78907 | 0.09408 | 0 | 0 | System Off | 1 | 0
2271 | 2271 | 2012-04-04 14:59 | 12.5 | 16.15 | 16.15 | 12.5 | 219.7 | 180.54 | 85.62 | 79 | 14.48 | 244.67 | 0.82 | 0.74 | 0.72 | 0.07 | 134.26 | 0 | 0 | 62.03 | 0.79194 | 0.09408 | 0 | 0 | System Off | 1 | 0
2272 | 2272 | 2012-04-04 15:59 | 11.7 | 19.09 | 19.09 | 11.7 | 428.91 | 385.84 | 167.3 | 153 | 14.6 | 472.9 | 0.84 | 0.82 | 0.8 | 0.14 | 292.72 | 0 | 0 | 119.95 | 0.80134 | 0.09408 | 0 | 0 | System Off | 1 | 0
2273 | 2273 | 2012-04-04 16:59 | 10.9 | 13.29 | 13.29 | 10.9 | 127.08 | 89.58 | 51.98 | 46 | 14.39 | 150.1 | 0.58 | 0.6 | 0.58 | 0.03 | 65.65 | 0 | 0 | 36.16 | 0.77623 | 0.09408 | 0 | 0 | System Off | 0 | 0
2274 | 2274 | 2012-04-04 17:59 | 10.1 | 10.1 | 10.1 | 10.1 | 0 | 0 | 0 | 0 | 0 | 0 | 0 | 0 | 0 | 0 | 0 | 0 | 0 | 0 | 0 | 0 | 0 | 0 | System Off | 0 | 0
2275 | 2275 | 2012-04-04 18:59 | 9.36 | 9.36 | 9.36 | 9.36 | 0 | 0 | 0 | 0 | 0 | 0 | 0 | 0 | 0 | 0 | 0 | 0 | 0 | 0 | 0 | 0 | 0 | 0 | System Off | 0 | 0
2276 | 2276 | 2012-04-04 19:59 | 8.62 | 8.62 | 8.62 | 8.62 | 0 | 0 | 0 | 0 | 0 | 0 | 0 | 0 | 0 | 0 | 0 | 0 | 0 | 0 | 0 | 0 | 0 | 0 | System Off | 0 | 0
2277 | 2277 | 2012-04-04 20:59 | 7.88 | 7.88 | 7.88 | 7.88 | 0 | 0 | 0 | 0 | 0 | 0 | 0 | 0 | 0 | 0 | 0 | 0 | 0 | 0 | 0 | 0 | 0 | 0 | System Off | 0 | 0
2278 | 2278 | 2012-04-04 21:59 | 7.75 | 7.75 | 7.75 | 7.75 | 0 | 0 | 0 | 0 | 0 | 0 | 0 | 0 | 0 | 0 | 0 | 0 | 0 | 0 | 0 | 0 | 0 | 0 | System Off | 0 | 0
2279 | 2279 | 2012-04-04 22:59 | 7.61 | 7.61 | 7.61 | 7.61 | 0 | 0 | 0 | 0 | 0 | 0 | 0 | 0 | 0 | 0 | 0 | 0 | 0 | 0 | 0 | 0 | 0 | 0 | System Off | 0 | 0
2280 | 2280 | 2012-04-04 23:59 | 7.48 | 7.48 | 7.48 | 7.48 | 0 | 0 | 0 | 0 | 0 | 0 | 0 | 0 | 0 | 0 | 0 | 0 | 0 | 0 | 0 | 0 | 0 | 0 | System Off | 0 | 0
2281 | 2281 | 2012-04-05 00:59 | 7.1 | 7.1 | 7.1 | 7.1 | 0 | 0 | 0 | 0 | 0 | 0 | 0 | 0 | 0 | 0 | 0 | 0 | 0 | 0 | 0 | 0 | 0 | 0 | System Off | 0 | 0
2282 | 2282 | 2012-04-05 01:59 | 6.72 | 6.72 | 6.72 | 6.72 | 0 | 0 | 0 | 0 | 0 | 0 | 0 | 0 | 0 | 0 | 0 | 0 | 0 | 0 | 0 | 0 | 0 | 0 | System Off | 0 | 0
2283 | 2283 | 2012-04-05 02:59 | 6.33 | 6.33 | 6.33 | 6.33 | 0 | 0 | 0 | 0 | 0 | 0 | 0 | 0 | 0 | 0 | 0 | 0 | 0 | 0 | 0 | 0 | 0 | 0 | System Off | 0 | 0
2284 | 2284 | 2012-04-05 03:59 | 6.44 | 6.44 | 6.44 | 6.44 | 0 | 0 | 0 | 0 | 0 | 0 | 0 | 0 | 0 | 0 | 0 | 0 | 0 | 0 | 0 | 0 | 0 | 0 | System Off | 0 | 0
2285 | 2285 | 2012-04-05 04:59 | 6.55 | 6.55 | 6.55 | 6.55 | 0 | 0 | 0 | 0 | 0 | 0 | 0 | 0 | 0 | 0 | 0 | 0 | 0 | 0 | 0 | 0 | 0 | 0 | System Off | 0 | 0
2286 | 2286 | 2012-04-05 05:59 | 6.66 | 8.86 | 8.86 | 6.66 | 131.01 | 93.44 | 50.83 | 47 | 14.52 | 149.13 | 0.59 | 0.63 | 0.61 | 0.03 | 119.84 | 0 | 0 | 36.89 | 0.75179 | 0.09408 | 0 | 0 | System Off | 1 | 0
2287 | 2287 | 2012-04-05 06:59 | 7.72 | 11.46 | 11.46 | 7.72 | 231.65 | 192.28 | 88.35 | 82 | 14.71 | 256.82 | 0.79 | 0.75 | 0.73 | 0.07 | 191.81 | 0 | 0 | 64.19 | 0.76445 | 0.09408 | 0 | 0 | System Off | 1 | 0
2288 | 2288 | 2012-04-05 07:59 | 8.77 | 13.98 | 13.98 | 8.77 | 330.78 | 289.57 | 125.7 | 116 | 14.85 | 362.06 | 0.8 | 0.8 | 0.78 | 0.1 | 227.13 | 0 | 0 | 90.65 | 0.77693 | 0.09408 | 0 | 0 | System Off | 1 | 0
2289 | 2289 | 2012-04-05 08:59 | 9.83 | 15.18 | 15.18 | 9.83 | 346.49 | 304.99 | 132.07 | 122 | 14.79 | 378.76 | 0.83 | 0.81 | 0.79 | 0.11 | 199.55 | 0 | 0 | 95.41 | 0.7843 | 0.09408 | 0 | 0 | System Off | 1 | 0
2290 | 2290 | 2012-04-05 09:59 | 10.68 | 16.8 | 16.8 | 10.68 | 391.17 | 348.82 | 149.38 | 138 | 14.76 | 425.85 | 0.87 | 0.82 | 0.8 | 0.13 | 209.51 | 0 | 0 | 107.97 | 0.79236 | 0.09408 | 0 | 0 | System Off | 1 | 0
2291 | 2291 | 2012-04-05 10:59 | 11.52 | 18.58 | 18.58 | 11.52 | 445.05 | 401.66 | 170.33 | 158 | 14.67 | 482.39 | 0.88 | 0.83 | 0.81 | 0.15 | 229.84 | 0 | 0 | 123.76 | 0.80119 | 0.09408 | 0 | 0 | System Off | 1 | 0
2292 | 2292 | 2012-04-05 11:59 | 12.37 | 17.57 | 17.57 | 12.37 | 320.89 | 279.87 | 123.88 | 115 | 14.53 | 352.15 | 0.81 | 0.79 | 0.78 | 0.1 | 157.87 | 0 | 0 | 90.24 | 0.79806 | 0.09408 | 0 | 0 | System Off | 1 | 0
2293 | 2293 | 2012-04-05 12:59 | 12.48 | 17.24 | 17.24 | 12.48 | 296.77 | 256.19 | 114.77 | 106 | 14.58 | 326.65 | 0.78 | 0.78 | 0.77 | 0.09 | 160.07 | 0 | 0 | 83.12 | 0.79697 | 0.09408 | 0 | 0 | System Off | 1 | 0
2294 | 2294 | 2012-04-05 13:59 | 12.59 | 16.44 | 16.44 | 12.59 | 241.38 | 201.83 | 93.82 | 87 | 14.45 | 267.81 | 0.75 | 0.75 | 0.74 | 0.07 | 142.54 | 0 | 0 | 68.34 | 0.79401 | 0.09408 | 0 | 0 | System Off | 1 | 0
2295 | 2295 | 2012-04-05 14:59 | 12.71 | 16.41 | 16.41 | 12.71 | 234.09 | 194.67 | 91.09 | 84 | 14.51 | 260.04 | 0.77 | 0.75 | 0.73 | 0.07 | 144.76 | 0 | 0 | 65.93 | 0.79413 | 0.09408 | 0 | 0 | System Off | 1 | 0
2296 | 2296 | 2012-04-05 15:59 | 11.89 | 15.56 | 15.56 | 11.89 | 227.65 | 188.35 | 88.44 | 82 | 14.46 | 253.26 | 0.79 | 0.74 | 0.73 | 0.07 | 142.89 | 0 | 0 | 64.4 | 0.78891 | 0.09408 | 0 | 0 | System Off | 1 | 0
2297 | 2297 | 2012-04-05 16:59 | 11.06 | 12.53 | 12.53 | 11.06 | 86.76 | 49.97 | 34.61 | 32 | 14.12 | 100.22 | 0.58 | 0.5 | 0.49 | 0.02 | 36.62 | 0 | 0 | 25.24 | 0.77451 | 0.09408 | 0 | 0 | System Off | 0 | 0
2298 | 2298 | 2012-04-05 17:59 | 10.24 | 10.24 | 10.24 | 10.24 | 0 | 0 | 0 | 0 | 0 | 0 | 0 | 0 | 0 | 0 | 0 | 0 | 0 | 0 | 0 | 0 | 0 | 0 | System Off | 0 | 0
2299 | 2299 | 2012-04-05 18:59 | 9.35 | 9.35 | 9.35 | 9.35 | 0 | 0 | 0 | 0 | 0 | 0 | 0 | 0 | 0 | 0 | 0 | 0 | 0 | 0 | 0 | 0 | 0 | 0 | System Off | 0 | 0
2300 | 2300 | 2012-04-05 19:59 | 8.45 | 8.45 | 8.45 | 8.45 | 0 | 0 | 0 | 0 | 0 | 0 | 0 | 0 | 0 | 0 | 0 | 0 | 0 | 0 | 0 | 0 | 0 | 0 | System Off | 0 | 0
2301 | 2301 | 2012-04-05 20:59 | 7.56 | 7.56 | 7.56 | 7.56 | 0 | 0 | 0 | 0 | 0 | 0 | 0 | 0 | 0 | 0 | 0 | 0 | 0 | 0 | 0 | 0 | 0 | 0 | System Off | 0 | 0
2302 | 2302 | 2012-04-05 21:59 | 6.89 | 6.89 | 6.89 | 6.89 | 0 | 0 | 0 | 0 | 0 | 0 | 0 | 0 | 0 | 0 | 0 | 0 | 0 | 0 | 0 | 0 | 0 | 0 | System Off | 0 | 0
2303 | 2303 | 2012-04-05 22:59 | 6.22 | 6.22 | 6.22 | 6.22 | 0 | 0 | 0 | 0 | 0 | 0 | 0 | 0 | 0 | 0 | 0 | 0 | 0 | 0 | 0 | 0 | 0 | 0 | System Off | 0 | 0
2304 | 2304 | 2012-04-05 23:59 | 5.55 | 5.55 | 5.55 | 5.55 | 0 | 0 | 0 | 0 | 0 | 0 | 0 | 0 | 0 | 0 | 0 | 0 | 0 | 0 | 0 | 0 | 0 | 0 | System Off | 0 | 0
2305 | 2305 | 2012-04-06 00:59 | 4.43 | 4.43 | 4.43 | 4.43 | 0 | 0 | 0 | 0 | 0 | 0 | 0 | 0 | 0 | 0 | 0 | 0 | 0 | 0 | 0 | 0 | 0 | 0 | System Off | 0 | 0
2306 | 2306 | 2012-04-06 01:59 | 3.31 | 3.31 | 3.31 | 3.31 | 0 | 0 | 0 | 0 | 0 | 0 | 0 | 0 | 0 | 0 | 0 | 0 | 0 | 0 | 0 | 0 | 0 | 0 | System Off | 0 | 0
2307 | 2307 | 2012-04-06 02:59 | 2.19 | 2.19 | 2.19 | 2.19 | 0 | 0 | 0 | 0 | 0 | 0 | 0 | 0 | 0 | 0 | 0 | 0 | 0 | 0 | 0 | 0 | 0 | 0 | System Off | 0 | 0
2308 | 2308 | 2012-04-06 03:59 | 2.42 | 2.42 | 2.42 | 2.42 | 0 | 0 | 0 | 0 | 0 | 0 | 0 | 0 | 0 | 0 | 0 | 0 | 0 | 0 | 0 | 0 | 0 | 0 | System Off | 0 | 0
2309 | 2309 | 2012-04-06 04:59 | 2.64 | 2.64 | 2.64 | 2.64 | 0 | 0 | 0 | 0 | 0 | 0 | 0 | 0 | 0 | 0 | 0 | 0 | 0 | 0 | 0 | 0 | 0 | 0 | System Off | 0 | 0
2310 | 2310 | 2012-04-06 05:59 | 2.87 | 4.85 | 4.85 | 2.87 | 117.06 | 79.74 | 44.63 | 41 | 14.87 | 132.83 | 0.67 | 0.6 | 0.59 | 0.03 | 102.26 | 0 | 0 | 32.03 | 0.74754 | 0.09408 | 0 | 0 | System Off | 1 | 0
2311 | 2311 | 2012-04-06 06:59 | 4.69 | 9.66 | 9.66 | 4.69 | 297.85 | 257.25 | 111.7 | 103 | 15.06 | 326.78 | 0.81 | 0.79 | 0.77 | 0.09 | 256.63 | 0 | 0 | 80.28 | 0.75078 | 0.09408 | 0 | 0 | System Off | 1 | 0
2312 | 2312 | 2012-04-06 07:59 | 6.52 | 14.8 | 14.8 | 6.52 | 495.06 | 450.7 | 185.62 | 172 | 14.99 | 533.04 | 0.86 | 0.85 | 0.83 | 0.16 | 353.51 | 0 | 0 | 134.18 | 0.77422 | 0.09408 | 0 | 0 | System Off | 1 | 0
2313 | 2313 | 2012-04-06 08:59 | 8.34 | 17.2 | 17.2 | 8.34 | 524.12 | 479.19 | 198.17 | 184 | 14.84 | 564.12 | 0.86 | 0.85 | 0.83 | 0.17 | 313.53 | 0 | 0 | 143.82 | 0.78722 | 0.09408 | 0 | 0 | System Off | 1 | 0
2314 | 2314 | 2012-04-06 09:59 | 9.34 | 24.49 | 24.49 | 9.34 | 888.13 | 835.64 | 337.75 | 315 | 14.68 | 935.61 | 0.89 | 0.89 | 0.87 | 0.3 | 501.89 | 0 | 0 | 246.69 | 0.8181 | 0.09408 | 0 | 0 | System Off | 1 | 0
2315 | 2315 | 2012-04-06 10:59 | 10.33 | 32.86 | 32.86 | 10.33 | 1296.39 | 1234.58 | 500.37 | 470 | 14.37 | 1342.19 | 0.9 | 0.92 | 0.9 | 0.45 | 706.47 | 0 | 0 | 369.58 | 0.85417 | 0.09408 | 0 | 0 | System Off | 1 | 0
2316 | 2316 | 2012-04-06 11:59 | 11.33 | 42.53 | 42.53 | 11.33 | 1748.19 | 1675 | 690.3 | 653 | 13.94 | 1781.71 | 0.88 | 0.94 | 0.92 | 0.61 | 944.84 | 0 | 0 | 516.24 | 0.8966 | 0.09408 | 0 | 0 | System Off | 1 | 0
2317 | 2317 | 2012-04-06 12:59 | 11.58 | 52.89 | 52.89 | 11.58 | 2283.35 | 2195.28 | 924.14 | 885 | 13.44 | 2284.82 | 0.85 | 0.96 | 0.94 | 0.79 | 1371.61 | 0 | 0 | 704.13 | 0.91632 | 0.09408 | 0 | 0 | System Off | 1 | 0
2318 | 2318 | 2012-04-06 13:59 | 11.83 | 42.74 | 42.74 | 11.83 | 1779.7 | 1705.69 | 698.81 | 665 | 13.94 | 1802.13 | 0.89 | 0.95 | 0.92 | 0.62 | 1204.66 | 0 | 0 | 525.76 | 0.90212 | 0.09408 | 0 | 0 | System Off | 1 | 0
2319 | 2319 | 2012-04-06 14:59 | 12.08 | 33.48 | 33.48 | 12.08 | 1265.18 | 1204.11 | 489.11 | 460 | 14.32 | 1308.78 | 0.9 | 0.92 | 0.9 | 0.44 | 895.4 | 0 | 0 | 361.91 | 0.86308 | 0.09408 | 0 | 0 | System Off | 1 | 0
2320 | 2320 | 2012-04-06 15:59 | 10.97 | 22.28 | 22.28 | 10.97 | 640.1 | 592.84 | 255.69 | 228 | 14.62 | 714.22 | 0.82 | 0.83 | 0.81 | 0.21 | 449.77 | 0 | 0 | 178.7 | 0.81132 | 0.09408 | 0 | 0 | System Off | 1 | 0
2321 | 2321 | 2012-04-06 16:59 | 9.86 | 12.18 | 12.18 | 9.86 | 122.77 | 85.35 | 51.86 | 44 | 14.53 | 150.36 | 0.58 | 0.57 | 0.56 | 0.03 | 62.55 | 0 | 0 | 34.53 | 0.76976 | 0.09408 | 0 | 0 | System Off | 0 | 0
2322 | 2322 | 2012-04-06 17:59 | 8.75 | 8.75 | 8.75 | 8.75 | 0 | 0 | 0 | 0 | 0 | 0 | 0 | 0 | 0 | 0 | 0 | 0 | 0 | 0 | 0 | 0 | 0 | 0 | System Off | 0 | 0
2323 | 2323 | 2012-04-06 18:59 | 7.93 | 7.93 | 7.93 | 7.93 | 0 | 0 | 0 | 0 | 0 | 0 | 0 | 0 | 0 | 0 | 0 | 0 | 0 | 0 | 0 | 0 | 0 | 0 | System Off | 0 | 0
2324 | 2324 | 2012-04-06 19:59 | 7.11 | 7.11 | 7.11 | 7.11 | 0 | 0 | 0 | 0 | 0 | 0 | 0 | 0 | 0 | 0 | 0 | 0 | 0 | 0 | 0 | 0 | 0 | 0 | System Off | 0 | 0
2325 | 2325 | 2012-04-06 20:59 | 6.3 | 6.3 | 6.3 | 6.3 | 0 | 0 | 0 | 0 | 0 | 0 | 0 | 0 | 0 | 0 | 0 | 0 | 0 | 0 | 0 | 0 | 0 | 0 | System Off | 0 | 0
2326 | 2326 | 2012-04-06 21:59 | 6.08 | 6.08 | 6.08 | 6.08 | 0 | 0 | 0 | 0 | 0 | 0 | 0 | 0 | 0 | 0 | 0 | 0 | 0 | 0 | 0 | 0 | 0 | 0 | System Off | 0 | 0
2327 | 2327 | 2012-04-06 22:59 | 5.87 | 5.87 | 5.87 | 5.87 | 0 | 0 | 0 | 0 | 0 | 0 | 0 | 0 | 0 | 0 | 0 | 0 | 0 | 0 | 0 | 0 | 0 | 0 | System Off | 0 | 0
2328 | 2328 | 2012-04-06 23:59 | 5.65 | 5.65 | 5.65 | 5.65 | 0 | 0 | 0 | 0 | 0 | 0 | 0 | 0 | 0 | 0 | 0 | 0 | 0 | 0 | 0 | 0 | 0 | 0 | System Off | 0 | 0
2329 | 2329 | 2012-04-07 00:59 | 5.16 | 5.16 | 5.16 | 5.16 | 0 | 0 | 0 | 0 | 0 | 0 | 0 | 0 | 0 | 0 | 0 | 0 | 0 | 0 | 0 | 0 | 0 | 0 | System Off | 0 | 0
2330 | 2330 | 2012-04-07 01:59 | 4.66 | 4.66 | 4.66 | 4.66 | 0 | 0 | 0 | 0 | 0 | 0 | 0 | 0 | 0 | 0 | 0 | 0 | 0 | 0 | 0 | 0 | 0 | 0 | System Off | 0 | 0
2331 | 2331 | 2012-04-07 02:59 | 4.16 | 4.16 | 4.16 | 4.16 | 0 | 0 | 0 | 0 | 0 | 0 | 0 | 0 | 0 | 0 | 0 | 0 | 0 | 0 | 0 | 0 | 0 | 0 | System Off | 0 | 0
2332 | 2332 | 2012-04-07 03:59 | 4.32 | 4.32 | 4.32 | 4.32 | 0 | 0 | 0 | 0 | 0 | 0 | 0 | 0 | 0 | 0 | 0 | 0 | 0 | 0 | 0 | 0 | 0 | 0 | System Off | 0 | 0
2333 | 2333 | 2012-04-07 04:59 | 4.47 | 4.47 | 4.47 | 4.47 | 0 | 0 | 0 | 0 | 0 | 0 | 0 | 0 | 0 | 0 | 0 | 0 | 0 | 0 | 0 | 0 | 0 | 0 | System Off | 0 | 0
2334 | 2334 | 2012-04-07 05:59 | 4.63 | 6.07 | 6.07 | 4.63 | 94.24 | 57.32 | 36.43 | 33 | 14.87 | 107.97 | 0.55 | 0.53 | 0.52 | 0.02 | 73.51 | 0 | 0 | 25.78 | 0.73754 | 0.09408 | 0 | 0 | System Off | 1 | 0
2335 | 2335 | 2012-04-07 06:59 | 5.28 | 8.3 | 8.3 | 5.28 | 204.63 | 165.75 | 77.42 | 71 | 15.01 | 227.62 | 0.77 | 0.73 | 0.71 | 0.06 | 165.35 | 0 | 0 | 55.37 | 0.74826 | 0.09408 | 0 | 0 | System Off | 1 | 0
2336 | 2336 | 2012-04-07 07:59 | 5.94 | 12.33 | 12.33 | 5.94 | 445.28 | 401.89 | 166.12 | 154 | 15.06 | 481.34 | 0.9 | 0.83 | 0.82 | 0.15 | 315.23 | 0 | 0 | 120.03 | 0.76746 | 0.09408 | 0 | 0 | System Off | 1 | 0
2337 | 2337 | 2012-04-07 08:59 | 6.59 | 11.23 | 11.23 | 6.59 | 324.51 | 283.42 | 122.06 | 113 | 14.96 | 355.08 | 0.82 | 0.8 | 0.78 | 0.1 | 185.44 | 0 | 0 | 88.19 | 0.76363 | 0.09408 | 0 | 0 | System Off | 1 | 0
2338 | 2338 | 2012-04-07 09:59 | 7.07 | 10.27 | 10.27 | 7.07 | 232.8 | 193.41 | 88.35 | 82 | 14.79 | 257.92 | 0.79 | 0.75 | 0.73 | 0.07 | 116.16 | 0 | 0 | 64.14 | 0.76067 | 0.09408 | 0 | 0 | System Off | 1 | 0
2339 | 2339 | 2012-04-07 10:59 | 7.55 | 10.55 | 10.55 | 7.55 | 227.56 | 188.26 | 86.53 | 80 | 14.82 | 252.35 | 0.81 | 0.75 | 0.73 | 0.07 | 107.73 | 0 | 0 | 62.55 | 0.76307 | 0.09408 | 0 | 0 | System Off | 1 | 0
2340 | 2340 | 2012-04-07 11:59 | 8.04 | 14.12 | 14.12 | 8.04 | 488.61 | 444.38 | 183.08 | 170 | 14.97 | 527.08 | 0.87 | 0.84 | 0.83 | 0.16 | 250.67 | 0 | 0 | 132.65 | 0.78276 | 0.09408 | 0 | 0 | System Off | 1 | 0
2341 | 2341 | 2012-04-07 12:59 | 8.01 | 16.88 | 16.88 | 8.01 | 701.2 | 652.69 | 261.78 | 243 | 15.03 | 746.06 | 0.92 | 0.87 | 0.86 | 0.24 | 407.8 | 0 | 0 | 189.47 | 0.79629 | 0.09408 | 0 | 0 | System Off | 1 | 0
2342 | 2342 | 2012-04-07 13:59 | 7.98 | 20 | 20 | 7.98 | 932.58 | 879.12 | 347.07 | 325 | 14.95 | 977.79 | 0.92 | 0.9 | 0.88 | 0.32 | 620.88 | 0 | 0 | 253.68 | 0.81163 | 0.09408 | 0 | 0 | System Off | 1 | 0
2343 | 2343 | 2012-04-07 14:59 | 7.95 | 15.7 | 15.7 | 7.95 | 586.11 | 539.94 | 219.09 | 204 | 14.96 | 627.1 | 0.91 | 0.86 | 0.84 | 0.2 | 401.52 | 0 | 0 | 159.19 | 0.78863 | 0.09408 | 0 | 0 | System Off | 1 | 0
2344 | 2344 | 2012-04-07 15:59 | 7.26 | 12.49 | 12.49 | 7.26 | 372.91 | 330.91 | 141.32 | 130 | 14.94 | 409.24 | 0.85 | 0.81 | 0.79 | 0.12 | 251.05 | 0 | 0 | 101.48 | 0.77071 | 0.09408 | 0 | 0 | System Off | 1 | 0
2345 | 2345 | 2012-04-07 16:59 | 6.56 | 8.56 | 8.56 | 6.56 | 130.94 | 93.37 | 51.39 | 46 | 14.83 | 150.93 | 0.58 | 0.62 | 0.61 | 0.03 | 68.43 | 0 | 0 | 35.96 | 0.751 | 0.09408 | 0 | 0 | System Off | 0 | 0
2346 | 2346 | 2012-04-07 17:59 | 5.87 | 5.87 | 5.87 | 5.87 | 0 | 0 | 0 | 0 | 0 | 0 | 0 | 0 | 0 | 0 | 0 | 0 | 0 | 0 | 0 | 0 | 0 | 0 | System Off | 0 | 0
2347 | 2347 | 2012-04-07 18:59 | 5.09 | 5.09 | 5.09 | 5.09 | 0 | 0 | 0 | 0 | 0 | 0 | 0 | 0 | 0 | 0 | 0 | 0 | 0 | 0 | 0 | 0 | 0 | 0 | System Off | 0 | 0
2348 | 2348 | 2012-04-07 19:59 | 4.31 | 4.31 | 4.31 | 4.31 | 0 | 0 | 0 | 0 | 0 | 0 | 0 | 0 | 0 | 0 | 0 | 0 | 0 | 0 | 0 | 0 | 0 | 0 | System Off | 0 | 0
2349 | 2349 | 2012-04-07 20:59 | 3.54 | 3.54 | 3.54 | 3.54 | 0 | 0 | 0 | 0 | 0 | 0 | 0 | 0 | 0 | 0 | 0 | 0 | 0 | 0 | 0 | 0 | 0 | 0 | System Off | 0 | 0
2350 | 2350 | 2012-04-07 21:59 | 2.88 | 2.88 | 2.88 | 2.88 | 0 | 0 | 0 | 0 | 0 | 0 | 0 | 0 | 0 | 0 | 0 | 0 | 0 | 0 | 0 | 0 | 0 | 0 | System Off | 0 | 0
2351 | 2351 | 2012-04-07 22:59 | 2.22 | 2.22 | 2.22 | 2.22 | 0 | 0 | 0 | 0 | 0 | 0 | 0 | 0 | 0 | 0 | 0 | 0 | 0 | 0 | 0 | 0 | 0 | 0 | System Off | 0 | 0
2352 | 2352 | 2012-04-07 23:59 | 1.56 | 1.56 | 1.56 | 1.56 | 0 | 0 | 0 | 0 | 0 | 0 | 0 | 0 | 0 | 0 | 0 | 0 | 0 | 0 | 0 | 0 | 0 | 0 | System Off | 0 | 0
2353 | 2353 | 2012-04-08 00:59 | 1.26 | 1.26 | 1.26 | 1.26 | 0 | 0 | 0 | 0 | 0 | 0 | 0 | 0 | 0 | 0 | 0 | 0 | 0 | 0 | 0 | 0 | 0 | 0 | System Off | 0 | 0
2354 | 2354 | 2012-04-08 01:59 | 0.96 | 0.96 | 0.96 | 0.96 | 0 | 0 | 0 | 0 | 0 | 0 | 0 | 0 | 0 | 0 | 0 | 0 | 0 | 0 | 0 | 0 | 0 | 0 | System Off | 0 | 0
2355 | 2355 | 2012-04-08 02:59 | 0.66 | 0.66 | 0.66 | 0.66 | 0 | 0 | 0 | 0 | 0 | 0 | 0 | 0 | 0 | 0 | 0 | 0 | 0 | 0 | 0 | 0 | 0 | 0 | System Off | 0 | 0
2356 | 2356 | 2012-04-08 03:59 | 0.71 | 0.71 | 0.71 | 0.71 | 0 | 0 | 0 | 0 | 0 | 0 | 0 | 0 | 0 | 0 | 0 | 0 | 0 | 0 | 0 | 0 | 0 | 0 | System Off | 0 | 0
2357 | 2357 | 2012-04-08 04:59 | 0.77 | 0.77 | 0.77 | 0.77 | 0 | 0 | 0 | 0 | 0 | 0 | 0 | 0 | 0 | 0 | 0 | 0 | 0 | 0 | 0 | 0 | 0 | 0 | System Off | 0 | 0
2358 | 2358 | 2012-04-08 05:59 | 0.82 | 6.91 | 6.91 | 0.82 | 322.48 | 281.43 | 126.33 | 110 | 15.27 | 373.25 | 0.79 | 0.75 | 0.74 | 0.1 | 360.92 | 0 | 0 | 85.5 | 0.74847 | 0.09408 | 0 | 0 | System Off | 1 | 0
2359 | 2359 | 2012-04-08 06:59 | 2.26 | 21.78 | 21.78 | 2.26 | 1122.5 | 1064.77 | 420.99 | 391 | 14.95 | 1178.14 | 0.93 | 0.9 | 0.88 | 0.39 | 1062.19 | 0 | 0 | 305.17 | 0.78994 | 0.09408 | 0 | 0 | System Off | 1 | 0
2360 | 2360 | 2012-04-08 07:59 | 3.69 | 24.68 | 24.68 | 3.69 | 1260.69 | 1199.73 | 469.91 | 443 | 14.82 | 1300.8 | 0.92 | 0.92 | 0.9 | 0.43 | 941.02 | 0 | 0 | 346.33 | 0.80824 | 0.09408 | 0 | 0 | System Off | 1 | 0
2361 | 2361 | 2012-04-08 08:59 | 5.13 | 26.84 | 26.84 | 5.13 | 1341.54 | 1278.64 | 503.56 | 474 | 14.74 | 1382.54 | 0.91 | 0.92 | 0.9 | 0.46 | 836.61 | 0 | 0 | 370.95 | 0.8228 | 0.09408 | 0 | 0 | System Off | 1 | 0
2362 | 2362 | 2012-04-08 09:59 | 5.89 | 28.04 | 28.04 | 5.89 | 1309.66 | 1247.53 | 495.54 | 465 | 14.67 | 1354.26 | 0.91 | 0.92 | 0.9 | 0.45 | 749.28 | 0 | 0 | 364.24 | 0.82577 | 0.09408 | 0 | 0 | System Off | 1 | 0
2363 | 2363 | 2012-04-08 10:59 | 6.65 | 34.74 | 34.74 | 6.65 | 1569.58 | 1501.02 | 604.62 | 570 | 14.34 | 1609.91 | 0.89 | 0.93 | 0.91 | 0.54 | 858.93 | 0 | 0 | 448.35 | 0.85077 | 0.09408 | 0 | 0 | System Off | 1 | 0
2364 | 2364 | 2012-04-08 11:59 | 7.42 | 41.39 | 41.39 | 7.42 | 1788.43 | 1714.19 | 702.31 | 664 | 14.03 | 1821.1 | 0.88 | 0.94 | 0.92 | 0.62 | 966.94 | 0 | 0 | 524.37 | 0.87406 | 0.09408 | 0 | 0 | System Off | 1 | 0
2365 | 2365 | 2012-04-08 12:59 | 7.88 | 43.07 | 43.07 | 7.88 | 1864.54 | 1788.25 | 734.01 | 697 | 13.93 | 1890.33 | 0.89 | 0.95 | 0.92 | 0.65 | 1117.3 | 0 | 0 | 551.1 | 0.88348 | 0.09408 | 0 | 0 | System Off | 1 | 0
2366 | 2366 | 2012-04-08 13:59 | 8.34 | 35.18 | 35.18 | 8.34 | 1463.37 | 1397.48 | 564.06 | 533 | 14.3 | 1499.34 | 0.9 | 0.93 | 0.91 | 0.51 | 986.99 | 0 | 0 | 419.47 | 0.85413 | 0.09408 | 0 | 0 | System Off | 1 | 0
2367 | 2367 | 2012-04-08 14:59 | 8.81 | 32.31 | 32.31 | 8.81 | 1296.1 | 1234.29 | 498.21 | 469 | 14.39 | 1339.27 | 0.9 | 0.92 | 0.9 | 0.45 | 917.85 | 0 | 0 | 368.66 | 0.84461 | 0.09408 | 0 | 0 | System Off | 1 | 0
2368 | 2368 | 2012-04-08 15:59 | 7.9 | 20.47 | 20.47 | 7.9 | 676.22 | 628.22 | 268.49 | 238 | 14.8 | 755.07 | 0.86 | 0.83 | 0.81 | 0.23 | 476.6 | 0 | 0 | 186.12 | 0.79483 | 0.09408 | 0 | 0 | System Off | 1 | 0
2369 | 2369 | 2012-04-08 16:59 | 7 | 10.22 | 10.22 | 7 | 160.38 | 122.29 | 69.29 | 57 | 14.65 | 202.31 | 0.58 | 0.6 | 0.59 | 0.04 | 89.62 | 0 | 0 | 44.66 | 0.75561 | 0.09408 | 0 | 0 | System Off | 1 | 0
2370 | 2370 | 2012-04-08 17:59 | 6.09 | 6.09 | 6.09 | 6.09 | 0 | 0 | 0 | 0 | 0 | 0 | 0 | 0 | 0 | 0 | 0 | 0 | 0 | 0 | 0 | 0 | 0 | 0 | System Off | 0 | 0
2371 | 2371 | 2012-04-08 18:59 | 5.69 | 5.69 | 5.69 | 5.69 | 0 | 0 | 0 | 0 | 0 | 0 | 0 | 0 | 0 | 0 | 0 | 0 | 0 | 0 | 0 | 0 | 0 | 0 | System Off | 0 | 0
2372 | 2372 | 2012-04-08 19:59 | 5.29 | 5.29 | 5.29 | 5.29 | 0 | 0 | 0 | 0 | 0 | 0 | 0 | 0 | 0 | 0 | 0 | 0 | 0 | 0 | 0 | 0 | 0 | 0 | System Off | 0 | 0
2373 | 2373 | 2012-04-08 20:59 | 4.89 | 4.89 | 4.89 | 4.89 | 0 | 0 | 0 | 0 | 0 | 0 | 0 | 0 | 0 | 0 | 0 | 0 | 0 | 0 | 0 | 0 | 0 | 0 | System Off | 0 | 0
2374 | 2374 | 2012-04-08 21:59 | 5.4 | 5.4 | 5.4 | 5.4 | 0 | 0 | 0 | 0 | 0 | 0 | 0 | 0 | 0 | 0 | 0 | 0 | 0 | 0 | 0 | 0 | 0 | 0 | System Off | 0 | 0
2375 | 2375 | 2012-04-08 22:59 | 5.9 | 5.9 | 5.9 | 5.9 | 0 | 0 | 0 | 0 | 0 | 0 | 0 | 0 | 0 | 0 | 0 | 0 | 0 | 0 | 0 | 0 | 0 | 0 | System Off | 0 | 0
2376 | 2376 | 2012-04-08 23:59 | 6.41 | 6.41 | 6.41 | 6.41 | 0 | 0 | 0 | 0 | 0 | 0 | 0 | 0 | 0 | 0 | 0 | 0 | 0 | 0 | 0 | 0 | 0 | 0 | System Off | 0 | 0
2377 | 2377 | 2012-04-09 00:59 | 6.2 | 6.2 | 6.2 | 6.2 | 0 | 0 | 0 | 0 | 0 | 0 | 0 | 0 | 0 | 0 | 0 | 0 | 0 | 0 | 0 | 0 | 0 | 0 | System Off | 0 | 0
2378 | 2378 | 2012-04-09 01:59 | 5.99 | 5.99 | 5.99 | 5.99 | 0 | 0 | 0 | 0 | 0 | 0 | 0 | 0 | 0 | 0 | 0 | 0 | 0 | 0 | 0 | 0 | 0 | 0 | System Off | 0 | 0
2379 | 2379 | 2012-04-09 02:59 | 5.78 | 5.78 | 5.78 | 5.78 | 0 | 0 | 0 | 0 | 0 | 0 | 0 | 0 | 0 | 0 | 0 | 0 | 0 | 0 | 0 | 0 | 0 | 0 | System Off | 0 | 0
2380 | 2380 | 2012-04-09 03:59 | 5.99 | 5.99 | 5.99 | 5.99 | 0 | 0 | 0 | 0 | 0 | 0 | 0 | 0 | 0 | 0 | 0 | 0 | 0 | 0 | 0 | 0 | 0 | 0 | System Off | 0 | 0
2381 | 2381 | 2012-04-09 04:59 | 6.21 | 6.32 | 6.32 | 6.21 | 6.27 | 0 | 2.73 | 2 | 16.33 | 8.09 | 0 | 0 | 0 | 0 | 0 | 0 | 0 | 1.53 | 0.7408 | 0.09408 | 0 | 0 | System Off | 0 | 0
2382 | 2382 | 2012-04-09 05:59 | 6.42 | 7.29 | 7.29 | 6.42 | 55.01 | 18.77 | 21.86 | 20 | 14.33 | 64.5 | 0.46 | 0.29 | 0.28 | 0.01 | 24.07 | 0 | 0 | 15.73 | 0.74538 | 0.09408 | 0 | 0 | System Off | 0 | 0
2383 | 2383 | 2012-04-09 06:59 | 6.94 | 9.12 | 9.12 | 6.94 | 144.34 | 106.54 | 55.56 | 51 | 14.74 | 162.87 | 0.72 | 0.65 | 0.64 | 0.04 | 106.28 | 0 | 0 | 39.91 | 0.75413 | 0.09408 | 0 | 0 | System Off | 1 | 0
2384 | 2384 | 2012-04-09 07:59 | 7.45 | 13.17 | 13.17 | 7.45 | 391.55 | 349.19 | 147.32 | 137 | 14.89 | 425.59 | 0.88 | 0.82 | 0.8 | 0.13 | 273.89 | 0 | 0 | 107.02 | 0.77315 | 0.09408 | 0 | 0 | System Off | 1 | 0
2385 | 2385 | 2012-04-09 08:59 | 7.97 | 11.92 | 11.92 | 7.97 | 271.02 | 230.92 | 102.93 | 95 | 14.86 | 298.68 | 0.78 | 0.77 | 0.76 | 0.08 | 151.09 | 0 | 0 | 74.23 | 0.76831 | 0.09408 | 0 | 0 | System Off | 1 | 0
2386 | 2386 | 2012-04-09 09:59 | 8.23 | 12.17 | 12.17 | 8.23 | 268.24 | 228.2 | 102.02 | 94 | 14.86 | 295.78 | 0.78 | 0.77 | 0.76 | 0.08 | 137.06 | 0 | 0 | 73.45 | 0.76964 | 0.09408 | 0 | 0 | System Off | 1 | 0
2387 | 2387 | 2012-04-09 10:59 | 8.48 | 13.29 | 13.29 | 8.48 | 326.73 | 285.6 | 123.88 | 115 | 14.8 | 357.7 | 0.81 | 0.8 | 0.78 | 0.1 | 163.43 | 0 | 0 | 89.93 | 0.77506 | 0.09408 | 0 | 0 | System Off | 1 | 0
2388 | 2388 | 2012-04-09 11:59 | 8.74 | 14.79 | 14.79 | 8.74 | 409.46 | 366.77 | 154.85 | 143 | 14.91 | 444.69 | 0.84 | 0.82 | 0.81 | 0.13 | 206.89 | 0 | 0 | 111.66 | 0.78182 | 0.09408 | 0 | 0 | System Off | 1 | 0
2389 | 2389 | 2012-04-09 12:59 | 9.08 | 18.19 | 18.19 | 9.08 | 623.84 | 576.91 | 235.24 | 218 | 14.9 | 667.21 | 0.89 | 0.86 | 0.85 | 0.21 | 360.45 | 0 | 0 | 170.25 | 0.79799 | 0.09408 | 0 | 0 | System Off | 1 | 0
2390 | 2390 | 2012-04-09 13:59 | 9.42 | 14.1 | 14.1 | 9.42 | 320.65 | 279.63 | 122.06 | 113 | 14.78 | 351.41 | 0.82 | 0.8 | 0.78 | 0.1 | 197.49 | 0 | 0 | 88.39 | 0.78019 | 0.09408 | 0 | 0 | System Off | 1 | 0
2391 | 2391 | 2012-04-09 14:59 | 9.77 | 12.57 | 12.57 | 9.77 | 191.09 | 152.45 | 73.78 | 68 | 14.64 | 213.6 | 0.81 | 0.71 | 0.7 | 0.06 | 113.36 | 0 | 0 | 53.29 | 0.77376 | 0.09408 | 0 | 0 | System Off | 1 | 0
2392 | 2392 | 2012-04-09 15:59 | 9.41 | 11.98 | 11.98 | 9.41 | 171.91 | 133.61 | 66.49 | 61 | 14.68 | 192.92 | 0.75 | 0.69 | 0.68 | 0.05 | 101.36 | 0 | 0 | 47.78 | 0.77033 | 0.09408 | 0 | 0 | System Off | 1 | 0
2393 | 2393 | 2012-04-09 16:59 | 9.05 | 9.91 | 9.91 | 9.05 | 54.34 | 18.11 | 21.86 | 20 | 14.15 | 63.9 | 0.46 | 0.28 | 0.28 | 0.01 | 13.27 | 0 | 0 | 15.77 | 0.76053 | 0.09408 | 0 | 0 | System Off | 0 | 0
2394 | 2394 | 2012-04-09 17:59 | 8.69 | 8.69 | 8.69 | 8.69 | 0 | 0 | 0 | 0 | 0 | 0 | 0 | 0 | 0 | 0 | 0 | 0 | 0 | 0 | 0 | 0 | 0 | 0 | System Off | 0 | 0
2395 | 2395 | 2012-04-09 18:59 | 8.72 | 8.72 | 8.72 | 8.72 | 0 | 0 | 0 | 0 | 0 | 0 | 0 | 0 | 0 | 0 | 0 | 0 | 0 | 0 | 0 | 0 | 0 | 0 | System Off | 0 | 0
2396 | 2396 | 2012-04-09 19:59 | 8.75 | 8.75 | 8.75 | 8.75 | 0 | 0 | 0 | 0 | 0 | 0 | 0 | 0 | 0 | 0 | 0 | 0 | 0 | 0 | 0 | 0 | 0 | 0 | System Off | 0 | 0
2397 | 2397 | 2012-04-09 20:59 | 8.78 | 8.78 | 8.78 | 8.78 | 0 | 0 | 0 | 0 | 0 | 0 | 0 | 0 | 0 | 0 | 0 | 0 | 0 | 0 | 0 | 0 | 0 | 0 | System Off | 0 | 0
2398 | 2398 | 2012-04-09 21:59 | 8.93 | 8.93 | 8.93 | 8.93 | 0 | 0 | 0 | 0 | 0 | 0 | 0 | 0 | 0 | 0 | 0 | 0 | 0 | 0 | 0 | 0 | 0 | 0 | System Off | 0 | 0
2399 | 2399 | 2012-04-09 22:59 | 9.09 | 9.09 | 9.09 | 9.09 | 0 | 0 | 0 | 0 | 0 | 0 | 0 | 0 | 0 | 0 | 0 | 0 | 0 | 0 | 0 | 0 | 0 | 0 | System Off | 0 | 0
2400 | 2400 | 2012-04-09 23:59 | 9.24 | 9.24 | 9.24 | 9.24 | 0 | 0 | 0 | 0 | 0 | 0 | 0 | 0 | 0 | 0 | 0 | 0 | 0 | 0 | 0 | 0 | 0 | 0 | System Off | 0 | 0
2401 | 2401 | 2012-04-10 00:59 | 9.13 | 9.13 | 9.13 | 9.13 | 0 | 0 | 0 | 0 | 0 | 0 | 0 | 0 | 0 | 0 | 0 | 0 | 0 | 0 | 0 | 0 | 0 | 0 | System Off | 0 | 0
2402 | 2402 | 2012-04-10 01:59 | 9.01 | 9.01 | 9.01 | 9.01 | 0 | 0 | 0 | 0 | 0 | 0 | 0 | 0 | 0 | 0 | 0 | 0 | 0 | 0 | 0 | 0 | 0 | 0 | System Off | 0 | 0
2403 | 2403 | 2012-04-10 02:59 | 8.89 | 8.89 | 8.89 | 8.89 | 0 | 0 | 0 | 0 | 0 | 0 | 0 | 0 | 0 | 0 | 0 | 0 | 0 | 0 | 0 | 0 | 0 | 0 | System Off | 0 | 0
2404 | 2404 | 2012-04-10 03:59 | 8.91 | 8.91 | 8.91 | 8.91 | 0 | 0 | 0 | 0 | 0 | 0 | 0 | 0 | 0 | 0 | 0 | 0 | 0 | 0 | 0 | 0 | 0 | 0 | System Off | 0 | 0
2405 | 2405 | 2012-04-10 04:59 | 8.92 | 9.2 | 9.2 | 8.92 | 19.54 | 0 | 8.2 | 7 | 14.54 | 24.02 | 0 | 0 | 0 | 0 | 0 | 0 | 0 | 5.49 | 0.75731 | 0.09408 | 0 | 0 | System Off | 0 | 0
2406 | 2406 | 2012-04-10 05:59 | 8.94 | 13.58 | 13.58 | 8.94 | 338.01 | 296.66 | 135.65 | 119 | 14.79 | 391.28 | 0.81 | 0.76 | 0.74 | 0.11 | 380.46 | 0 | 0 | 93.07 | 0.77851 | 0.09408 | 0 | 0 | System Off | 1 | 0
2407 | 2407 | 2012-04-10 06:59 | 9.59 | 15.6 | 15.6 | 9.59 | 470.86 | 426.98 | 177.67 | 165 | 14.86 | 508.72 | 0.84 | 0.84 | 0.82 | 0.15 | 425.95 | 0 | 0 | 128.93 | 0.791 | 0.09408 | 0 | 0 | System Off | 1 | 0
2408 | 2408 | 2012-04-10 07:59 | 10.23 | 18.55 | 18.55 | 10.23 | 660.79 | 613.11 | 248.19 | 231 | 14.9 | 702.97 | 0.89 | 0.87 | 0.85 | 0.22 | 480.9 | 0 | 0 | 180.41 | 0.80731 | 0.09408 | 0 | 0 | System Off | 1 | 0
2409 | 2409 | 2012-04-10 08:59 | 10.88 | 29.63 | 29.63 | 10.88 | 1495.63 | 1428.93 | 564.55 | 533 | 14.61 | 1533.47 | 0.92 | 0.93 | 0.91 | 0.52 | 934.95 | 0 | 0 | 417.79 | 0.86943 | 0.09408 | 0 | 0 | System Off | 1 | 0
2410 | 2410 | 2012-04-10 09:59 | 11.71 | 15.53 | 15.53 | 11.71 | 296.46 | 255.89 | 113.86 | 105 | 14.71 | 326.09 | 0.79 | 0.78 | 0.77 | 0.09 | 153.69 | 0 | 0 | 82.21 | 0.79219 | 0.09408 | 0 | 0 | System Off | 1 | 0
2411 | 2411 | 2012-04-10 10:59 | 12.53 | 22.79 | 22.79 | 12.53 | 795.46 | 744.96 | 302.42 | 281 | 14.74 | 843.14 | 0.89 | 0.88 | 0.86 | 0.27 | 426.29 | 0 | 0 | 219.9 | 0.83082 | 0.09408 | 0 | 0 | System Off | 1 | 0
2412 | 2412 | 2012-04-10 11:59 | 13.36 | 19.88 | 19.88 | 13.36 | 496.88 | 452.49 | 190.37 | 176 | 14.7 | 536.54 | 0.84 | 0.84 | 0.82 | 0.16 | 255.24 | 0 | 0 | 137.8 | 0.81564 | 0.09408 | 0 | 0 | System Off | 1 | 0
2413 | 2413 | 2012-04-10 12:59 | 13.46 | 18.39 | 18.39 | 13.46 | 373.79 | 331.78 | 143.92 | 133 | 14.64 | 407.87 | 0.83 | 0.81 | 0.8 | 0.12 | 207.29 | 0 | 0 | 104.22 | 0.80798 | 0.09408 | 0 | 0 | System Off | 1 | 0
2414 | 2414 | 2012-04-10 13:59 | 13.57 | 22.24 | 22.24 | 13.57 | 663.53 | 615.79 | 253.3 | 236 | 14.64 | 707.65 | 0.87 | 0.87 | 0.85 | 0.22 | 434.91 | 0 | 0 | 184.92 | 0.82851 | 0.09408 | 0 | 0 | System Off | 1 | 0
2415 | 2415 | 2012-04-10 14:59 | 13.68 | 16.14 | 16.14 | 13.68 | 183.28 | 144.78 | 71.96 | 66 | 14.46 | 205.63 | 0.69 | 0.7 | 0.69 | 0.05 | 107.66 | 0 | 0 | 51.83 | 0.79643 | 0.09408 | 0 | 0 | System Off | 1 | 0
2416 | 2416 | 2012-04-10 15:59 | 12.68 | 14.86 | 14.86 | 12.68 | 157.62 | 119.58 | 61.94 | 57 | 14.4 | 177.83 | 0.65 | 0.67 | 0.66 | 0.04 | 90.72 | 0 | 0 | 44.8 | 0.78879 | 0.09408 | 0 | 0 | System Off | 1 | 0
2417 | 2417 | 2012-04-10 16:59 | 11.68 | 12.04 | 12.04 | 11.68 | 23.77 | 0 | 10.02 | 9 | 13.76 | 29.06 | 0 | 0 | 0 | 0 | 0 | 0 | 0 | 7.13 | 0.77374 | 0.09408 | 0 | 0 | System Off | 0 | 0
2418 | 2418 | 2012-04-10 17:59 | 10.68 | 10.68 | 10.68 | 10.68 | 0 | 0 | 0 | 0 | 0 | 0 | 0 | 0 | 0 | 0 | 0 | 0 | 0 | 0 | 0 | 0 | 0 | 0 | System Off | 0 | 0
2419 | 2419 | 2012-04-10 18:59 | 10.44 | 10.44 | 10.44 | 10.44 | 0 | 0 | 0 | 0 | 0 | 0 | 0 | 0 | 0 | 0 | 0 | 0 | 0 | 0 | 0 | 0 | 0 | 0 | System Off | 0 | 0
2420 | 2420 | 2012-04-10 19:59 | 10.19 | 10.19 | 10.19 | 10.19 | 0 | 0 | 0 | 0 | 0 | 0 | 0 | 0 | 0 | 0 | 0 | 0 | 0 | 0 | 0 | 0 | 0 | 0 | System Off | 0 | 0
2421 | 2421 | 2012-04-10 20:59 | 9.95 | 9.95 | 9.95 | 9.95 | 0 | 0 | 0 | 0 | 0 | 0 | 0 | 0 | 0 | 0 | 0 | 0 | 0 | 0 | 0 | 0 | 0 | 0 | System Off | 0 | 0
2422 | 2422 | 2012-04-10 21:59 | 9.74 | 9.74 | 9.74 | 9.74 | 0 | 0 | 0 | 0 | 0 | 0 | 0 | 0 | 0 | 0 | 0 | 0 | 0 | 0 | 0 | 0 | 0 | 0 | System Off | 0 | 0
2423 | 2423 | 2012-04-10 22:59 | 9.52 | 9.52 | 9.52 | 9.52 | 0 | 0 | 0 | 0 | 0 | 0 | 0 | 0 | 0 | 0 | 0 | 0 | 0 | 0 | 0 | 0 | 0 | 0 | System Off | 0 | 0
2424 | 2424 | 2012-04-10 23:59 | 9.31 | 9.31 | 9.31 | 9.31 | 0 | 0 | 0 | 0 | 0 | 0 | 0 | 0 | 0 | 0 | 0 | 0 | 0 | 0 | 0 | 0 | 0 | 0 | System Off | 0 | 0
2425 | 2425 | 2012-04-11 00:59 | 8.38 | 8.38 | 8.38 | 8.38 | 0 | 0 | 0 | 0 | 0 | 0 | 0 | 0 | 0 | 0 | 0 | 0 | 0 | 0 | 0 | 0 | 0 | 0 | System Off | 0 | 0
2426 | 2426 | 2012-04-11 01:59 | 7.45 | 7.45 | 7.45 | 7.45 | 0 | 0 | 0 | 0 | 0 | 0 | 0 | 0 | 0 | 0 | 0 | 0 | 0 | 0 | 0 | 0 | 0 | 0 | System Off | 0 | 0
2427 | 2427 | 2012-04-11 02:59 | 6.52 | 6.52 | 6.52 | 6.52 | 0 | 0 | 0 | 0 | 0 | 0 | 0 | 0 | 0 | 0 | 0 | 0 | 0 | 0 | 0 | 0 | 0 | 0 | System Off | 0 | 0
2428 | 2428 | 2012-04-11 03:59 | 6.35 | 6.35 | 6.35 | 6.35 | 0 | 0 | 0 | 0 | 0 | 0 | 0 | 0 | 0 | 0 | 0 | 0 | 0 | 0 | 0 | 0 | 0 | 0 | System Off | 0 | 0
2429 | 2429 | 2012-04-11 04:59 | 6.17 | 6.37 | 6.37 | 6.17 | 10.71 | 0 | 4.55 | 4 | 13.95 | 13.48 | 0 | 0 | 0 | 0 | 0 | 0 | 0 | 3.16 | 0.74096 | 0.09408 | 0 | 0 | System Off | 0 | 0
2430 | 2430 | 2012-04-11 05:59 | 6 | 8.77 | 8.77 | 6 | 168.46 | 130.22 | 64.74 | 59 | 14.87 | 190.02 | 0.77 | 0.69 | 0.67 | 0.05 | 167.01 | 0 | 0 | 46.1 | 0.75019 | 0.09408 | 0 | 0 | System Off | 1 | 0
2431 | 2431 | 2012-04-11 06:59 | 6.82 | 15.7 | 15.7 | 6.82 | 580.83 | 534.76 | 217.52 | 202 | 14.98 | 622.61 | 0.87 | 0.86 | 0.84 | 0.19 | 533.47 | 0 | 0 | 157.61 | 0.78159 | 0.09408 | 0 | 0 | System Off | 1 | 0
2432 | 2432 | 2012-04-11 07:59 | 7.64 | 18.49 | 18.49 | 7.64 | 745.1 | 695.67 | 278.25 | 260 | 14.93 | 788.32 | 0.9 | 0.88 | 0.86 | 0.25 | 545.66 | 0 | 0 | 202.99 | 0.79735 | 0.09408 | 0 | 0 | System Off | 1 | 0
2433 | 2433 | 2012-04-11 08:59 | 8.46 | 23.29 | 23.29 | 8.46 | 1061.43 | 1005.09 | 397.79 | 373 | 14.82 | 1106.95 | 0.9 | 0.91 | 0.89 | 0.36 | 657.63 | 0 | 0 | 291.61 | 0.82372 | 0.09408 | 0 | 0 | System Off | 1 | 0
2434 | 2434 | 2012-04-11 09:59 | 9.15 | 23.07 | 23.07 | 9.15 | 964.47 | 910.31 | 363.57 | 339 | 14.82 | 1012.54 | 0.91 | 0.9 | 0.88 | 0.33 | 546.74 | 0 | 0 | 265.04 | 0.82142 | 0.09408 | 0 | 0 | System Off | 1 | 0
2435 | 2435 | 2012-04-11 10:59 | 9.84 | 51.21 | 51.21 | 9.84 | 2623.63 | 2525.29 | 1051.31 | 1006 | 13.58 | 2617.77 | 0.87 | 0.96 | 0.94 | 0.91 | 1445.05 | 0 | 0 | 798.93 | 0.92833 | 0.09408 | 0 | 0 | System Off | 1 | 0
2436 | 2436 | 2012-04-11 11:59 | 10.53 | 35.24 | 35.24 | 10.53 | 1582.05 | 1513.17 | 610.42 | 575 | 14.33 | 1622.17 | 0.9 | 0.93 | 0.91 | 0.55 | 853.55 | 0 | 0 | 452.35 | 0.87577 | 0.09408 | 0 | 0 | System Off | 1 | 0
2437 | 2437 | 2012-04-11 12:59 | 10.53 | 27.88 | 27.88 | 10.53 | 1129.74 | 1071.84 | 430.32 | 403 | 14.6 | 1176.78 | 0.91 | 0.91 | 0.89 | 0.39 | 669.68 | 0 | 0 | 315.95 | 0.84223 | 0.09408 | 0 | 0 | System Off | 1 | 0
2438 | 2438 | 2012-04-11 13:59 | 10.54 | 20.92 | 20.92 | 10.54 | 681.64 | 633.53 | 258.54 | 240 | 14.79 | 725.88 | 0.89 | 0.87 | 0.85 | 0.23 | 447.44 | 0 | 0 | 187.7 | 0.81094 | 0.09408 | 0 | 0 | System Off | 1 | 0
2439 | 2439 | 2012-04-11 14:59 | 10.55 | 26.85 | 26.85 | 10.55 | 1072.87 | 1016.28 | 407.56 | 382 | 14.63 | 1118.93 | 0.91 | 0.91 | 0.89 | 0.37 | 755.73 | 0 | 0 | 299.38 | 0.8383 | 0.09408 | 0 | 0 | System Off | 1 | 0
2440 | 2440 | 2012-04-11 15:59 | 9.89 | 20.2 | 20.2 | 9.89 | 623.76 | 576.83 | 245.68 | 220 | 14.77 | 691.63 | 0.85 | 0.83 | 0.82 | 0.21 | 437.62 | 0 | 0 | 172.11 | 0.80326 | 0.09408 | 0 | 0 | System Off | 1 | 0
2441 | 2441 | 2012-04-11 16:59 | 9.24 | 10.04 | 10.04 | 9.24 | 44.88 | 8.81 | 18.22 | 16 | 14.61 | 53.22 | 0 | 0.17 | 0.16 | 0 | 6.46 | 0 | 0 | 12.54 | 0.76086 | 0.09408 | 0 | 0 | System Off | 0 | 0
2442 | 2442 | 2012-04-11 17:59 | 8.58 | 8.58 | 8.58 | 8.58 | 0 | 0 | 0 | 0 | 0 | 0 | 0 | 0 | 0 | 0 | 0 | 0 | 0 | 0 | 0 | 0 | 0 | 0 | System Off | 0 | 0
2443 | 2443 | 2012-04-11 18:59 | 7.9 | 7.9 | 7.9 | 7.9 | 0 | 0 | 0 | 0 | 0 | 0 | 0 | 0 | 0 | 0 | 0 | 0 | 0 | 0 | 0 | 0 | 0 | 0 | System Off | 0 | 0
2444 | 2444 | 2012-04-11 19:59 | 7.22 | 7.22 | 7.22 | 7.22 | 0 | 0 | 0 | 0 | 0 | 0 | 0 | 0 | 0 | 0 | 0 | 0 | 0 | 0 | 0 | 0 | 0 | 0 | System Off | 0 | 0
2445 | 2445 | 2012-04-11 20:59 | 6.54 | 6.54 | 6.54 | 6.54 | 0 | 0 | 0 | 0 | 0 | 0 | 0 | 0 | 0 | 0 | 0 | 0 | 0 | 0 | 0 | 0 | 0 | 0 | System Off | 0 | 0
2446 | 2446 | 2012-04-11 21:59 | 6.25 | 6.25 | 6.25 | 6.25 | 0 | 0 | 0 | 0 | 0 | 0 | 0 | 0 | 0 | 0 | 0 | 0 | 0 | 0 | 0 | 0 | 0 | 0 | System Off | 0 | 0
2447 | 2447 | 2012-04-11 22:59 | 5.95 | 5.95 | 5.95 | 5.95 | 0 | 0 | 0 | 0 | 0 | 0 | 0 | 0 | 0 | 0 | 0 | 0 | 0 | 0 | 0 | 0 | 0 | 0 | System Off | 0 | 0
2448 | 2448 | 2012-04-11 23:59 | 5.66 | 5.66 | 5.66 | 5.66 | 0 | 0 | 0 | 0 | 0 | 0 | 0 | 0 | 0 | 0 | 0 | 0 | 0 | 0 | 0 | 0 | 0 | 0 | System Off | 0 | 0
2449 | 2449 | 2012-04-12 00:59 | 5.18 | 5.18 | 5.18 | 5.18 | 0 | 0 | 0 | 0 | 0 | 0 | 0 | 0 | 0 | 0 | 0 | 0 | 0 | 0 | 0 | 0 | 0 | 0 | System Off | 0 | 0
2450 | 2450 | 2012-04-12 01:59 | 4.7 | 4.7 | 4.7 | 4.7 | 0 | 0 | 0 | 0 | 0 | 0 | 0 | 0 | 0 | 0 | 0 | 0 | 0 | 0 | 0 | 0 | 0 | 0 | System Off | 0 | 0
2451 | 2451 | 2012-04-12 02:59 | 4.21 | 4.21 | 4.21 | 4.21 | 0 | 0 | 0 | 0 | 0 | 0 | 0 | 0 | 0 | 0 | 0 | 0 | 0 | 0 | 0 | 0 | 0 | 0 | System Off | 0 | 0
2452 | 2452 | 2012-04-12 03:59 | 4.45 | 4.45 | 4.45 | 4.45 | 0 | 0 | 0 | 0 | 0 | 0 | 0 | 0 | 0 | 0 | 0 | 0 | 0 | 0 | 0 | 0 | 0 | 0 | System Off | 0 | 0
2453 | 2453 | 2012-04-12 04:59 | 4.68 |  |  | 4.68 | 0 | 0 | 13.22 | 12 | 0 |  | 0 |  |  | 0 | 0 | 0 | 0 | 11.16 | 0.73437 | 0.09408 | 0 | 0 | System Off | 0 | 0
2454 | 2454 | 2012-04-12 05:59 | 4.92 | 7.69 | 7.69 | 4.92 | 163.37 | 125.23 | 62.39 | 57 | 14.93 | 183.83 | 0.8 | 0.68 | 0.67 | 0.05 | 160.6 | 0 | 0 | 44.5 | 0.74362 | 0.09408 | 0 | 0 | System Off | 1 | 0
2455 | 2455 | 2012-04-12 06:59 | 6.12 | 11.05 | 11.05 | 6.12 | 296.23 | 255.67 | 111.72 | 103 | 14.98 | 325.23 | 0.81 | 0.79 | 0.77 | 0.09 | 255.05 | 0 | 0 | 80.36 | 0.75904 | 0.09408 | 0 | 0 | System Off | 1 | 0
2456 | 2456 | 2012-04-12 07:59 | 7.32 | 11.87 | 11.87 | 7.32 | 273.57 | 233.43 | 103.84 | 96 | 14.84 | 301.38 | 0.77 | 0.77 | 0.76 | 0.08 | 183.09 | 0 | 0 | 75.03 | 0.76472 | 0.09408 | 0 | 0 | System Off | 1 | 0
2457 | 2457 | 2012-04-12 08:59 | 8.52 | 15.62 | 15.62 | 8.52 | 430.51 | 387.41 | 163.04 | 151 | 14.85 | 466.81 | 0.86 | 0.83 | 0.81 | 0.14 | 253.48 | 0 | 0 | 118.01 | 0.78206 | 0.09408 | 0 | 0 | System Off | 1 | 0
2458 | 2458 | 2012-04-12 09:59 | 8.96 | 17.02 | 17.02 | 8.96 | 482.83 | 438.72 | 183.08 | 170 | 14.79 | 521.5 | 0.87 | 0.84 | 0.82 | 0.16 | 263.5 | 0 | 0 | 132.95 | 0.78826 | 0.09408 | 0 | 0 | System Off | 1 | 0
2459 | 2459 | 2012-04-12 10:59 | 9.39 | 27.35 | 27.35 | 9.39 | 1056.78 | 1000.55 | 403.58 | 377 | 14.6 | 1105.87 | 0.89 | 0.9 | 0.88 | 0.36 | 572.55 | 0 | 0 | 295.57 | 0.83031 | 0.09408 | 0 | 0 | System Off | 1 | 0
2460 | 2460 | 2012-04-12 11:59 | 9.83 | 32.77 | 32.77 | 9.83 | 1322.34 | 1259.9 | 510.01 | 479 | 14.38 | 1368.51 | 0.9 | 0.92 | 0.9 | 0.46 | 710.69 | 0 | 0 | 376.6 | 0.85281 | 0.09408 | 0 | 0 | System Off | 1 | 0
2461 | 2461 | 2012-04-12 12:59 | 9.89 | 19.94 | 19.94 | 9.89 | 602.67 | 556.17 | 229.16 | 213 | 14.74 | 645.76 | 0.87 | 0.86 | 0.84 | 0.2 | 347.49 | 0 | 0 | 166.7 | 0.80195 | 0.09408 | 0 | 0 | System Off | 1 | 0
2462 | 2462 | 2012-04-12 13:59 | 9.95 | 15.91 | 15.91 | 9.95 | 365.26 | 323.41 | 139.36 | 129 | 14.75 | 398.59 | 0.86 | 0.81 | 0.79 | 0.12 | 228.41 | 0 | 0 | 100.95 | 0.78635 | 0.09408 | 0 | 0 | System Off | 1 | 0
2463 | 2463 | 2012-04-12 14:59 | 10.01 | 15.45 | 15.45 | 10.01 | 341.13 | 299.73 | 130.25 | 121 | 14.68 | 373.17 | 0.84 | 0.8 | 0.79 | 0.11 | 222.89 | 0 | 0 | 94.76 | 0.7852 | 0.09408 | 0 | 0 | System Off | 1 | 0
2464 | 2464 | 2012-04-12 15:59 | 9.3 | 12.68 | 12.68 | 9.3 | 203.3 | 164.44 | 78.33 | 72 | 14.71 | 226.7 | 0.77 | 0.73 | 0.71 | 0.06 | 124.75 | 0 | 0 | 56.37 | 0.77176 | 0.09408 | 0 | 0 | System Off | 1 | 0
2465 | 2465 | 2012-04-12 16:59 | 8.6 | 9.09 | 9.09 | 8.6 | 26.43 | 0 | 10.93 | 10 | 13.77 | 32.04 | 0 | 0 | 0 | 0 | 0 | 0 | 0 | 7.92 | 0.75605 | 0.09408 | 0 | 0 | System Off | 0 | 0
2466 | 2466 | 2012-04-12 17:59 | 7.89 | 7.89 | 7.89 | 7.89 | 0 | 0 | 0 | 0 | 0 | 0 | 0 | 0 | 0 | 0 | 0 | 0 | 0 | 0 | 0 | 0 | 0 | 0 | System Off | 0 | 0
2467 | 2467 | 2012-04-12 18:59 | 6.77 | 6.77 | 6.77 | 6.77 | 0 | 0 | 0 | 0 | 0 | 0 | 0 | 0 | 0 | 0 | 0 | 0 | 0 | 0 | 0 | 0 | 0 | 0 | System Off | 0 | 0
2468 | 2468 | 2012-04-12 19:59 | 5.65 | 5.65 | 5.65 | 5.65 | 0 | 0 | 0 | 0 | 0 | 0 | 0 | 0 | 0 | 0 | 0 | 0 | 0 | 0 | 0 | 0 | 0 | 0 | System Off | 0 | 0
2469 | 2469 | 2012-04-12 20:59 | 4.54 | 4.54 | 4.54 | 4.54 | 0 | 0 | 0 | 0 | 0 | 0 | 0 | 0 | 0 | 0 | 0 | 0 | 0 | 0 | 0 | 0 | 0 | 0 | System Off | 0 | 0
2470 | 2470 | 2012-04-12 21:59 | 3.88 | 3.88 | 3.88 | 3.88 | 0 | 0 | 0 | 0 | 0 | 0 | 0 | 0 | 0 | 0 | 0 | 0 | 0 | 0 | 0 | 0 | 0 | 0 | System Off | 0 | 0
2471 | 2471 | 2012-04-12 22:59 | 3.23 | 3.23 | 3.23 | 3.23 | 0 | 0 | 0 | 0 | 0 | 0 | 0 | 0 | 0 | 0 | 0 | 0 | 0 | 0 | 0 | 0 | 0 | 0 | System Off | 0 | 0
2472 | 2472 | 2012-04-12 23:59 | 2.57 | 2.57 | 2.57 | 2.57 | 0 | 0 | 0 | 0 | 0 | 0 | 0 | 0 | 0 | 0 | 0 | 0 | 0 | 0 | 0 | 0 | 0 | 0 | System Off | 0 | 0
2473 | 2473 | 2012-04-13 00:59 | 2.34 | 2.34 | 2.34 | 2.34 | 0 | 0 | 0 | 0 | 0 | 0 | 0 | 0 | 0 | 0 | 0 | 0 | 0 | 0 | 0 | 0 | 0 | 0 | System Off | 0 | 0
2474 | 2474 | 2012-04-13 01:59 | 2.11 | 2.11 | 2.11 | 2.11 | 0 | 0 | 0 | 0 | 0 | 0 | 0 | 0 | 0 | 0 | 0 | 0 | 0 | 0 | 0 | 0 | 0 | 0 | System Off | 0 | 0
2475 | 2475 | 2012-04-13 02:59 | 1.87 | 1.87 | 1.87 | 1.87 | 0 | 0 | 0 | 0 | 0 | 0 | 0 | 0 | 0 | 0 | 0 | 0 | 0 | 0 | 0 | 0 | 0 | 0 | System Off | 0 | 0
2476 | 2476 | 2012-04-13 03:59 | 2.25 | 2.25 | 2.25 | 2.25 | 0 | 0 | 0 | 0 | 0 | 0 | 0 | 0 | 0 | 0 | 0 | 0 | 0 | 0 | 0 | 0 | 0 | 0 | System Off | 0 | 0
2477 | 2477 | 2012-04-13 04:59 | 2.64 | 3.08 | 3.08 | 2.64 | 22.49 | 0 | 9.11 | 8 | 14.64 | 27.28 | 0 | 0 | 0 | 0 | 0 | 0 | 0 | 6.27 | 0.74004 | 0.09408 | 0 | 0 | System Off | 0 | 0
2478 | 2478 | 2012-04-13 05:59 | 3.02 | 10.55 | 10.55 | 3.02 | 384.03 | 341.82 | 151.47 | 133 | 15.04 | 441.74 | 0.79 | 0.77 | 0.76 | 0.12 | 438.37 | 0 | 0 | 103.69 | 0.74672 | 0.09408 | 0 | 0 | System Off | 1 | 0
2479 | 2479 | 2012-04-13 06:59 | 4.84 | 21.24 | 21.24 | 4.84 | 889.43 | 836.91 | 335.03 | 311 | 14.9 | 939.52 | 0.9 | 0.89 | 0.87 | 0.3 | 834.89 | 0 | 0 | 242.91 | 0.79035 | 0.09408 | 0 | 0 | System Off | 1 | 0
2480 | 2480 | 2012-04-13 07:59 | 6.66 | 8.64 | 8.64 | 6.66 | 105.35 | 68.23 | 40.99 | 38 | 14.44 | 120.36 | 0.49 | 0.57 | 0.55 | 0.02 | 53.52 | 0 | 0 | 29.85 | 0.75012 | 0.09408 | 0 | 0 | System Off | 0 | 0
2481 | 2481 | 2012-04-13 08:59 | 8.48 | 17.05 | 17.05 | 8.48 | 475.29 | 431.32 | 180.35 | 167 | 14.82 | 513.66 | 0.89 | 0.84 | 0.82 | 0.16 | 282.21 | 0 | 0 | 130.56 | 0.78485 | 0.09408 | 0 | 0 | System Off | 1 | 0
2482 | 2482 | 2012-04-13 09:59 | 9.26 | 33.16 | 33.16 | 9.26 | 1298.95 | 1237.07 | 501.81 | 471 | 14.36 | 1344.5 | 0.9 | 0.92 | 0.9 | 0.45 | 743 | 0 | 0 | 370.38 | 0.84779 | 0.09408 | 0 | 0 | System Off | 1 | 0
2483 | 2483 | 2012-04-13 10:59 | 10.04 | 34.11 | 34.11 | 10.04 | 1298.51 | 1236.64 | 504.04 | 473 | 14.3 | 1345.43 | 0.89 | 0.92 | 0.9 | 0.45 | 707.64 | 0 | 0 | 372.26 | 0.85304 | 0.09408 | 0 | 0 | System Off | 1 | 0
2484 | 2484 | 2012-04-13 11:59 | 10.82 | 27.55 | 27.55 | 10.82 | 907.97 | 855.04 | 349.61 | 326 | 14.51 | 957.27 | 0.89 | 0.89 | 0.87 | 0.31 | 482.32 | 0 | 0 | 255.89 | 0.82929 | 0.09408 | 0 | 0 | System Off | 1 | 0
2485 | 2485 | 2012-04-13 12:59 | 10.97 | 22.18 | 22.18 | 10.97 | 619.26 | 572.42 | 237.34 | 220 | 14.66 | 663.24 | 0.88 | 0.86 | 0.84 | 0.21 | 357.65 | 0 | 0 | 172.35 | 0.80977 | 0.09408 | 0 | 0 | System Off | 1 | 0
2486 | 2486 | 2012-04-13 13:59 | 11.12 | 27.84 | 27.84 | 11.12 | 934.81 | 881.3 | 358.79 | 335 | 14.53 | 981.32 | 0.89 | 0.9 | 0.88 | 0.32 | 622.43 | 0 | 0 | 262.86 | 0.83281 | 0.09408 | 0 | 0 | System Off | 1 | 0
2487 | 2487 | 2012-04-13 14:59 | 11.27 | 21.35 | 21.35 | 11.27 | 573.21 | 527.3 | 219.34 | 204 | 14.63 | 614.83 | 0.87 | 0.86 | 0.84 | 0.19 | 392.11 | 0 | 0 | 159.87 | 0.80852 | 0.09408 | 0 | 0 | System Off | 1 | 0
2488 | 2488 | 2012-04-13 15:59 | 10.59 | 13.05 | 13.05 | 10.59 | 134.6 | 96.97 | 52.83 | 49 | 14.31 | 152.68 | 0.76 | 0.64 | 0.62 | 0.04 | 73.57 | 0 | 0 | 38.56 | 0.77499 | 0.09408 | 0 | 0 | System Off | 1 | 0
2489 | 2489 | 2012-04-13 16:59 | 9.91 | 13.55 | 13.55 | 9.91 | 174.77 | 136.43 | 77.29 | 63 | 14.45 | 222.98 | 0.65 | 0.61 | 0.6 | 0.05 | 99.99 | 0 | 0 | 49.49 | 0.77366 | 0.09408 | 0 | 0 | System Off | 1 | 0
2490 | 2490 | 2012-04-13 17:59 | 9.23 | 9.23 | 9.23 | 9.23 | 0 | 0 | 0 | 0 | 0 | 0 | 0 | 0 | 0 | 0 | 0 | 0 | 0 | 0 | 0 | 0 | 0 | 0 | System Off | 0 | 0
2491 | 2491 | 2012-04-13 18:59 | 7.82 | 7.82 | 7.82 | 7.82 | 0 | 0 | 0 | 0 | 0 | 0 | 0 | 0 | 0 | 0 | 0 | 0 | 0 | 0 | 0 | 0 | 0 | 0 | System Off | 0 | 0
2492 | 2492 | 2012-04-13 19:59 | 6.4 | 6.4 | 6.4 | 6.4 | 0 | 0 | 0 | 0 | 0 | 0 | 0 | 0 | 0 | 0 | 0 | 0 | 0 | 0 | 0 | 0 | 0 | 0 | System Off | 0 | 0
2493 | 2493 | 2012-04-13 20:59 | 4.99 | 4.99 | 4.99 | 4.99 | 0 | 0 | 0 | 0 | 0 | 0 | 0 | 0 | 0 | 0 | 0 | 0 | 0 | 0 | 0 | 0 | 0 | 0 | System Off | 0 | 0
2494 | 2494 | 2012-04-13 21:59 | 4.36 | 4.36 | 4.36 | 4.36 | 0 | 0 | 0 | 0 | 0 | 0 | 0 | 0 | 0 | 0 | 0 | 0 | 0 | 0 | 0 | 0 | 0 | 0 | System Off | 0 | 0
2495 | 2495 | 2012-04-13 22:59 | 3.72 | 3.72 | 3.72 | 3.72 | 0 | 0 | 0 | 0 | 0 | 0 | 0 | 0 | 0 | 0 | 0 | 0 | 0 | 0 | 0 | 0 | 0 | 0 | System Off | 0 | 0
2496 | 2496 | 2012-04-13 23:59 | 3.09 | 3.09 | 3.09 | 3.09 | 0 | 0 | 0 | 0 | 0 | 0 | 0 | 0 | 0 | 0 | 0 | 0 | 0 | 0 | 0 | 0 | 0 | 0 | System Off | 0 | 0
2497 | 2497 | 2012-04-14 00:59 | 2.8 | 2.8 | 2.8 | 2.8 | 0 | 0 | 0 | 0 | 0 | 0 | 0 | 0 | 0 | 0 | 0 | 0 | 0 | 0 | 0 | 0 | 0 | 0 | System Off | 0 | 0
2498 | 2498 | 2012-04-14 01:59 | 2.5 | 2.5 | 2.5 | 2.5 | 0 | 0 | 0 | 0 | 0 | 0 | 0 | 0 | 0 | 0 | 0 | 0 | 0 | 0 | 0 | 0 | 0 | 0 | System Off | 0 | 0
2499 | 2499 | 2012-04-14 02:59 | 2.2 | 2.2 | 2.2 | 2.2 | 0 | 0 | 0 | 0 | 0 | 0 | 0 | 0 | 0 | 0 | 0 | 0 | 0 | 0 | 0 | 0 | 0 | 0 | System Off | 0 | 0
2500 | 2500 | 2012-04-14 03:59 | 2.71 | 2.71 | 2.71 | 2.71 | 0 | 0 | 0 | 0 | 0 | 0 | 0 | 0 | 0 | 0 | 0 | 0 | 0 | 0 | 0 | 0 | 0 | 0 | System Off | 0 | 0
2501 | 2501 | 2012-04-14 04:59 | 3.23 | 3.96 | 3.96 | 3.23 | 36.59 | 0.67 | 14.57 | 13 | 14.66 | 43.51 | 0 | 0.02 | 0.01 | 0 | 1.09 | 0 | 0 | 10.18 | 0.74438 | 0.09408 | 0 | 0 | System Off | 0 | 0
2502 | 2502 | 2012-04-14 05:59 | 3.74 | 8.45 | 8.45 | 3.74 | 240.03 | 200.5 | 91.7 | 83 | 15.06 | 269.46 | 0.76 | 0.74 | 0.73 | 0.07 | 257.13 | 0 | 0 | 64.69 | 0.74164 | 0.09408 | 0 | 0 | System Off | 1 | 0
2503 | 2503 | 2012-04-14 06:59 | 6.09 | 22.42 | 22.42 | 6.09 | 857.58 | 805.75 | 324.91 | 302 | 14.79 | 907.07 | 0.89 | 0.89 | 0.87 | 0.29 | 803.8 | 0 | 0 | 236.19 | 0.79615 | 0.09408 | 0 | 0 | System Off | 1 | 0
2504 | 2504 | 2012-04-14 07:59 | 8.44 | 22.91 | 22.91 | 8.44 | 773.93 | 723.89 | 293.59 | 274 | 14.71 | 818.17 | 0.89 | 0.88 | 0.87 | 0.26 | 567.8 | 0 | 0 | 214.51 | 0.8049 | 0.09408 | 0 | 0 | System Off | 1 | 0
2505 | 2505 | 2012-04-14 08:59 | 10.79 | 34.79 | 34.79 | 10.79 | 1279.14 | 1217.74 | 496.76 | 467 | 14.27 | 1322.45 | 0.89 | 0.92 | 0.9 | 0.44 | 796.76 | 0 | 0 | 367.69 | 0.85654 | 0.09408 | 0 | 0 | System Off | 1 | 0
2506 | 2506 | 2012-04-14 09:59 | 11.02 | 47.25 | 47.25 | 11.02 | 1890.63 | 1813.64 | 757.91 | 719 | 13.7 | 1918.66 | 0.87 | 0.95 | 0.92 | 0.66 | 1089.29 | 0 | 0 | 570.2 | 0.90802 | 0.09408 | 0 | 0 | System Off | 1 | 0
2507 | 2507 | 2012-04-14 10:59 | 11.24 | 39.5 | 39.5 | 11.24 | 1518.57 | 1451.3 | 597.42 | 562 | 14.07 | 1560.94 | 0.87 | 0.93 | 0.91 | 0.52 | 830.48 | 0 | 0 | 443.57 | 0.87804 | 0.09408 | 0 | 0 | System Off | 1 | 0
2508 | 2508 | 2012-04-14 11:59 | 11.47 | 59.54 | 59.54 | 11.47 | 2470.67 | 2377.03 | 1026.79 | 983 | 13.09 | 2467.08 | 0.84 | 0.96 | 0.94 | 0.86 | 1340.84 | 0 | 0 | 785.51 | 0.93547 | 0.09408 | 0 | 0 | System Off | 1 | 0
2509 | 2509 | 2012-04-14 12:59 | 11.5 | 34.24 | 34.24 | 11.5 | 1303.87 | 1241.87 | 505.54 | 475 | 14.3 | 1348.74 | 0.89 | 0.92 | 0.9 | 0.45 | 775.92 | 0 | 0 | 373.84 | 0.86244 | 0.09408 | 0 | 0 | System Off | 1 | 0
2510 | 2510 | 2012-04-14 13:59 | 11.53 | 20.22 | 20.22 | 11.53 | 524.21 | 479.28 | 200.6 | 186 | 14.68 | 564.66 | 0.85 | 0.85 | 0.83 | 0.17 | 338.5 | 0 | 0 | 145.68 | 0.8066 | 0.09408 | 0 | 0 | System Off | 1 | 0
2511 | 2511 | 2012-04-14 14:59 | 11.57 | 23.31 | 23.31 | 11.57 | 736.48 | 687.23 | 280.92 | 262 | 14.64 | 781.65 | 0.89 | 0.88 | 0.86 | 0.25 | 511.04 | 0 | 0 | 205.3 | 0.82143 | 0.09408 | 0 | 0 | System Off | 1 | 0
2512 | 2512 | 2012-04-14 15:59 | 10.82 | 15.87 | 15.87 | 10.82 | 317.07 | 276.12 | 121.9 | 113 | 14.61 | 348.71 | 0.82 | 0.79 | 0.77 | 0.1 | 209.48 | 0 | 0 | 88.58 | 0.78848 | 0.09408 | 0 | 0 | System Off | 1 | 0
2513 | 2513 | 2012-04-14 16:59 | 10.08 | 12.87 | 12.87 | 10.08 | 170.04 | 131.77 | 67.83 | 61 | 14.52 | 196.17 | 0.74 | 0.67 | 0.66 | 0.05 | 96.58 | 0 | 0 | 47.87 | 0.77427 | 0.09408 | 0 | 0 | System Off | 1 | 0
2514 | 2514 | 2012-04-14 17:59 | 9.33 | 9.33 | 9.33 | 9.33 | 0 | 0 | 0 | 0 | 0 | 0 | 0 | 0 | 0 | 0 | 0 | 0 | 0 | 0 | 0 | 0 | 0 | 0 | System Off | 0 | 0
2515 | 2515 | 2012-04-14 18:59 | 8.76 | 8.76 | 8.76 | 8.76 | 0 | 0 | 0 | 0 | 0 | 0 | 0 | 0 | 0 | 0 | 0 | 0 | 0 | 0 | 0 | 0 | 0 | 0 | System Off | 0 | 0
2516 | 2516 | 2012-04-14 19:59 | 8.18 | 8.18 | 8.18 | 8.18 | 0 | 0 | 0 | 0 | 0 | 0 | 0 | 0 | 0 | 0 | 0 | 0 | 0 | 0 | 0 | 0 | 0 | 0 | System Off | 0 | 0
2517 | 2517 | 2012-04-14 20:59 | 7.61 | 7.61 | 7.61 | 7.61 | 0 | 0 | 0 | 0 | 0 | 0 | 0 | 0 | 0 | 0 | 0 | 0 | 0 | 0 | 0 | 0 | 0 | 0 | System Off | 0 | 0
2518 | 2518 | 2012-04-14 21:59 | 7.37 | 7.37 | 7.37 | 7.37 | 0 | 0 | 0 | 0 | 0 | 0 | 0 | 0 | 0 | 0 | 0 | 0 | 0 | 0 | 0 | 0 | 0 | 0 | System Off | 0 | 0
2519 | 2519 | 2012-04-14 22:59 | 7.13 | 7.13 | 7.13 | 7.13 | 0 | 0 | 0 | 0 | 0 | 0 | 0 | 0 | 0 | 0 | 0 | 0 | 0 | 0 | 0 | 0 | 0 | 0 | System Off | 0 | 0
2520 | 2520 | 2012-04-14 23:59 | 6.89 | 6.89 | 6.89 | 6.89 | 0 | 0 | 0 | 0 | 0 | 0 | 0 | 0 | 0 | 0 | 0 | 0 | 0 | 0 | 0 | 0 | 0 | 0 | System Off | 0 | 0
2521 | 2521 | 2012-04-15 00:59 | 6.49 | 6.49 | 6.49 | 6.49 | 0 | 0 | 0 | 0 | 0 | 0 | 0 | 0 | 0 | 0 | 0 | 0 | 0 | 0 | 0 | 0 | 0 | 0 | System Off | 0 | 0
2522 | 2522 | 2012-04-15 01:59 | 6.09 | 6.09 | 6.09 | 6.09 | 0 | 0 | 0 | 0 | 0 | 0 | 0 | 0 | 0 | 0 | 0 | 0 | 0 | 0 | 0 | 0 | 0 | 0 | System Off | 0 | 0
2523 | 2523 | 2012-04-15 02:59 | 5.69 | 5.69 | 5.69 | 5.69 | 0 | 0 | 0 | 0 | 0 | 0 | 0 | 0 | 0 | 0 | 0 | 0 | 0 | 0 | 0 | 0 | 0 | 0 | System Off | 0 | 0
2524 | 2524 | 2012-04-15 03:59 | 5.73 | 5.73 | 5.73 | 5.73 | 0 | 0 | 0 | 0 | 0 | 0 | 0 | 0 | 0 | 0 | 0 | 0 | 0 | 0 | 0 | 0 | 0 | 0 | System Off | 0 | 0
2525 | 2525 | 2012-04-15 04:59 | 5.76 | 6.38 | 6.38 | 5.76 | 40.91 | 4.91 | 16.4 | 15 | 14.2 | 48.53 | 0 | 0.1 | 0.1 | 0 | 8 | 0 | 0 | 11.82 | 0.74068 | 0.09408 | 0 | 0 | System Off | 0 | 0
2526 | 2526 | 2012-04-15 05:59 | 5.8 | 7.04 | 7.04 | 5.8 | 84.07 | 47.32 | 32.79 | 30 | 14.6 | 96.83 | 0.61 | 0.49 | 0.48 | 0.02 | 60.69 | 0 | 0 | 23.52 | 0.74368 | 0.09408 | 0 | 0 | System Off | 1 | 0
2527 | 2527 | 2012-04-15 06:59 | 6.91 | 10.07 | 10.07 | 6.91 | 230.5 | 191.15 | 87.44 | 81 | 14.82 | 255.44 | 0.8 | 0.75 | 0.73 | 0.07 | 190.69 | 0 | 0 | 63.32 | 0.75955 | 0.09408 | 0 | 0 | System Off | 1 | 0
2528 | 2528 | 2012-04-15 07:59 | 8.02 | 14.23 | 14.23 | 8.02 | 478.59 | 434.56 | 179.42 | 166 | 15.02 | 516.33 | 0.89 | 0.84 | 0.82 | 0.16 | 340.85 | 0 | 0 | 129.45 | 0.78188 | 0.09408 | 0 | 0 | System Off | 1 | 0
2529 | 2529 | 2012-04-15 08:59 | 9.13 | 17.7 | 17.7 | 9.13 | 689.52 | 641.24 | 258.28 | 240 | 14.96 | 733.86 | 0.89 | 0.87 | 0.85 | 0.23 | 419.56 | 0 | 0 | 187.29 | 0.80242 | 0.09408 | 0 | 0 | System Off | 1 | 0
2530 | 2530 | 2012-04-15 09:59 | 9.62 | 16.05 | 16.05 | 9.62 | 517.32 | 472.52 | 194.92 | 181 | 14.89 | 557.21 | 0.87 | 0.85 | 0.83 | 0.17 | 283.8 | 0 | 0 | 141.39 | 0.7942 | 0.09408 | 0 | 0 | System Off | 1 | 0
2531 | 2531 | 2012-04-15 10:59 | 10.1 | 19.16 | 19.16 | 10.1 | 732.9 | 683.72 | 275.78 | 256 | 14.91 | 779.37 | 0.91 | 0.88 | 0.86 | 0.25 | 391.25 | 0 | 0 | 199.91 | 0.81128 | 0.09408 | 0 | 0 | System Off | 1 | 0
2532 | 2532 | 2012-04-15 11:59 | 10.59 | 16.49 | 16.49 | 10.59 | 476.36 | 432.37 | 180.35 | 167 | 14.86 | 514.73 | 0.89 | 0.84 | 0.82 | 0.16 | 243.89 | 0 | 0 | 130.5 | 0.79731 | 0.09408 | 0 | 0 | System Off | 1 | 0
2533 | 2533 | 2012-04-15 12:59 | 10.44 | 17.72 | 17.72 | 10.44 | 599.03 | 552.6 | 225.89 | 210 | 14.86 | 641.77 | 0.89 | 0.86 | 0.84 | 0.2 | 345.26 | 0 | 0 | 164.1 | 0.80459 | 0.09408 | 0 | 0 | System Off | 1 | 0
2534 | 2534 | 2012-04-15 13:59 | 10.29 | 16.51 | 16.51 | 10.29 | 518.58 | 473.76 | 195.65 | 181 | 14.92 | 558.34 | 0.87 | 0.85 | 0.83 | 0.17 | 334.6 | 0 | 0 | 141.32 | 0.79816 | 0.09408 | 0 | 0 | System Off | 1 | 0
2535 | 2535 | 2012-04-15 14:59 | 10.14 | 17.64 | 17.64 | 10.14 | 636.54 | 589.35 | 239.01 | 222 | 14.93 | 679.27 | 0.88 | 0.87 | 0.85 | 0.21 | 438.26 | 0 | 0 | 173.31 | 0.80504 | 0.09408 | 0 | 0 | System Off | 1 | 0
2536 | 2536 | 2012-04-15 15:59 | 9.49 | 11.99 | 11.99 | 9.49 | 201.43 | 162.61 | 77.42 | 71 | 14.78 | 224.62 | 0.77 | 0.72 | 0.71 | 0.06 | 123.36 | 0 | 0 | 55.54 | 0.77267 | 0.09408 | 0 | 0 | System Off | 1 | 0
2537 | 2537 | 2012-04-15 16:59 | 8.83 | 10.05 | 10.05 | 8.83 | 92.58 | 55.69 | 36.43 | 33 | 14.61 | 106.45 | 0.55 | 0.52 | 0.51 | 0.02 | 40.81 | 0 | 0 | 25.87 | 0.76169 | 0.09408 | 0 | 0 | System Off | 0 | 0
2538 | 2538 | 2012-04-15 17:59 | 8.18 | 8.18 | 8.18 | 8.18 | 0 | 0 | 0 | 0 | 0 | 0 | 0 | 0 | 0 | 0 | 0 | 0 | 0 | 0 | 0 | 0 | 0 | 0 | System Off | 0 | 0
2539 | 2539 | 2012-04-15 18:59 | 7.46 | 7.46 | 7.46 | 7.46 | 0 | 0 | 0 | 0 | 0 | 0 | 0 | 0 | 0 | 0 | 0 | 0 | 0 | 0 | 0 | 0 | 0 | 0 | System Off | 0 | 0
2540 | 2540 | 2012-04-15 19:59 | 6.74 | 6.74 | 6.74 | 6.74 | 0 | 0 | 0 | 0 | 0 | 0 | 0 | 0 | 0 | 0 | 0 | 0 | 0 | 0 | 0 | 0 | 0 | 0 | System Off | 0 | 0
2541 | 2541 | 2012-04-15 20:59 | 6.02 | 6.02 | 6.02 | 6.02 | 0 | 0 | 0 | 0 | 0 | 0 | 0 | 0 | 0 | 0 | 0 | 0 | 0 | 0 | 0 | 0 | 0 | 0 | System Off | 0 | 0
2542 | 2542 | 2012-04-15 21:59 | 5.47 | 5.47 | 5.47 | 5.47 | 0 | 0 | 0 | 0 | 0 | 0 | 0 | 0 | 0 | 0 | 0 | 0 | 0 | 0 | 0 | 0 | 0 | 0 | System Off | 0 | 0
2543 | 2543 | 2012-04-15 22:59 | 4.92 | 4.92 | 4.92 | 4.92 | 0 | 0 | 0 | 0 | 0 | 0 | 0 | 0 | 0 | 0 | 0 | 0 | 0 | 0 | 0 | 0 | 0 | 0 | System Off | 0 | 0
2544 | 2544 | 2012-04-15 23:59 | 4.37 | 4.37 | 4.37 | 4.37 | 0 | 0 | 0 | 0 | 0 | 0 | 0 | 0 | 0 | 0 | 0 | 0 | 0 | 0 | 0 | 0 | 0 | 0 | System Off | 0 | 0
2545 | 2545 | 2012-04-16 00:59 | 3.95 | 3.95 | 3.95 | 3.95 | 0 | 0 | 0 | 0 | 0 | 0 | 0 | 0 | 0 | 0 | 0 | 0 | 0 | 0 | 0 | 0 | 0 | 0 | System Off | 0 | 0
2546 | 2546 | 2012-04-16 01:59 | 3.53 | 3.53 | 3.53 | 3.53 | 0 | 0 | 0 | 0 | 0 | 0 | 0 | 0 | 0 | 0 | 0 | 0 | 0 | 0 | 0 | 0 | 0 | 0 | System Off | 0 | 0
2547 | 2547 | 2012-04-16 02:59 | 3.11 | 3.11 | 3.11 | 3.11 | 0 | 0 | 0 | 0 | 0 | 0 | 0 | 0 | 0 | 0 | 0 | 0 | 0 | 0 | 0 | 0 | 0 | 0 | System Off | 0 | 0
2548 | 2548 | 2012-04-16 03:59 | 3.12 | 3.12 | 3.12 | 3.12 | 0 | 0 | 0 | 0 | 0 | 0 | 0 | 0 | 0 | 0 | 0 | 0 | 0 | 0 | 0 | 0 | 0 | 0 | System Off | 0 | 0
2549 | 2549 | 2012-04-16 04:59 | 3.13 | 3.82 | 3.82 | 3.13 | 45.33 | 9.25 | 18 | 16 | 14.76 | 53.76 | 0 | 0.17 | 0.17 | 0 | 15.08 | 0 | 0 | 12.52 | 0.74436 | 0.09408 | 0 | 0 | System Off | 0 | 0
2550 | 2550 | 2012-04-16 05:59 | 3.14 | 3.77 | 3.77 | 3.14 | 41.41 | 5.4 | 16.4 | 15 | 14.38 | 48.98 | 0 | 0.11 | 0.11 | 0 | 6.93 | 0 | 0 | 11.79 | 0.74425 | 0.09408 | 0 | 0 | System Off | 0 | 0
2551 | 2551 | 2012-04-16 06:59 | 4.15 | 15.14 | 15.14 | 4.15 | 809.5 | 758.7 | 298.73 | 278 | 15.17 | 856.8 | 0.9 | 0.89 | 0.87 | 0.27 | 756.87 | 0 | 0 | 216.38 | 0.77996 | 0.09408 | 0 | 0 | System Off | 1 | 0
2552 | 2552 | 2012-04-16 07:59 | 5.15 | 18 | 18 | 5.15 | 985.78 | 931.14 | 362.82 | 340 | 15.1 | 1029.74 | 0.94 | 0.9 | 0.88 | 0.34 | 730.35 | 0 | 0 | 264.86 | 0.79744 | 0.09408 | 0 | 0 | System Off | 1 | 0
2553 | 2553 | 2012-04-16 08:59 | 6.16 | 23.92 | 23.92 | 6.16 | 1400.95 | 1336.6 | 519.55 | 489 | 14.92 | 1442.35 | 0.92 | 0.93 | 0.91 | 0.48 | 874.54 | 0 | 0 | 381.8 | 0.83165 | 0.09408 | 0 | 0 | System Off | 1 | 0
2554 | 2554 | 2012-04-16 09:59 | 6.99 | 27.33 | 27.33 | 6.99 | 1562.82 | 1494.44 | 585.22 | 551 | 14.77 | 1603.73 | 0.92 | 0.93 | 0.91 | 0.54 | 897.57 | 0 | 0 | 431.03 | 0.84865 | 0.09408 | 0 | 0 | System Off | 1 | 0
2555 | 2555 | 2012-04-16 10:59 | 7.82 | 28.84 | 28.84 | 7.82 | 1577.25 | 1508.5 | 594.33 | 559 | 14.7 | 1619.26 | 0.93 | 0.93 | 0.91 | 0.55 | 863.21 | 0 | 0 | 437.72 | 0.85538 | 0.09408 | 0 | 0 | System Off | 1 | 0
2556 | 2556 | 2012-04-16 11:59 | 8.65 | 24.99 | 24.99 | 8.65 | 1207.19 | 1147.49 | 454.1 | 425 | 14.79 | 1255.54 | 0.92 | 0.91 | 0.89 | 0.42 | 647.28 | 0 | 0 | 332.38 | 0.83479 | 0.09408 | 0 | 0 | System Off | 1 | 0
2557 | 2557 | 2012-04-16 12:59 | 8.7 | 23.52 | 23.52 | 8.7 | 1077.49 | 1020.79 | 404.79 | 378 | 14.85 | 1125.42 | 0.91 | 0.91 | 0.89 | 0.37 | 637.79 | 0 | 0 | 295.42 | 0.8261 | 0.09408 | 0 | 0 | System Off | 1 | 0
2558 | 2558 | 2012-04-16 13:59 | 8.76 | 16.34 | 16.34 | 8.76 | 540.04 | 494.79 | 203.28 | 189 | 14.88 | 580.46 | 0.89 | 0.85 | 0.83 | 0.18 | 349.45 | 0 | 0 | 147.64 | 0.79062 | 0.09408 | 0 | 0 | System Off | 1 | 0
2559 | 2559 | 2012-04-16 14:59 | 8.82 | 22.28 | 22.28 | 8.82 | 942.76 | 889.08 | 354.2 | 331 | 14.83 | 989.39 | 0.9 | 0.9 | 0.88 | 0.32 | 661.14 | 0 | 0 | 258.73 | 0.8179 | 0.09408 | 0 | 0 | System Off | 1 | 0
2560 | 2560 | 2012-04-16 15:59 | 8.06 | 16.53 | 16.53 | 8.06 | 561.55 | 515.87 | 215.92 | 196 | 14.92 | 616.14 | 0.88 | 0.84 | 0.82 | 0.19 | 391.37 | 0 | 0 | 153.03 | 0.78779 | 0.09408 | 0 | 0 | System Off | 1 | 0
2561 | 2561 | 2012-04-16 16:59 | 7.29 | 10.48 | 10.48 | 7.29 | 194.75 | 156.05 | 78.52 | 69 | 14.7 | 229.06 | 0.76 | 0.68 | 0.67 | 0.06 | 114.36 | 0 | 0 | 54.03 | 0.75952 | 0.09408 | 0 | 0 | System Off | 1 | 0
2562 | 2562 | 2012-04-16 17:59 | 6.53 | 6.53 | 6.53 | 6.53 | 0 | 0 | 0 | 0 | 0 | 0 | 0 | 0 | 0 | 0 | 0 | 0 | 0 | 0 | 0 | 0 | 0 | 0 | System Off | 0 | 0
2563 | 2563 | 2012-04-16 18:59 | 5.27 | 5.27 | 5.27 | 5.27 | 0 | 0 | 0 | 0 | 0 | 0 | 0 | 0 | 0 | 0 | 0 | 0 | 0 | 0 | 0 | 0 | 0 | 0 | System Off | 0 | 0
2564 | 2564 | 2012-04-16 19:59 | 4.01 | 4.01 | 4.01 | 4.01 | 0 | 0 | 0 | 0 | 0 | 0 | 0 | 0 | 0 | 0 | 0 | 0 | 0 | 0 | 0 | 0 | 0 | 0 | System Off | 0 | 0
2565 | 2565 | 2012-04-16 20:59 | 2.75 | 2.75 | 2.75 | 2.75 | 0 | 0 | 0 | 0 | 0 | 0 | 0 | 0 | 0 | 0 | 0 | 0 | 0 | 0 | 0 | 0 | 0 | 0 | System Off | 0 | 0
2566 | 2566 | 2012-04-16 21:59 | 2.38 | 2.38 | 2.38 | 2.38 | 0 | 0 | 0 | 0 | 0 | 0 | 0 | 0 | 0 | 0 | 0 | 0 | 0 | 0 | 0 | 0 | 0 | 0 | System Off | 0 | 0
2567 | 2567 | 2012-04-16 22:59 | 2 | 2 | 2 | 2 | 0 | 0 | 0 | 0 | 0 | 0 | 0 | 0 | 0 | 0 | 0 | 0 | 0 | 0 | 0 | 0 | 0 | 0 | System Off | 0 | 0
2568 | 2568 | 2012-04-16 23:59 | 1.63 | 1.63 | 1.63 | 1.63 | 0 | 0 | 0 | 0 | 0 | 0 | 0 | 0 | 0 | 0 | 0 | 0 | 0 | 0 | 0 | 0 | 0 | 0 | System Off | 0 | 0
2569 | 2569 | 2012-04-17 00:59 | 1.2 | 1.2 | 1.2 | 1.2 | 0 | 0 | 0 | 0 | 0 | 0 | 0 | 0 | 0 | 0 | 0 | 0 | 0 | 0 | 0 | 0 | 0 | 0 | System Off | 0 | 0
2570 | 2570 | 2012-04-17 01:59 | 0.76 | 0.76 | 0.76 | 0.76 | 0 | 0 | 0 | 0 | 0 | 0 | 0 | 0 | 0 | 0 | 0 | 0 | 0 | 0 | 0 | 0 | 0 | 0 | System Off | 0 | 0
2571 | 2571 | 2012-04-17 02:59 | 0.32 | 0.32 | 0.32 | 0.32 | 0 | 0 | 0 | 0 | 0 | 0 | 0 | 0 | 0 | 0 | 0 | 0 | 0 | 0 | 0 | 0 | 0 | 0 | System Off | 0 | 0
2572 | 2572 | 2012-04-17 03:59 | 0.67 | 0.67 | 0.67 | 0.67 | 0 | 0 | 0 | 0 | 0 | 0 | 0 | 0 | 0 | 0 | 0 | 0 | 0 | 0 | 0 | 0 | 0 | 0 | System Off | 0 | 0
2573 | 2573 | 2012-04-17 04:59 | 1.01 | 2.02 | 2.02 | 1.01 | 58.7 | 22.4 | 23.11 | 21 | 14.56 | 69.47 | 0.43 | 0.32 | 0.32 | 0.01 | 36.52 | 0 | 0 | 16.47 | 0.73313 | 0.09408 | 0 | 0 | System Off | 0 | 0
2574 | 2574 | 2012-04-17 05:59 | 1.36 | 9.3 | 9.3 | 1.36 | 474.35 | 430.4 | 186.72 | 162 | 15.25 | 546.97 | 0.86 | 0.79 | 0.77 | 0.16 | 551.97 | 0 | 0 | 125.95 | 0.74245 | 0.09408 | 0 | 0 | System Off | 1 | 0
2575 | 2575 | 2012-04-17 06:59 | 3.62 | 20.06 | 20.06 | 3.62 | 1100.7 | 1043.47 | 409.41 | 381 | 15.05 | 1153.14 | 0.93 | 0.9 | 0.89 | 0.38 | 1040.95 | 0 | 0 | 297 | 0.79605 | 0.09408 | 0 | 0 | System Off | 1 | 0
2576 | 2576 | 2012-04-17 07:59 | 5.87 | 24.96 | 24.96 | 5.87 | 1348.51 | 1285.44 | 501.99 | 473 | 14.85 | 1388.12 | 0.92 | 0.93 | 0.91 | 0.46 | 1008.25 | 0 | 0 | 369.66 | 0.82696 | 0.09408 | 0 | 0 | System Off | 1 | 0
2577 | 2577 | 2012-04-17 08:59 | 8.13 | 25.7 | 25.7 | 8.13 | 1298.27 | 1236.41 | 486.57 | 457 | 14.8 | 1341.69 | 0.92 | 0.92 | 0.9 | 0.45 | 808.98 | 0 | 0 | 357.39 | 0.83771 | 0.09408 | 0 | 0 | System Off | 1 | 0
2578 | 2578 | 2012-04-17 09:59 | 8.95 | 29.26 | 29.26 | 8.95 | 1519.81 | 1452.51 | 574.1 | 540 | 14.66 | 1561.65 | 0.92 | 0.93 | 0.91 | 0.53 | 872.39 | 0 | 0 | 423.04 | 0.85877 | 0.09408 | 0 | 0 | System Off | 1 | 0
2579 | 2579 | 2012-04-17 10:59 | 9.77 | 31.84 | 31.84 | 9.77 | 1676.77 | 1605.46 | 637.25 | 601 | 14.53 | 1716.19 | 0.91 | 0.94 | 0.91 | 0.58 | 918.7 | 0 | 0 | 471.6 | 0.87577 | 0.09408 | 0 | 0 | System Off | 1 | 0
2580 | 2580 | 2012-04-17 11:59 | 10.59 | 42.66 | 42.66 | 10.59 | 2432.48 | 2339.99 | 945.6 | 902 | 14.05 | 2439.28 | 0.9 | 0.96 | 0.94 | 0.85 | 1319.95 | 0 | 0 | 712.17 | 0.91202 | 0.09408 | 0 | 0 | System Off | 1 | 0
2581 | 2581 | 2012-04-17 12:59 | 10.78 | 40.97 | 40.97 | 10.78 | 2347.34 | 2257.38 | 905.22 | 865 | 14.13 | 2351.21 | 0.91 | 0.96 | 0.94 | 0.82 | 1410.41 | 0 | 0 | 682.19 | 0.90594 | 0.09408 | 0 | 0 | System Off | 1 | 0
2582 | 2582 | 2012-04-17 13:59 | 10.97 | 26.82 | 26.82 | 10.97 | 1284.39 | 1222.86 | 483.25 | 454 | 14.73 | 1326.87 | 0.91 | 0.92 | 0.9 | 0.44 | 863.66 | 0 | 0 | 355.32 | 0.8546 | 0.09408 | 0 | 0 | System Off | 1 | 0
2583 | 2583 | 2012-04-17 14:59 | 11.17 | 24.66 | 24.66 | 11.17 | 1110.88 | 1053.41 | 418 | 391 | 14.8 | 1157.2 | 0.91 | 0.91 | 0.89 | 0.38 | 783.34 | 0 | 0 | 305.77 | 0.84365 | 0.09408 | 0 | 0 | System Off | 1 | 0
2584 | 2584 | 2012-04-17 15:59 | 10.36 | 15.78 | 15.78 | 10.36 | 418.38 | 375.51 | 159.86 | 147 | 14.82 | 457.45 | 0.88 | 0.82 | 0.8 | 0.14 | 284.88 | 0 | 0 | 114.92 | 0.79216 | 0.09408 | 0 | 0 | System Off | 1 | 0
2585 | 2585 | 2012-04-17 16:59 | 9.55 | 12.44 | 12.44 | 9.55 | 198.12 | 159.35 | 81.07 | 70 | 14.74 | 234.82 | 0.74 | 0.68 | 0.66 | 0.06 | 116.79 | 0 | 0 | 54.78 | 0.77284 | 0.09408 | 0 | 0 | System Off | 1 | 0
2586 | 2586 | 2012-04-17 17:59 | 8.74 | 8.74 | 8.74 | 8.74 | 0 | 0 | 0 | 0 | 0 | 0 | 0 | 0 | 0 | 0 | 0 | 0 | 0 | 0 | 0 | 0 | 0 | 0 | System Off | 0 | 0
2587 | 2587 | 2012-04-17 18:59 | 8.13 | 8.13 | 8.13 | 8.13 | 0 | 0 | 0 | 0 | 0 | 0 | 0 | 0 | 0 | 0 | 0 | 0 | 0 | 0 | 0 | 0 | 0 | 0 | System Off | 0 | 0
2588 | 2588 | 2012-04-17 19:59 | 7.51 | 7.51 | 7.51 | 7.51 | 0 | 0 | 0 | 0 | 0 | 0 | 0 | 0 | 0 | 0 | 0 | 0 | 0 | 0 | 0 | 0 | 0 | 0 | System Off | 0 | 0
2589 | 2589 | 2012-04-17 20:59 | 6.9 | 6.9 | 6.9 | 6.9 | 0 | 0 | 0 | 0 | 0 | 0 | 0 | 0 | 0 | 0 | 0 | 0 | 0 | 0 | 0 | 0 | 0 | 0 | System Off | 0 | 0
2590 | 2590 | 2012-04-17 21:59 | 6.76 | 6.76 | 6.76 | 6.76 | 0 | 0 | 0 | 0 | 0 | 0 | 0 | 0 | 0 | 0 | 0 | 0 | 0 | 0 | 0 | 0 | 0 | 0 | System Off | 0 | 0
2591 | 2591 | 2012-04-17 22:59 | 6.62 | 6.62 | 6.62 | 6.62 | 0 | 0 | 0 | 0 | 0 | 0 | 0 | 0 | 0 | 0 | 0 | 0 | 0 | 0 | 0 | 0 | 0 | 0 | System Off | 0 | 0
2592 | 2592 | 2012-04-17 23:59 | 6.48 | 6.48 | 6.48 | 6.48 | 0 | 0 | 0 | 0 | 0 | 0 | 0 | 0 | 0 | 0 | 0 | 0 | 0 | 0 | 0 | 0 | 0 | 0 | System Off | 0 | 0
2593 | 2593 | 2012-04-18 00:59 | 6.03 | 6.03 | 6.03 | 6.03 | 0 | 0 | 0 | 0 | 0 | 0 | 0 | 0 | 0 | 0 | 0 | 0 | 0 | 0 | 0 | 0 | 0 | 0 | System Off | 0 | 0
2594 | 2594 | 2012-04-18 01:59 | 5.58 | 5.58 | 5.58 | 5.58 | 0 | 0 | 0 | 0 | 0 | 0 | 0 | 0 | 0 | 0 | 0 | 0 | 0 | 0 | 0 | 0 | 0 | 0 | System Off | 0 | 0
2595 | 2595 | 2012-04-18 02:59 | 5.12 | 5.12 | 5.12 | 5.12 | 0 | 0 | 0 | 0 | 0 | 0 | 0 | 0 | 0 | 0 | 0 | 0 | 0 | 0 | 0 | 0 | 0 | 0 | System Off | 0 | 0
2596 | 2596 | 2012-04-18 03:59 | 5.45 | 5.45 | 5.45 | 5.45 | 0 | 0 | 0 | 0 | 0 | 0 | 0 | 0 | 0 | 0 | 0 | 0 | 0 | 0 | 0 | 0 | 0 | 0 | System Off | 0 | 0
2597 | 2597 | 2012-04-18 04:59 | 5.77 | 6.84 | 6.84 | 5.77 | 65.51 | 29.08 | 26.14 | 23 | 14.83 | 77.25 | 0.38 | 0.38 | 0.37 | 0.01 | 47.42 | 0 | 0 | 17.98 | 0.74219 | 0.09408 | 0 | 0 | System Off | 1 | 0
2598 | 2598 | 2012-04-18 05:59 | 6.1 | 11.74 | 11.74 | 6.1 | 370.97 | 329.01 | 144.43 | 129 | 14.98 | 419.39 | 0.83 | 0.78 | 0.77 | 0.12 | 421.94 | 0 | 0 | 100.65 | 0.76376 | 0.09408 | 0 | 0 | System Off | 1 | 0
2599 | 2599 | 2012-04-18 06:59 | 7.07 | 20.71 | 20.71 | 7.07 | 990.07 | 935.33 | 370.48 | 345 | 14.95 | 1040.96 | 0.92 | 0.9 | 0.88 | 0.34 | 933.07 | 0 | 0 | 269.28 | 0.80995 | 0.09408 | 0 | 0 | System Off | 1 | 0
2600 | 2600 | 2012-04-18 07:59 | 8.04 | 18.34 | 18.34 | 8.04 | 795 | 744.51 | 296.07 | 276 | 15 | 839.23 | 0.91 | 0.89 | 0.87 | 0.27 | 583.97 | 0 | 0 | 215.27 | 0.8027 | 0.09408 | 0 | 0 | System Off | 1 | 0
2601 | 2601 | 2012-04-18 08:59 | 9.01 | 11.29 | 11.29 | 9.01 | 179.81 | 141.37 | 69.23 | 64 | 14.63 | 201.34 | 0.72 | 0.7 | 0.69 | 0.05 | 92.5 | 0 | 0 | 50.15 | 0.76857 | 0.09408 | 0 | 0 | System Off | 1 | 0
2602 | 2602 | 2012-04-18 09:59 | 9.66 | 17.58 | 17.58 | 9.66 | 651.86 | 604.36 | 244.89 | 227 | 14.96 | 696.12 | 0.9 | 0.87 | 0.85 | 0.22 | 362.98 | 0 | 0 | 177.16 | 0.80312 | 0.09408 | 0 | 0 | System Off | 1 | 0
2603 | 2603 | 2012-04-18 10:59 | 10.31 | 14.62 | 14.62 | 10.31 | 357.28 | 315.57 | 135.72 | 126 | 14.77 | 390 | 0.81 | 0.81 | 0.79 | 0.11 | 180.58 | 0 | 0 | 98.57 | 0.7879 | 0.09408 | 0 | 0 | System Off | 1 | 0
2604 | 2604 | 2012-04-18 11:59 | 10.97 | 14.26 | 14.26 | 10.97 | 275.76 | 235.58 | 105.66 | 98 | 14.66 | 304.02 | 0.85 | 0.77 | 0.76 | 0.09 | 132.89 | 0 | 0 | 76.78 | 0.7865 | 0.09408 | 0 | 0 | System Off | 1 | 0
2605 | 2605 | 2012-04-18 12:59 | 10.87 | 19.39 | 19.39 | 10.87 | 722.65 | 673.68 | 272.24 | 253 | 14.88 | 768.71 | 0.88 | 0.88 | 0.86 | 0.24 | 420.92 | 0 | 0 | 197.65 | 0.81535 | 0.09408 | 0 | 0 | System Off | 1 | 0
2606 | 2606 | 2012-04-18 13:59 | 10.77 | 24.73 | 24.73 | 10.77 | 1184.58 | 1125.41 | 444.07 | 417 | 14.8 | 1229.05 | 0.92 | 0.92 | 0.9 | 0.41 | 794.83 | 0 | 0 | 326.11 | 0.8462 | 0.09408 | 0 | 0 | System Off | 1 | 0
2607 | 2607 | 2012-04-18 14:59 | 10.68 | 15.17 | 15.17 | 10.68 | 373.89 | 331.87 | 142.09 | 132 | 14.75 | 407.51 | 0.84 | 0.81 | 0.8 | 0.12 | 246.79 | 0 | 0 | 103.29 | 0.79123 | 0.09408 | 0 | 0 | System Off | 1 | 0
2608 | 2608 | 2012-04-18 15:59 | 10.3 | 19.27 | 19.27 | 10.3 | 687.52 | 639.29 | 270.32 | 241 | 14.86 | 763.61 | 0.85 | 0.84 | 0.82 | 0.23 | 485 | 0 | 0 | 188.32 | 0.80965 | 0.09408 | 0 | 0 | System Off | 1 | 0
2609 | 2609 | 2012-04-18 16:59 | 9.92 | 12.91 | 12.91 | 9.92 | 197.35 | 158.6 | 85.34 | 70 | 14.68 | 246.77 | 0.7 | 0.64 | 0.63 | 0.06 | 116.24 | 0 | 0 | 54.82 | 0.77501 | 0.09408 | 0 | 0 | System Off | 1 | 0
2610 | 2610 | 2012-04-18 17:59 | 9.54 | 9.86 | 9.86 | 9.54 | 20.61 | 0 | 8.66 | 8 | 13.42 | 25.3 | 0 | 0 | 0 | 0 | 0 | 0 | 0 | 6.37 | 0.76111 | 0.09408 | 0 | 0 | System Off | 0 | 0
2611 | 2611 | 2012-04-18 18:59 | 9.17 | 9.17 | 9.17 | 9.17 | 0 | 0 | 0 | 0 | 0 | 0 | 0 | 0 | 0 | 0 | 0 | 0 | 0 | 0 | 0 | 0 | 0 | 0 | System Off | 0 | 0
2612 | 2612 | 2012-04-18 19:59 | 8.8 | 8.8 | 8.8 | 8.8 | 0 | 0 | 0 | 0 | 0 | 0 | 0 | 0 | 0 | 0 | 0 | 0 | 0 | 0 | 0 | 0 | 0 | 0 | System Off | 0 | 0
2613 | 2613 | 2012-04-18 20:59 | 8.44 | 8.44 | 8.44 | 8.44 | 0 | 0 | 0 | 0 | 0 | 0 | 0 | 0 | 0 | 0 | 0 | 0 | 0 | 0 | 0 | 0 | 0 | 0 | System Off | 0 | 0
2614 | 2614 | 2012-04-18 21:59 | 8.34 | 8.34 | 8.34 | 8.34 | 0 | 0 | 0 | 0 | 0 | 0 | 0 | 0 | 0 | 0 | 0 | 0 | 0 | 0 | 0 | 0 | 0 | 0 | System Off | 0 | 0
2615 | 2615 | 2012-04-18 22:59 | 8.23 | 8.23 | 8.23 | 8.23 | 0 | 0 | 0 | 0 | 0 | 0 | 0 | 0 | 0 | 0 | 0 | 0 | 0 | 0 | 0 | 0 | 0 | 0 | System Off | 0 | 0
2616 | 2616 | 2012-04-18 23:59 | 8.13 | 8.13 | 8.13 | 8.13 | 0 | 0 | 0 | 0 | 0 | 0 | 0 | 0 | 0 | 0 | 0 | 0 | 0 | 0 | 0 | 0 | 0 | 0 | System Off | 0 | 0
2617 | 2617 | 2012-04-19 00:59 | 7.97 | 7.97 | 7.97 | 7.97 | 0 | 0 | 0 | 0 | 0 | 0 | 0 | 0 | 0 | 0 | 0 | 0 | 0 | 0 | 0 | 0 | 0 | 0 | System Off | 0 | 0
2618 | 2618 | 2012-04-19 01:59 | 7.8 | 7.8 | 7.8 | 7.8 | 0 | 0 | 0 | 0 | 0 | 0 | 0 | 0 | 0 | 0 | 0 | 0 | 0 | 0 | 0 | 0 | 0 | 0 | System Off | 0 | 0
2619 | 2619 | 2012-04-19 02:59 | 7.63 | 7.63 | 7.63 | 7.63 | 0 | 0 | 0 | 0 | 0 | 0 | 0 | 0 | 0 | 0 | 0 | 0 | 0 | 0 | 0 | 0 | 0 | 0 | System Off | 0 | 0
2620 | 2620 | 2012-04-19 03:59 | 7.68 | 7.68 | 7.68 | 7.68 | 0 | 0 | 0 | 0 | 0 | 0 | 0 | 0 | 0 | 0 | 0 | 0 | 0 | 0 | 0 | 0 | 0 | 0 | System Off | 0 | 0
2621 | 2621 | 2012-04-19 04:59 | 7.73 | 8.2 | 8.2 | 7.73 | 31.18 | 0 | 12.75 | 11 | 14.76 | 37.5 | 0 | 0 | 0 | 0 | 0 | 0 | 0 | 8.61 | 0.7512 | 0.09408 | 0 | 0 | System Off | 0 | 0
2622 | 2622 | 2012-04-19 05:59 | 7.78 | 9.9 | 9.9 | 7.78 | 148.78 | 110.9 | 57.38 | 53 | 14.62 | 167.74 | 0.7 | 0.66 | 0.65 | 0.04 | 142.22 | 0 | 0 | 41.54 | 0.75937 | 0.09408 | 0 | 0 | System Off | 1 | 0
2623 | 2623 | 2012-04-19 06:59 | 8.08 | 11.24 | 11.24 | 8.08 | 231.88 | 192.5 | 88.35 | 82 | 14.73 | 257.03 | 0.79 | 0.75 | 0.73 | 0.07 | 192.03 | 0 | 0 | 64.18 | 0.76654 | 0.09408 | 0 | 0 | System Off | 1 | 0
2624 | 2624 | 2012-04-19 07:59 | 8.39 | 13.48 | 13.48 | 8.39 | 389.08 | 346.77 | 146.65 | 136 | 14.9 | 423.17 | 0.89 | 0.82 | 0.8 | 0.13 | 272 | 0 | 0 | 106.22 | 0.77845 | 0.09408 | 0 | 0 | System Off | 1 | 0
2625 | 2625 | 2012-04-19 08:59 | 8.69 | 32.12 | 32.12 | 8.69 | 1843.28 | 1767.57 | 695.89 | 660 | 14.55 | 1872.07 | 0.92 | 0.94 | 0.92 | 0.64 | 1156.51 | 0 | 0 | 517.8 | 0.88038 | 0.09408 | 0 | 0 | System Off | 1 | 0
2626 | 2626 | 2012-04-19 09:59 | 9.58 | 28.67 | 28.67 | 9.58 | 1496.25 | 1429.54 | 564.5 | 531 | 14.68 | 1538.98 | 0.92 | 0.93 | 0.91 | 0.52 | 858.6 | 0 | 0 | 415.9 | 0.86091 | 0.09408 | 0 | 0 | System Off | 1 | 0
2627 | 2627 | 2012-04-19 10:59 | 10.47 | 23.76 | 23.76 | 10.47 | 1036.16 | 980.4 | 390.91 | 365 | 14.79 | 1085.88 | 0.9 | 0.9 | 0.88 | 0.35 | 561.01 | 0 | 0 | 285.48 | 0.83441 | 0.09408 | 0 | 0 | System Off | 1 | 0
2628 | 2628 | 2012-04-19 11:59 | 11.37 | 14.07 | 14.07 | 11.37 | 204.52 | 165.64 | 79.24 | 73 | 14.59 | 228.17 | 0.76 | 0.73 | 0.71 | 0.06 | 93.43 | 0 | 0 | 57.24 | 0.7841 | 0.09408 | 0 | 0 | System Off | 1 | 0
2629 | 2629 | 2012-04-19 12:59 | 11.55 | 32.6 | 32.6 | 11.55 | 1557.26 | 1489.02 | 594.65 | 561 | 14.46 | 1596.73 | 0.91 | 0.93 | 0.91 | 0.54 | 930.33 | 0 | 0 | 440.62 | 0.87925 | 0.09408 | 0 | 0 | System Off | 1 | 0
2630 | 2630 | 2012-04-19 13:59 | 11.73 | 30.95 | 30.95 | 11.73 | 1373.71 | 1310.03 | 523.3 | 493 | 14.51 | 1414.16 | 0.9 | 0.93 | 0.91 | 0.47 | 925.22 | 0 | 0 | 386.94 | 0.8671 | 0.09408 | 0 | 0 | System Off | 1 | 0
2631 | 2631 | 2012-04-19 14:59 | 11.92 | 16.82 | 16.82 | 11.92 | 334.23 | 292.96 | 128.43 | 119 | 14.63 | 366.1 | 0.86 | 0.8 | 0.78 | 0.11 | 217.85 | 0 | 0 | 93.26 | 0.79613 | 0.09408 | 0 | 0 | System Off | 1 | 0
2632 | 2632 | 2012-04-19 15:59 | 11.14 | 20.55 | 20.55 | 11.14 | 594.01 | 547.69 | 232.36 | 210 | 14.73 | 653.26 | 0.86 | 0.84 | 0.82 | 0.2 | 415.51 | 0 | 0 | 164.36 | 0.80884 | 0.09408 | 0 | 0 | System Off | 1 | 0
2633 | 2633 | 2012-04-19 16:59 | 10.36 | 13.9 | 13.9 | 10.36 | 203.38 | 164.51 | 82.07 | 73 | 14.51 | 236.45 | 0.73 | 0.7 | 0.68 | 0.06 | 120.57 | 0 | 0 | 57.3 | 0.77819 | 0.09408 | 0 | 0 | System Off | 1 | 0
2634 | 2634 | 2012-04-19 17:59 | 9.58 | 9.92 | 9.92 | 9.58 | 17.21 | 0 | 7.29 | 6 | 14.94 | 21.3 | 0 | 0 | 0 | 0 | 0 | 0 | 0 | 4.68 | 0.76094 | 0.09408 | 0 | 0 | System Off | 0 | 0
2635 | 2635 | 2012-04-19 18:59 | 8.88 | 8.88 | 8.88 | 8.88 | 0 | 0 | 0 | 0 | 0 | 0 | 0 | 0 | 0 | 0 | 0 | 0 | 0 | 0 | 0 | 0 | 0 | 0 | System Off | 0 | 0
2636 | 2636 | 2012-04-19 19:59 | 8.18 | 8.18 | 8.18 | 8.18 | 0 | 0 | 0 | 0 | 0 | 0 | 0 | 0 | 0 | 0 | 0 | 0 | 0 | 0 | 0 | 0 | 0 | 0 | System Off | 0 | 0
2637 | 2637 | 2012-04-19 20:59 | 7.49 | 7.49 | 7.49 | 7.49 | 0 | 0 | 0 | 0 | 0 | 0 | 0 | 0 | 0 | 0 | 0 | 0 | 0 | 0 | 0 | 0 | 0 | 0 | System Off | 0 | 0
2638 | 2638 | 2012-04-19 21:59 | 7.29 | 7.29 | 7.29 | 7.29 | 0 | 0 | 0 | 0 | 0 | 0 | 0 | 0 | 0 | 0 | 0 | 0 | 0 | 0 | 0 | 0 | 0 | 0 | System Off | 0 | 0
2639 | 2639 | 2012-04-19 22:59 | 7.09 | 7.09 | 7.09 | 7.09 | 0 | 0 | 0 | 0 | 0 | 0 | 0 | 0 | 0 | 0 | 0 | 0 | 0 | 0 | 0 | 0 | 0 | 0 | System Off | 0 | 0
2640 | 2640 | 2012-04-19 23:59 | 6.89 | 6.89 | 6.89 | 6.89 | 0 | 0 | 0 | 0 | 0 | 0 | 0 | 0 | 0 | 0 | 0 | 0 | 0 | 0 | 0 | 0 | 0 | 0 | System Off | 0 | 0
2641 | 2641 | 2012-04-20 00:59 | 6.03 | 6.03 | 6.03 | 6.03 | 0 | 0 | 0 | 0 | 0 | 0 | 0 | 0 | 0 | 0 | 0 | 0 | 0 | 0 | 0 | 0 | 0 | 0 | System Off | 0 | 0
2642 | 2642 | 2012-04-20 01:59 | 5.17 | 5.17 | 5.17 | 5.17 | 0 | 0 | 0 | 0 | 0 | 0 | 0 | 0 | 0 | 0 | 0 | 0 | 0 | 0 | 0 | 0 | 0 | 0 | System Off | 0 | 0
2643 | 2643 | 2012-04-20 02:59 | 4.3 | 4.3 | 4.3 | 4.3 | 0 | 0 | 0 | 0 | 0 | 0 | 0 | 0 | 0 | 0 | 0 | 0 | 0 | 0 | 0 | 0 | 0 | 0 | System Off | 0 | 0
2644 | 2644 | 2012-04-20 03:59 | 4.73 | 4.73 | 4.73 | 4.73 | 0 | 0 | 0 | 0 | 0 | 0 | 0 | 0 | 0 | 0 | 0 | 0 | 0 | 0 | 0 | 0 | 0 | 0 | System Off | 0 | 0
2645 | 2645 | 2012-04-20 04:59 | 5.17 | 6.25 | 6.25 | 5.17 | 62.02 | 25.66 | 24.52 | 22 | 14.68 | 72.62 | 0.41 | 0.35 | 0.35 | 0.01 | 41.84 | 0 | 0 | 17.23 | 0.73859 | 0.09408 | 0 | 0 | System Off | 0 | 0
2646 | 2646 | 2012-04-20 05:59 | 5.6 | 9.26 | 9.26 | 5.6 | 222.29 | 183.09 | 84.59 | 78 | 14.84 | 247.84 | 0.83 | 0.74 | 0.72 | 0.07 | 234.8 | 0 | 0 | 60.96 | 0.75143 | 0.09408 | 0 | 0 | System Off | 1 | 0
2647 | 2647 | 2012-04-20 06:59 | 7.08 | 17.29 | 17.29 | 7.08 | 661.8 | 614.1 | 248.01 | 230 | 14.99 | 705.75 | 0.89 | 0.87 | 0.85 | 0.22 | 612.61 | 0 | 0 | 179.43 | 0.78837 | 0.09408 | 0 | 0 | System Off | 1 | 0
2648 | 2648 | 2012-04-20 07:59 | 8.55 | 36.3 | 36.3 | 8.55 | 1844.17 | 1768.43 | 705.71 | 671 | 14.31 | 1867.54 | 0.91 | 0.95 | 0.92 | 0.64 | 1387.1 | 0 | 0 | 527.98 | 0.88201 | 0.09408 | 0 | 0 | System Off | 1 | 0
2649 | 2649 | 2012-04-20 08:59 | 10.03 | 35.03 | 35.03 | 10.03 | 1736.42 | 1663.55 | 664.91 | 629 | 14.38 | 1768.46 | 0.9 | 0.94 | 0.92 | 0.6 | 1088.45 | 0 | 0 | 494.53 | 0.88305 | 0.09408 | 0 | 0 | System Off | 1 | 0
2650 | 2650 | 2012-04-20 09:59 | 10.64 | 32.86 | 32.86 | 10.64 | 1532.66 | 1465.04 | 586.97 | 553 | 14.44 | 1574.51 | 0.9 | 0.93 | 0.91 | 0.53 | 879.91 | 0 | 0 | 434.46 | 0.87205 | 0.09408 | 0 | 0 | System Off | 1 | 0
2651 | 2651 | 2012-04-20 10:59 | 11.25 | 37.65 | 37.65 | 11.25 | 1787.06 | 1712.85 | 692.61 | 654 | 14.23 | 1823.09 | 0.9 | 0.94 | 0.92 | 0.62 | 980.15 | 0 | 0 | 515.14 | 0.89582 | 0.09408 | 0 | 0 | System Off | 1 | 0
2652 | 2652 | 2012-04-20 11:59 | 11.86 | 50.67 | 50.67 | 11.86 | 2527.84 | 2432.46 | 1012.14 | 968 | 13.6 | 2525.92 | 0.87 | 0.96 | 0.94 | 0.88 | 1372.1 | 0 | 0 | 768.58 | 0.93383 | 0.09408 | 0 | 0 | System Off | 1 | 0
2653 | 2653 | 2012-04-20 12:59 | 11.67 | 45.02 | 45.02 | 11.67 | 2215.45 | 2129.35 | 871.11 | 831 | 13.89 | 2225.57 | 0.88 | 0.96 | 0.93 | 0.77 | 1330.41 | 0 | 0 | 657.44 | 0.9339 | 0.09408 | 0 | 0 | System Off | 1 | 0
2654 | 2654 | 2012-04-20 13:59 | 11.49 | 31.76 | 31.76 | 11.49 | 1387.86 | 1323.84 | 530.11 | 500 | 14.46 | 1428.1 | 0.91 | 0.93 | 0.91 | 0.48 | 934.97 | 0 | 0 | 392.72 | 0.86703 | 0.09408 | 0 | 0 | System Off | 1 | 0
2655 | 2655 | 2012-04-20 14:59 | 11.31 | 26.38 | 26.38 | 11.31 | 1038.6 | 982.78 | 394.78 | 369 | 14.66 | 1085.78 | 0.91 | 0.91 | 0.88 | 0.36 | 730.82 | 0 | 0 | 289.08 | 0.8404 | 0.09408 | 0 | 0 | System Off | 1 | 0
2656 | 2656 | 2012-04-20 15:59 | 10.54 | 22.37 | 22.37 | 10.54 | 731.89 | 682.73 | 293.51 | 259 | 14.72 | 819.6 | 0.85 | 0.83 | 0.81 | 0.25 | 517.96 | 0 | 0 | 202.75 | 0.81461 | 0.09408 | 0 | 0 | System Off | 1 | 0
2657 | 2657 | 2012-04-20 16:59 | 9.76 | 13.08 | 13.08 | 9.76 | 196.35 | 157.62 | 77.7 | 70 | 14.61 | 224.54 | 0.77 | 0.7 | 0.69 | 0.06 | 115.52 | 0 | 0 | 54.87 | 0.77409 | 0.09408 | 0 | 0 | System Off | 1 | 0
2658 | 2658 | 2012-04-20 17:59 | 8.99 | 9.47 | 9.47 | 8.99 | 25.59 | 0 | 10.63 | 9 | 14.81 | 31.13 | 0 | 0 | 0 | 0 | 0 | 0 | 0 | 7.04 | 0.75809 | 0.09408 | 0 | 0 | System Off | 0 | 0
2659 | 2659 | 2012-04-20 18:59 | 8.61 | 8.61 | 8.61 | 8.61 | 0 | 0 | 0 | 0 | 0 | 0 | 0 | 0 | 0 | 0 | 0 | 0 | 0 | 0 | 0 | 0 | 0 | 0 | System Off | 0 | 0
2660 | 2660 | 2012-04-20 19:59 | 8.22 | 8.22 | 8.22 | 8.22 | 0 | 0 | 0 | 0 | 0 | 0 | 0 | 0 | 0 | 0 | 0 | 0 | 0 | 0 | 0 | 0 | 0 | 0 | System Off | 0 | 0
2661 | 2661 | 2012-04-20 20:59 | 7.84 | 7.84 | 7.84 | 7.84 | 0 | 0 | 0 | 0 | 0 | 0 | 0 | 0 | 0 | 0 | 0 | 0 | 0 | 0 | 0 | 0 | 0 | 0 | System Off | 0 | 0
2662 | 2662 | 2012-04-20 21:59 | 7.64 | 7.64 | 7.64 | 7.64 | 0 | 0 | 0 | 0 | 0 | 0 | 0 | 0 | 0 | 0 | 0 | 0 | 0 | 0 | 0 | 0 | 0 | 0 | System Off | 0 | 0
2663 | 2663 | 2012-04-20 22:59 | 7.43 | 7.43 | 7.43 | 7.43 | 0 | 0 | 0 | 0 | 0 | 0 | 0 | 0 | 0 | 0 | 0 | 0 | 0 | 0 | 0 | 0 | 0 | 0 | System Off | 0 | 0
2664 | 2664 | 2012-04-20 23:59 | 7.23 | 7.23 | 7.23 | 7.23 | 0 | 0 | 0 | 0 | 0 | 0 | 0 | 0 | 0 | 0 | 0 | 0 | 0 | 0 | 0 | 0 | 0 | 0 | System Off | 0 | 0
2665 | 2665 | 2012-04-21 00:59 | 6.76 | 6.76 | 6.76 | 6.76 | 0 | 0 | 0 | 0 | 0 | 0 | 0 | 0 | 0 | 0 | 0 | 0 | 0 | 0 | 0 | 0 | 0 | 0 | System Off | 0 | 0
2666 | 2666 | 2012-04-21 01:59 | 6.28 | 6.28 | 6.28 | 6.28 | 0 | 0 | 0 | 0 | 0 | 0 | 0 | 0 | 0 | 0 | 0 | 0 | 0 | 0 | 0 | 0 | 0 | 0 | System Off | 0 | 0
2667 | 2667 | 2012-04-21 02:59 | 5.8 | 5.8 | 5.8 | 5.8 | 0 | 0 | 0 | 0 | 0 | 0 | 0 | 0 | 0 | 0 | 0 | 0 | 0 | 0 | 0 | 0 | 0 | 0 | System Off | 0 | 0
2668 | 2668 | 2012-04-21 03:59 | 6.03 | 6.03 | 6.03 | 6.03 | 0 | 0 | 0 | 0 | 0 | 0 | 0 | 0 | 0 | 0 | 0 | 0 | 0 | 0 | 0 | 0 | 0 | 0 | System Off | 0 | 0
2669 | 2669 | 2012-04-21 04:59 | 6.25 | 6.96 | 6.96 | 6.25 | 45.54 | 9.46 | 18.22 | 16 | 14.82 | 53.81 | 0 | 0.18 | 0.17 | 0 | 15.43 | 0 | 0 | 12.51 | 0.74364 | 0.09408 | 0 | 0 | System Off | 0 | 0
2670 | 2670 | 2012-04-21 05:59 | 6.48 | 8.4 | 8.4 | 6.48 | 129.99 | 92.44 | 50.1 | 46 | 14.72 | 147.23 | 0.6 | 0.63 | 0.61 | 0.03 | 118.55 | 0 | 0 | 36.01 | 0.75055 | 0.09408 | 0 | 0 | System Off | 1 | 0
2671 | 2671 | 2012-04-21 06:59 | 6.93 | 11.21 | 11.21 | 6.93 | 299.39 | 258.77 | 112.95 | 105 | 14.85 | 328.6 | 0.8 | 0.79 | 0.77 | 0.09 | 258.15 | 0 | 0 | 82.06 | 0.76414 | 0.09408 | 0 | 0 | System Off | 1 | 0
2672 | 2672 | 2012-04-21 07:59 | 7.39 | 20.56 | 20.56 | 7.39 | 941.04 | 887.39 | 350.73 | 328 | 14.94 | 986.05 | 0.91 | 0.9 | 0.88 | 0.32 | 696.04 | 0 | 0 | 256.03 | 0.80867 | 0.09408 | 0 | 0 | System Off | 1 | 0
2673 | 2673 | 2012-04-21 08:59 | 7.84 | 19.8 | 19.8 | 7.84 | 860.6 | 808.71 | 321.87 | 300 | 14.94 | 907.47 | 0.9 | 0.89 | 0.87 | 0.29 | 529.14 | 0 | 0 | 234.18 | 0.80608 | 0.09408 | 0 | 0 | System Off | 1 | 0
2674 | 2674 | 2012-04-21 09:59 | 8.6 | 27.72 | 27.72 | 8.6 | 1407.62 | 1343.11 | 530.87 | 499 | 14.69 | 1452.62 | 0.92 | 0.92 | 0.9 | 0.49 | 806.69 | 0 | 0 | 390.76 | 0.84872 | 0.09408 | 0 | 0 | System Off | 1 | 0
2675 | 2675 | 2012-04-21 10:59 | 9.35 | 16.93 | 16.93 | 9.35 | 575.63 | 529.67 | 216.78 | 201 | 14.92 | 617.72 | 0.88 | 0.86 | 0.84 | 0.19 | 303.09 | 0 | 0 | 156.95 | 0.79637 | 0.09408 | 0 | 0 | System Off | 1 | 0
2676 | 2676 | 2012-04-21 11:59 | 10.11 | 31.43 | 31.43 | 10.11 | 1654.64 | 1583.9 | 628.27 | 592 | 14.56 | 1694.67 | 0.91 | 0.93 | 0.91 | 0.57 | 893.45 | 0 | 0 | 464.38 | 0.87612 | 0.09408 | 0 | 0 | System Off | 1 | 0
2677 | 2677 | 2012-04-21 12:59 | 10.23 | 12.83 | 12.83 | 10.23 | 195.79 | 157.06 | 75.6 | 70 | 14.57 | 218.67 | 0.79 | 0.72 | 0.7 | 0.06 | 98.13 | 0 | 0 | 54.9 | 0.77684 | 0.09408 | 0 | 0 | System Off | 1 | 0
2678 | 2678 | 2012-04-21 13:59 | 10.35 | 29.73 | 29.73 | 10.35 | 1467.76 | 1401.77 | 554.61 | 523 | 14.62 | 1505.86 | 0.92 | 0.93 | 0.91 | 0.51 | 990.01 | 0 | 0 | 409.94 | 0.86421 | 0.09408 | 0 | 0 | System Off | 1 | 0
2679 | 2679 | 2012-04-21 14:59 | 10.47 | 23.98 | 23.98 | 10.47 | 1010.37 | 955.18 | 381.02 | 356 | 14.78 | 1057.54 | 0.92 | 0.9 | 0.88 | 0.35 | 710.3 | 0 | 0 | 278.46 | 0.83269 | 0.09408 | 0 | 0 | System Off | 1 | 0
2680 | 2680 | 2012-04-21 15:59 | 9.88 | 14.14 | 14.14 | 9.88 | 287.88 | 247.48 | 110.12 | 102 | 14.7 | 316.98 | 0.82 | 0.78 | 0.76 | 0.09 | 187.75 | 0 | 0 | 79.87 | 0.78083 | 0.09408 | 0 | 0 | System Off | 1 | 0
2681 | 2681 | 2012-04-21 16:59 | 9.29 | 12.19 | 12.19 | 9.29 | 174.55 | 136.21 | 68.07 | 62 | 14.66 | 197.34 | 0.73 | 0.69 | 0.68 | 0.05 | 99.82 | 0 | 0 | 48.57 | 0.76982 | 0.09408 | 0 | 0 | System Off | 1 | 0
2682 | 2682 | 2012-04-21 17:59 | 8.7 | 9.3 | 9.3 | 8.7 | 30.51 | 0 | 12.56 | 11 | 14.45 | 36.81 | 0 | 0 | 0 | 0 | 0 | 0 | 0 | 8.64 | 0.7568 | 0.09408 | 0 | 0 | System Off | 0 | 0
2683 | 2683 | 2012-04-21 18:59 | 8.02 | 8.02 | 8.02 | 8.02 | 0 | 0 | 0 | 0 | 0 | 0 | 0 | 0 | 0 | 0 | 0 | 0 | 0 | 0 | 0 | 0 | 0 | 0 | System Off | 0 | 0
2684 | 2684 | 2012-04-21 19:59 | 7.34 | 7.34 | 7.34 | 7.34 | 0 | 0 | 0 | 0 | 0 | 0 | 0 | 0 | 0 | 0 | 0 | 0 | 0 | 0 | 0 | 0 | 0 | 0 | System Off | 0 | 0
2685 | 2685 | 2012-04-21 20:59 | 6.67 | 6.67 | 6.67 | 6.67 | 0 | 0 | 0 | 0 | 0 | 0 | 0 | 0 | 0 | 0 | 0 | 0 | 0 | 0 | 0 | 0 | 0 | 0 | System Off | 0 | 0
2686 | 2686 | 2012-04-21 21:59 | 6.34 | 6.34 | 6.34 | 6.34 | 0 | 0 | 0 | 0 | 0 | 0 | 0 | 0 | 0 | 0 | 0 | 0 | 0 | 0 | 0 | 0 | 0 | 0 | System Off | 0 | 0
2687 | 2687 | 2012-04-21 22:59 | 6.01 | 6.01 | 6.01 | 6.01 | 0 | 0 | 0 | 0 | 0 | 0 | 0 | 0 | 0 | 0 | 0 | 0 | 0 | 0 | 0 | 0 | 0 | 0 | System Off | 0 | 0
2688 | 2688 | 2012-04-21 23:59 | 5.68 | 5.68 | 5.68 | 5.68 | 0 | 0 | 0 | 0 | 0 | 0 | 0 | 0 | 0 | 0 | 0 | 0 | 0 | 0 | 0 | 0 | 0 | 0 | System Off | 0 | 0
2689 | 2689 | 2012-04-22 00:59 | 5.44 | 5.44 | 5.44 | 5.44 | 0 | 0 | 0 | 0 | 0 | 0 | 0 | 0 | 0 | 0 | 0 | 0 | 0 | 0 | 0 | 0 | 0 | 0 | System Off | 0 | 0
2690 | 2690 | 2012-04-22 01:59 | 5.19 | 5.19 | 5.19 | 5.19 | 0 | 0 | 0 | 0 | 0 | 0 | 0 | 0 | 0 | 0 | 0 | 0 | 0 | 0 | 0 | 0 | 0 | 0 | System Off | 0 | 0
2691 | 2691 | 2012-04-22 02:59 | 4.94 | 4.94 | 4.94 | 4.94 | 0 | 0 | 0 | 0 | 0 | 0 | 0 | 0 | 0 | 0 | 0 | 0 | 0 | 0 | 0 | 0 | 0 | 0 | System Off | 0 | 0
2692 | 2692 | 2012-04-22 03:59 | 5.13 | 5.13 | 5.13 | 5.13 | 0 | 0 | 0 | 0 | 0 | 0 | 0 | 0 | 0 | 0 | 0 | 0 | 0 | 0 | 0 | 0 | 0 | 0 | System Off | 0 | 0
2693 | 2693 | 2012-04-22 04:59 | 5.33 | 5.91 | 5.91 | 5.33 | 36.25 | 0.34 | 14.57 | 13 | 14.52 | 43.21 | 0 | 0.01 | 0.01 | 0 | 0.55 | 0 | 0 | 10.2 | 0.73784 | 0.09408 | 0 | 0 | System Off | 0 | 0
2694 | 2694 | 2012-04-22 05:59 | 5.52 | 9.55 | 9.55 | 5.52 | 270.58 | 230.49 | 102.73 | 94 | 14.99 | 300.68 | 0.78 | 0.77 | 0.75 | 0.08 | 295.59 | 0 | 0 | 73.33 | 0.7539 | 0.09408 | 0 | 0 | System Off | 1 | 0
2695 | 2695 | 2012-04-22 06:59 | 6.38 | 14.65 | 14.65 | 6.38 | 579.04 | 533.02 | 215.88 | 200 | 15.08 | 620.29 | 0.88 | 0.86 | 0.84 | 0.19 | 531.73 | 0 | 0 | 155.84 | 0.77859 | 0.09408 | 0 | 0 | System Off | 1 | 0
2696 | 2696 | 2012-04-22 07:59 | 7.24 | 22.23 | 22.23 | 7.24 | 1073.52 | 1016.91 | 400.12 | 375 | 14.91 | 1117.9 | 0.92 | 0.91 | 0.89 | 0.37 | 797.63 | 0 | 0 | 292.84 | 0.81666 | 0.09408 | 0 | 0 | System Off | 1 | 0
2697 | 2697 | 2012-04-22 08:59 | 8.1 | 22.5 | 22.5 | 8.1 | 1049.42 | 993.35 | 392.86 | 367 | 14.89 | 1096.5 | 0.92 | 0.91 | 0.89 | 0.36 | 649.95 | 0 | 0 | 286.65 | 0.82034 | 0.09408 | 0 | 0 | System Off | 1 | 0
2698 | 2698 | 2012-04-22 09:59 | 8.63 | 19.55 | 19.55 | 8.63 | 815.45 | 764.53 | 305.89 | 284 | 14.95 | 863.21 | 0.92 | 0.89 | 0.87 | 0.28 | 459.18 | 0 | 0 | 221.65 | 0.80776 | 0.09408 | 0 | 0 | System Off | 1 | 0
2699 | 2699 | 2012-04-22 10:59 | 9.16 | 22.07 | 22.07 | 9.16 | 986.49 | 931.83 | 370.75 | 345 | 14.89 | 1036.44 | 0.92 | 0.9 | 0.88 | 0.34 | 533.22 | 0 | 0 | 269.47 | 0.82256 | 0.09408 | 0 | 0 | System Off | 1 | 0
2700 | 2700 | 2012-04-22 11:59 | 9.7 | 13.01 | 13.01 | 9.7 | 254.88 | 215.08 | 97.46 | 90 | 14.75 | 281.71 | 0.82 | 0.76 | 0.75 | 0.08 | 121.32 | 0 | 0 | 70.43 | 0.77749 | 0.09408 | 0 | 0 | System Off | 1 | 0
2701 | 2701 | 2012-04-22 12:59 | 9.97 | 37.73 | 37.73 | 9.97 | 2129.02 | 2045.4 | 815.6 | 776 | 14.29 | 2146.12 | 0.91 | 0.95 | 0.93 | 0.74 | 1277.96 | 0 | 0 | 610.79 | 0.9114 | 0.09408 | 0 | 0 | System Off | 1 | 0
2702 | 2702 | 2012-04-22 13:59 | 10.24 | 32.83 | 32.83 | 10.24 | 1749.51 | 1676.29 | 662.42 | 629 | 14.49 | 1777.08 | 0.92 | 0.94 | 0.92 | 0.61 | 1183.9 | 0 | 0 | 493.85 | 0.8842 | 0.09408 | 0 | 0 | System Off | 1 | 0
2703 | 2703 | 2012-04-22 14:59 | 10.52 | 12.73 | 12.73 | 10.52 | 166.45 | 128.25 | 64.67 | 60 | 14.45 | 187.12 | 0.77 | 0.69 | 0.67 | 0.05 | 95.37 | 0 | 0 | 47.13 | 0.77666 | 0.09408 | 0 | 0 | System Off | 1 | 0
2704 | 2704 | 2012-04-22 15:59 | 9.74 | 13.6 | 13.6 | 9.74 | 273.63 | 233.49 | 104.64 | 97 | 14.69 | 301.83 | 0.76 | 0.77 | 0.76 | 0.08 | 177.14 | 0 | 0 | 75.96 | 0.77907 | 0.09408 | 0 | 0 | System Off | 1 | 0
2705 | 2705 | 2012-04-22 16:59 | 8.97 | 9.52 | 9.52 | 8.97 | 33.3 | 0 | 13.66 | 12 | 14.45 | 39.99 | 0 | 0 | 0 | 0 | 0 | 0 | 0 | 9.43 | 0.75855 | 0.09408 | 0 | 0 | System Off | 0 | 0
2706 | 2706 | 2012-04-22 17:59 | 8.19 | 8.82 | 8.82 | 8.19 | 35.06 | 0 | 14.31 | 13 | 14.05 | 42 | 0 | 0 | 0 | 0 | 0 | 0 | 0 | 10.26 | 0.75424 | 0.09408 | 0 | 0 | System Off | 0 | 0
2707 | 2707 | 2012-04-22 18:59 | 7.48 | 7.48 | 7.48 | 7.48 | 0 | 0 | 0 | 0 | 0 | 0 | 0 | 0 | 0 | 0 | 0 | 0 | 0 | 0 | 0 | 0 | 0 | 0 | System Off | 0 | 0
2708 | 2708 | 2012-04-22 19:59 | 6.77 | 6.77 | 6.77 | 6.77 | 0 | 0 | 0 | 0 | 0 | 0 | 0 | 0 | 0 | 0 | 0 | 0 | 0 | 0 | 0 | 0 | 0 | 0 | System Off | 0 | 0
2709 | 2709 | 2012-04-22 20:59 | 6.06 | 6.06 | 6.06 | 6.06 | 0 | 0 | 0 | 0 | 0 | 0 | 0 | 0 | 0 | 0 | 0 | 0 | 0 | 0 | 0 | 0 | 0 | 0 | System Off | 0 | 0
2710 | 2710 | 2012-04-22 21:59 | 5.97 | 5.97 | 5.97 | 5.97 | 0 | 0 | 0 | 0 | 0 | 0 | 0 | 0 | 0 | 0 | 0 | 0 | 0 | 0 | 0 | 0 | 0 | 0 | System Off | 0 | 0
2711 | 2711 | 2012-04-22 22:59 | 5.88 | 5.88 | 5.88 | 5.88 | 0 | 0 | 0 | 0 | 0 | 0 | 0 | 0 | 0 | 0 | 0 | 0 | 0 | 0 | 0 | 0 | 0 | 0 | System Off | 0 | 0
2712 | 2712 | 2012-04-22 23:59 | 5.79 | 5.79 | 5.79 | 5.79 | 0 | 0 | 0 | 0 | 0 | 0 | 0 | 0 | 0 | 0 | 0 | 0 | 0 | 0 | 0 | 0 | 0 | 0 | System Off | 0 | 0
2713 | 2713 | 2012-04-23 00:59 | 5.5 | 5.5 | 5.5 | 5.5 | 0 | 0 | 0 | 0 | 0 | 0 | 0 | 0 | 0 | 0 | 0 | 0 | 0 | 0 | 0 | 0 | 0 | 0 | System Off | 0 | 0
2714 | 2714 | 2012-04-23 01:59 | 5.2 | 5.2 | 5.2 | 5.2 | 0 | 0 | 0 | 0 | 0 | 0 | 0 | 0 | 0 | 0 | 0 | 0 | 0 | 0 | 0 | 0 | 0 | 0 | System Off | 0 | 0
2715 | 2715 | 2012-04-23 02:59 | 4.9 | 4.9 | 4.9 | 4.9 | 0 | 0 | 0 | 0 | 0 | 0 | 0 | 0 | 0 | 0 | 0 | 0 | 0 | 0 | 0 | 0 | 0 | 0 | System Off | 0 | 0
2716 | 2716 | 2012-04-23 03:59 | 5.16 | 5.16 | 5.16 | 5.16 | 0 | 0 | 0 | 0 | 0 | 0 | 0 | 0 | 0 | 0 | 0 | 0 | 0 | 0 | 0 | 0 | 0 | 0 | System Off | 0 | 0
2717 | 2717 | 2012-04-23 04:59 | 5.43 | 6.73 | 6.73 | 5.43 | 65.71 | 29.29 | 32.06 | 24 | 14.26 | 94.79 | 0.31 | 0.31 | 0.3 | 0.01 | 47.75 | 0 | 0 | 18.9 | 0.74047 | 0.09408 | 0 | 0 | System Off | 1 | 0
2718 | 2718 | 2012-04-23 05:59 | 5.69 | 15.59 | 15.59 | 5.69 | 612.39 | 565.7 | 250.27 | 212 | 15.04 | 716.62 | 0.8 | 0.79 | 0.77 | 0.2 | 725.48 | 0 | 0 | 165.26 | 0.7768 | 0.09408 | 0 | 0 | System Off | 1 | 0
2719 | 2719 | 2012-04-23 06:59 | 6.76 | 22.15 | 22.15 | 6.76 | 1078.55 | 1021.82 | 404.3 | 377 | 14.9 | 1129.92 | 0.92 | 0.9 | 0.88 | 0.37 | 1019.35 | 0 | 0 | 294.44 | 0.81417 | 0.09408 | 0 | 0 | System Off | 1 | 0
2720 | 2720 | 2012-04-23 07:59 | 7.82 | 32.41 | 32.41 | 7.82 | 1776.98 | 1703.04 | 671.4 | 637 | 14.53 | 1804.13 | 0.92 | 0.94 | 0.92 | 0.62 | 1335.8 | 0 | 0 | 499.86 | 0.87056 | 0.09408 | 0 | 0 | System Off | 1 | 0
2721 | 2721 | 2012-04-23 08:59 | 8.89 | 28.81 | 28.81 | 8.89 | 1496.85 | 1430.12 | 564.04 | 532 | 14.65 | 1536.92 | 0.92 | 0.93 | 0.91 | 0.52 | 935.73 | 0 | 0 | 416.8 | 0.85687 | 0.09408 | 0 | 0 | System Off | 1 | 0
2722 | 2722 | 2012-04-23 09:59 | 9.7 | 42.04 | 42.04 | 9.7 | 2293.78 | 2205.41 | 892.28 | 850 | 14.06 | 2307.54 | 0.9 | 0.96 | 0.93 | 0.8 | 1324.59 | 0 | 0 | 671.03 | 0.9246 | 0.09408 | 0 | 0 | System Off | 1 | 0
2723 | 2723 | 2012-04-23 10:59 | 10.5 | 29.26 | 29.26 | 10.5 | 1323.63 | 1261.16 | 504.21 | 472 | 14.61 | 1371.54 | 0.91 | 0.92 | 0.9 | 0.46 | 721.67 | 0 | 0 | 370.02 | 0.85532 | 0.09408 | 0 | 0 | System Off | 1 | 0
2724 | 2724 | 2012-04-23 11:59 | 11.31 | 40.74 | 40.74 | 11.31 | 1973.02 | 1893.78 | 769.88 | 729 | 14.1 | 2001.5 | 0.88 | 0.95 | 0.92 | 0.68 | 1068.25 | 0 | 0 | 575.21 | 0.91111 | 0.09408 | 0 | 0 | System Off | 1 | 0
2725 | 2725 | 2012-04-23 12:59 | 11.49 | 29.69 | 29.69 | 11.49 | 1279.93 | 1218.51 | 488.45 | 458 | 14.56 | 1326.47 | 0.9 | 0.92 | 0.9 | 0.44 | 761.32 | 0 | 0 | 359.28 | 0.85878 | 0.09408 | 0 | 0 | System Off | 1 | 0
2726 | 2726 | 2012-04-23 13:59 | 11.67 | 16.89 | 16.89 | 11.67 | 376.15 | 334.09 | 143.92 | 133 | 14.73 | 410.13 | 0.83 | 0.81 | 0.8 | 0.12 | 235.95 | 0 | 0 | 104.1 | 0.79729 | 0.09408 | 0 | 0 | System Off | 1 | 0
2727 | 2727 | 2012-04-23 14:59 | 11.85 | 21.66 | 21.66 | 11.85 | 730.17 | 681.05 | 277.01 | 258 | 14.74 | 775.57 | 0.9 | 0.88 | 0.86 | 0.25 | 506.45 | 0 | 0 | 201.91 | 0.82229 | 0.09408 | 0 | 0 | System Off | 1 | 0
2728 | 2728 | 2012-04-23 15:59 | 10.76 | 18.28 | 18.28 | 10.76 | 538.61 | 493.39 | 207.51 | 190 | 14.76 | 588.37 | 0.87 | 0.84 | 0.82 | 0.18 | 374.31 | 0 | 0 | 148.65 | 0.80274 | 0.09408 | 0 | 0 | System Off | 1 | 0
2729 | 2729 | 2012-04-23 16:59 | 9.66 | 11.42 | 11.42 | 9.66 | 120.99 | 83.6 | 47.36 | 44 | 14.32 | 137.7 | 0.63 | 0.61 | 0.59 | 0.03 | 61.27 | 0 | 0 | 34.62 | 0.76861 | 0.09408 | 0 | 0 | System Off | 0 | 0
2730 | 2730 | 2012-04-23 17:59 | 8.57 | 8.85 | 8.85 | 8.57 | 17.31 | 0 | 7.29 | 6 | 15.03 | 21.38 | 0 | 0 | 0 | 0 | 0 | 0 | 0 | 4.68 | 0.7551 | 0.09408 | 0 | 0 | System Off | 0 | 0
2731 | 2731 | 2012-04-23 18:59 | 8.26 | 8.26 | 8.26 | 8.26 | 0 | 0 | 0 | 0 | 0 | 0 | 0 | 0 | 0 | 0 | 0 | 0 | 0 | 0 | 0 | 0 | 0 | 0 | System Off | 0 | 0
2732 | 2732 | 2012-04-23 19:59 | 7.95 | 7.95 | 7.95 | 7.95 | 0 | 0 | 0 | 0 | 0 | 0 | 0 | 0 | 0 | 0 | 0 | 0 | 0 | 0 | 0 | 0 | 0 | 0 | System Off | 0 | 0
2733 | 2733 | 2012-04-23 20:59 | 7.65 | 7.65 | 7.65 | 7.65 | 0 | 0 | 0 | 0 | 0 | 0 | 0 | 0 | 0 | 0 | 0 | 0 | 0 | 0 | 0 | 0 | 0 | 0 | System Off | 0 | 0
2734 | 2734 | 2012-04-23 21:59 | 7.8 | 7.8 | 7.8 | 7.8 | 0 | 0 | 0 | 0 | 0 | 0 | 0 | 0 | 0 | 0 | 0 | 0 | 0 | 0 | 0 | 0 | 0 | 0 | System Off | 0 | 0
2735 | 2735 | 2012-04-23 22:59 | 7.94 | 7.94 | 7.94 | 7.94 | 0 | 0 | 0 | 0 | 0 | 0 | 0 | 0 | 0 | 0 | 0 | 0 | 0 | 0 | 0 | 0 | 0 | 0 | System Off | 0 | 0
2736 | 2736 | 2012-04-23 23:59 | 8.09 | 8.09 | 8.09 | 8.09 | 0 | 0 | 0 | 0 | 0 | 0 | 0 | 0 | 0 | 0 | 0 | 0 | 0 | 0 | 0 | 0 | 0 | 0 | System Off | 0 | 0
2737 | 2737 | 2012-04-24 00:59 | 7.75 | 7.75 | 7.75 | 7.75 | 0 | 0 | 0 | 0 | 0 | 0 | 0 | 0 | 0 | 0 | 0 | 0 | 0 | 0 | 0 | 0 | 0 | 0 | System Off | 0 | 0
2738 | 2738 | 2012-04-24 01:59 | 7.41 | 7.41 | 7.41 | 7.41 | 0 | 0 | 0 | 0 | 0 | 0 | 0 | 0 | 0 | 0 | 0 | 0 | 0 | 0 | 0 | 0 | 0 | 0 | System Off | 0 | 0
2739 | 2739 | 2012-04-24 02:59 | 7.06 | 7.06 | 7.06 | 7.06 | 0 | 0 | 0 | 0 | 0 | 0 | 0 | 0 | 0 | 0 | 0 | 0 | 0 | 0 | 0 | 0 | 0 | 0 | System Off | 0 | 0
2740 | 2740 | 2012-04-24 03:59 | 7.22 | 7.22 | 7.22 | 7.22 | 0 | 0 | 0 | 0 | 0 | 0 | 0 | 0 | 0 | 0 | 0 | 0 | 0 | 0 | 0 | 0 | 0 | 0 | System Off | 0 | 0
2741 | 2741 | 2012-04-24 04:59 | 7.38 | 8.83 | 8.83 | 7.38 | 91.61 | 54.73 | 36.35 | 33 | 14.46 | 106.65 | 0.55 | 0.51 | 0.5 | 0.02 | 89.24 | 0 | 0 | 25.92 | 0.75332 | 0.09408 | 0 | 0 | System Off | 1 | 0
2742 | 2742 | 2012-04-24 05:59 | 7.54 | 12.58 | 12.58 | 7.54 | 328.48 | 287.32 | 126.2 | 115 | 14.88 | 365.34 | 0.79 | 0.79 | 0.77 | 0.1 | 368.48 | 0 | 0 | 89.84 | 0.76955 | 0.09408 | 0 | 0 | System Off | 1 | 0
2743 | 2743 | 2012-04-24 06:59 | 8.13 | 13.22 | 13.22 | 8.13 | 348 | 306.47 | 131.57 | 122 | 14.86 | 380.03 | 0.84 | 0.81 | 0.79 | 0.11 | 305.73 | 0 | 0 | 95.34 | 0.77431 | 0.09408 | 0 | 0 | System Off | 1 | 0
2744 | 2744 | 2012-04-24 07:59 | 8.73 | 13.41 | 13.41 | 8.73 | 329.07 | 287.89 | 124.79 | 116 | 14.78 | 360.18 | 0.8 | 0.8 | 0.78 | 0.1 | 225.81 | 0 | 0 | 90.74 | 0.77672 | 0.09408 | 0 | 0 | System Off | 1 | 0
2745 | 2745 | 2012-04-24 08:59 | 9.32 | 25.99 | 25.99 | 9.32 | 1216.67 | 1156.75 | 458.32 | 430 | 14.74 | 1262.38 | 0.92 | 0.92 | 0.9 | 0.42 | 756.86 | 0 | 0 | 336.53 | 0.83988 | 0.09408 | 0 | 0 | System Off | 1 | 0
2746 | 2746 | 2012-04-24 09:59 | 9.8 | 23.4 | 23.4 | 9.8 | 967.01 | 912.79 | 365.38 | 341 | 14.77 | 1016.32 | 0.9 | 0.9 | 0.88 | 0.33 | 548.23 | 0 | 0 | 266.76 | 0.82577 | 0.09408 | 0 | 0 | System Off | 1 | 0
2747 | 2747 | 2012-04-24 10:59 | 10.28 | 15.35 | 15.35 | 10.28 | 348.73 | 307.18 | 132.99 | 123 | 14.77 | 381.13 | 0.83 | 0.81 | 0.79 | 0.11 | 175.78 | 0 | 0 | 96.23 | 0.78715 | 0.09408 | 0 | 0 | System Off | 1 | 0
2748 | 2748 | 2012-04-24 11:59 | 10.77 | 15.25 | 15.25 | 10.77 | 299.29 | 258.67 | 114.77 | 106 | 14.71 | 329.04 | 0.78 | 0.79 | 0.77 | 0.09 | 145.91 | 0 | 0 | 82.99 | 0.78683 | 0.09408 | 0 | 0 | System Off | 1 | 0
2749 | 2749 | 2012-04-24 12:59 | 10.69 | 18.01 | 18.01 | 10.69 | 490.82 | 446.54 | 186.73 | 173 | 14.78 | 529.95 | 0.86 | 0.84 | 0.82 | 0.16 | 279 | 0 | 0 | 135.33 | 0.79908 | 0.09408 | 0 | 0 | System Off | 1 | 0
2750 | 2750 | 2012-04-24 13:59 | 10.61 | 15.09 | 15.09 | 10.61 | 297.01 | 256.44 | 113.86 | 105 | 14.73 | 326.62 | 0.79 | 0.79 | 0.77 | 0.09 | 181.11 | 0 | 0 | 82.18 | 0.78569 | 0.09408 | 0 | 0 | System Off | 1 | 0
2751 | 2751 | 2012-04-24 14:59 | 10.54 | 12.27 | 12.27 | 10.54 | 110.86 | 73.65 | 43.72 | 40 | 14.43 | 126.72 | 0.69 | 0.58 | 0.57 | 0.03 | 54.77 | 0 | 0 | 31.43 | 0.77297 | 0.09408 | 0 | 0 | System Off | 0 | 0
2752 | 2752 | 2012-04-24 15:59 | 9.99 | 16.49 | 16.49 | 9.99 | 405.13 | 362.52 | 154.98 | 143 | 14.76 | 442.34 | 0.84 | 0.82 | 0.8 | 0.13 | 275.03 | 0 | 0 | 111.89 | 0.78924 | 0.09408 | 0 | 0 | System Off | 1 | 0
2753 | 2753 | 2012-04-24 16:59 | 9.43 | 13.66 | 13.66 | 9.43 | 223.61 | 184.39 | 94.78 | 80 | 14.56 | 273.31 | 0.74 | 0.67 | 0.66 | 0.07 | 135.13 | 0 | 0 | 62.75 | 0.77406 | 0.09408 | 0 | 0 | System Off | 1 | 0
2754 | 2754 | 2012-04-24 17:59 | 8.88 | 9.55 | 9.55 | 8.88 | 34.33 | 0 | 14.1 | 13 | 13.75 | 41.26 | 0 | 0 | 0 | 0 | 0 | 0 | 0 | 10.3 | 0.75824 | 0.09408 | 0 | 0 | System Off | 0 | 0
2755 | 2755 | 2012-04-24 18:59 | 8.61 | 8.61 | 8.61 | 8.61 | 0 | 0 | 0 | 0 | 0 | 0 | 0 | 0 | 0 | 0 | 0 | 0 | 0 | 0 | 0 | 0 | 0 | 0 | System Off | 0 | 0
2756 | 2756 | 2012-04-24 19:59 | 8.34 | 8.34 | 8.34 | 8.34 | 0 | 0 | 0 | 0 | 0 | 0 | 0 | 0 | 0 | 0 | 0 | 0 | 0 | 0 | 0 | 0 | 0 | 0 | System Off | 0 | 0
2757 | 2757 | 2012-04-24 20:59 | 8.07 | 8.07 | 8.07 | 8.07 | 0 | 0 | 0 | 0 | 0 | 0 | 0 | 0 | 0 | 0 | 0 | 0 | 0 | 0 | 0 | 0 | 0 | 0 | System Off | 0 | 0
2758 | 2758 | 2012-04-24 21:59 | 7.84 | 7.84 | 7.84 | 7.84 | 0 | 0 | 0 | 0 | 0 | 0 | 0 | 0 | 0 | 0 | 0 | 0 | 0 | 0 | 0 | 0 | 0 | 0 | System Off | 0 | 0
2759 | 2759 | 2012-04-24 22:59 | 7.61 | 7.61 | 7.61 | 7.61 | 0 | 0 | 0 | 0 | 0 | 0 | 0 | 0 | 0 | 0 | 0 | 0 | 0 | 0 | 0 | 0 | 0 | 0 | System Off | 0 | 0
2760 | 2760 | 2012-04-24 23:59 | 7.38 | 7.38 | 7.38 | 7.38 | 0 | 0 | 0 | 0 | 0 | 0 | 0 | 0 | 0 | 0 | 0 | 0 | 0 | 0 | 0 | 0 | 0 | 0 | System Off | 0 | 0
2761 | 2761 | 2012-04-25 00:59 | 6.9 | 6.9 | 6.9 | 6.9 | 0 | 0 | 0 | 0 | 0 | 0 | 0 | 0 | 0 | 0 | 0 | 0 | 0 | 0 | 0 | 0 | 0 | 0 | System Off | 0 | 0
2762 | 2762 | 2012-04-25 01:59 | 6.42 | 6.42 | 6.42 | 6.42 | 0 | 0 | 0 | 0 | 0 | 0 | 0 | 0 | 0 | 0 | 0 | 0 | 0 | 0 | 0 | 0 | 0 | 0 | System Off | 0 | 0
2763 | 2763 | 2012-04-25 02:59 | 5.93 | 5.93 | 5.93 | 5.93 | 0 | 0 | 0 | 0 | 0 | 0 | 0 | 0 | 0 | 0 | 0 | 0 | 0 | 0 | 0 | 0 | 0 | 0 | System Off | 0 | 0
2764 | 2764 | 2012-04-25 03:59 | 6.21 | 6.21 | 6.21 | 6.21 | 0 | 0 | 0 | 0 | 0 | 0 | 0 | 0 | 0 | 0 | 0 | 0 | 0 | 0 | 0 | 0 | 0 | 0 | System Off | 0 | 0
2765 | 2765 | 2012-04-25 04:59 | 6.5 | 8.1 | 8.1 | 6.5 | 83.41 | 46.67 | 39.05 | 30 | 14.48 | 114.89 | 0.51 | 0.41 | 0.4 | 0.02 | 76.1 | 0 | 0 | 23.56 | 0.7477 | 0.09408 | 0 | 0 | System Off | 1 | 0
2766 | 2766 | 2012-04-25 05:59 | 6.78 | 16.34 | 16.34 | 6.78 | 599.57 | 553.14 | 243.3 | 209 | 14.94 | 694.77 | 0.82 | 0.8 | 0.78 | 0.2 | 709.38 | 0 | 0 | 163.14 | 0.78269 | 0.09408 | 0 | 0 | System Off | 1 | 0
2767 | 2767 | 2012-04-25 06:59 | 8.08 | 27.15 | 27.15 | 8.08 | 1371.07 | 1307.45 | 519.23 | 485 | 14.72 | 1423.85 | 0.91 | 0.92 | 0.9 | 0.47 | 1304.29 | 0 | 0 | 379.64 | 0.84282 | 0.09408 | 0 | 0 | System Off | 1 | 0
2768 | 2768 | 2012-04-25 07:59 | 9.37 | 31.59 | 31.59 | 9.37 | 1705.58 | 1633.52 | 643.86 | 610 | 14.56 | 1735.67 | 0.92 | 0.94 | 0.92 | 0.59 | 1281.27 | 0 | 0 | 478.47 | 0.87497 | 0.09408 | 0 | 0 | System Off | 1 | 0
2769 | 2769 | 2012-04-25 08:59 | 10.67 | 30.98 | 30.98 | 10.67 | 1650.43 | 1579.8 | 624.19 | 590 | 14.57 | 1686.62 | 0.91 | 0.94 | 0.92 | 0.57 | 1033.66 | 0 | 0 | 462.74 | 0.87921 | 0.09408 | 0 | 0 | System Off | 1 | 0
2770 | 2770 | 2012-04-25 09:59 | 11.29 | 16.64 | 16.64 | 11.29 | 438.65 | 395.39 | 166.69 | 154 | 14.84 | 475.47 | 0.84 | 0.83 | 0.81 | 0.14 | 237.47 | 0 | 0 | 120.37 | 0.799 | 0.09408 | 0 | 0 | System Off | 1 | 0
2771 | 2771 | 2012-04-25 10:59 | 11.91 | 23.64 | 23.64 | 11.91 | 979.3 | 924.8 | 370.43 | 345 | 14.78 | 1029.45 | 0.89 | 0.9 | 0.88 | 0.33 | 529.2 | 0 | 0 | 269.84 | 0.83934 | 0.09408 | 0 | 0 | System Off | 1 | 0
2772 | 2772 | 2012-04-25 11:59 | 12.53 | 20.56 | 20.56 | 12.53 | 676.43 | 628.42 | 256.83 | 238 | 14.8 | 722.04 | 0.9 | 0.87 | 0.85 | 0.23 | 354.48 | 0 | 0 | 186.11 | 0.82251 | 0.09408 | 0 | 0 | System Off | 1 | 0
2773 | 2773 | 2012-04-25 12:59 | 11.91 | 17.59 | 17.59 | 11.91 | 474.24 | 430.29 | 180.35 | 167 | 14.79 | 512.64 | 0.89 | 0.84 | 0.82 | 0.16 | 268.84 | 0 | 0 | 130.61 | 0.80519 | 0.09408 | 0 | 0 | System Off | 1 | 0
2774 | 2774 | 2012-04-25 13:59 | 11.29 | 17.24 | 17.24 | 11.29 | 494.86 | 450.51 | 187.64 | 174 | 14.81 | 534.04 | 0.85 | 0.84 | 0.83 | 0.16 | 318.18 | 0 | 0 | 136.05 | 0.80282 | 0.09408 | 0 | 0 | System Off | 1 | 0
2775 | 2775 | 2012-04-25 14:59 | 10.67 | 15.38 | 15.38 | 10.67 | 388.49 | 346.19 | 147.56 | 137 | 14.77 | 422.85 | 0.88 | 0.82 | 0.8 | 0.13 | 257.44 | 0 | 0 | 107.18 | 0.79211 | 0.09408 | 0 | 0 | System Off | 1 | 0
2776 | 2776 | 2012-04-25 15:59 | 10.33 | 11.6 | 11.6 | 10.33 | 99.14 | 62.13 | 39.17 | 36 | 14.34 | 113.79 | 0.51 | 0.55 | 0.53 | 0.02 | 47.13 | 0 | 0 | 28.32 | 0.771 | 0.09408 | 0 | 0 | System Off | 0 | 0
2777 | 2777 | 2012-04-25 16:59 | 9.98 | 11.34 | 11.34 | 9.98 | 104.08 | 66.99 | 40.99 | 38 | 14.27 | 119.2 | 0.49 | 0.56 | 0.55 | 0.02 | 49.09 | 0 | 0 | 29.92 | 0.76934 | 0.09408 | 0 | 0 | System Off | 0 | 0
2778 | 2778 | 2012-04-25 17:59 | 9.64 | 9.95 | 9.95 | 9.64 | 21.74 | 0 | 9.11 | 8 | 14.15 | 26.62 | 0 | 0 | 0 | 0 | 0 | 0 | 0 | 6.31 | 0.76167 | 0.09408 | 0 | 0 | System Off | 0 | 0
2779 | 2779 | 2012-04-25 18:59 | 10.09 | 10.09 | 10.09 | 10.09 | 0 | 0 | 0 | 0 | 0 | 0 | 0 | 0 | 0 | 0 | 0 | 0 | 0 | 0 | 0 | 0 | 0 | 0 | System Off | 0 | 0
2780 | 2780 | 2012-04-25 19:59 | 10.53 | 10.53 | 10.53 | 10.53 | 0 | 0 | 0 | 0 | 0 | 0 | 0 | 0 | 0 | 0 | 0 | 0 | 0 | 0 | 0 | 0 | 0 | 0 | System Off | 0 | 0
2781 | 2781 | 2012-04-25 20:59 | 10.98 | 10.98 | 10.98 | 10.98 | 0 | 0 | 0 | 0 | 0 | 0 | 0 | 0 | 0 | 0 | 0 | 0 | 0 | 0 | 0 | 0 | 0 | 0 | System Off | 0 | 0
2782 | 2782 | 2012-04-25 21:59 | 11.15 | 11.15 | 11.15 | 11.15 | 0 | 0 | 0 | 0 | 0 | 0 | 0 | 0 | 0 | 0 | 0 | 0 | 0 | 0 | 0 | 0 | 0 | 0 | System Off | 0 | 0
2783 | 2783 | 2012-04-25 22:59 | 11.33 | 11.33 | 11.33 | 11.33 | 0 | 0 | 0 | 0 | 0 | 0 | 0 | 0 | 0 | 0 | 0 | 0 | 0 | 0 | 0 | 0 | 0 | 0 | System Off | 0 | 0
2784 | 2784 | 2012-04-25 23:59 | 11.5 | 11.5 | 11.5 | 11.5 | 0 | 0 | 0 | 0 | 0 | 0 | 0 | 0 | 0 | 0 | 0 | 0 | 0 | 0 | 0 | 0 | 0 | 0 | System Off | 0 | 0
2785 | 2785 | 2012-04-26 00:59 | 11.06 | 11.06 | 11.06 | 11.06 | 0 | 0 | 0 | 0 | 0 | 0 | 0 | 0 | 0 | 0 | 0 | 0 | 0 | 0 | 0 | 0 | 0 | 0 | System Off | 0 | 0
2786 | 2786 | 2012-04-26 01:59 | 10.62 | 10.62 | 10.62 | 10.62 | 0 | 0 | 0 | 0 | 0 | 0 | 0 | 0 | 0 | 0 | 0 | 0 | 0 | 0 | 0 | 0 | 0 | 0 | System Off | 0 | 0
2787 | 2787 | 2012-04-26 02:59 | 10.18 | 10.18 | 10.18 | 10.18 | 0 | 0 | 0 | 0 | 0 | 0 | 0 | 0 | 0 | 0 | 0 | 0 | 0 | 0 | 0 | 0 | 0 | 0 | System Off | 0 | 0
2788 | 2788 | 2012-04-26 03:59 | 10.29 | 10.29 | 10.29 | 10.29 | 0 | 0 | 0 | 0 | 0 | 0 | 0 | 0 | 0 | 0 | 0 | 0 | 0 | 0 | 0 | 0 | 0 | 0 | System Off | 0 | 0
2789 | 2789 | 2012-04-26 04:59 | 10.41 | 10.66 | 10.66 | 10.41 | 17.14 | 0 | 7.29 | 6 | 14.88 | 21.24 | 0 | 0 | 0 | 0 | 0 | 0 | 0 | 4.69 | 0.76575 | 0.09408 | 0 | 0 | System Off | 0 | 0
2790 | 2790 | 2012-04-26 05:59 | 10.52 | 11.2 | 11.2 | 10.52 | 49.31 | 13.17 | 20.04 | 18 | 14.27 | 58.3 | 0 | 0.23 | 0.22 | 0 | 16.89 | 0 | 0 | 14.17 | 0.76868 | 0.09408 | 0 | 0 | System Off | 0 | 0
2791 | 2791 | 2012-04-26 06:59 | 11.17 | 15.03 | 15.03 | 11.17 | 297.09 | 256.51 | 113.86 | 105 | 14.74 | 326.69 | 0.79 | 0.79 | 0.77 | 0.09 | 255.89 | 0 | 0 | 82.18 | 0.78899 | 0.09408 | 0 | 0 | System Off | 1 | 0
2792 | 2792 | 2012-04-26 07:59 | 11.83 | 17.61 | 17.61 | 11.83 | 448.21 | 404.77 | 170.79 | 158 | 14.77 | 485.44 | 0.88 | 0.83 | 0.82 | 0.15 | 317.49 | 0 | 0 | 123.6 | 0.803 | 0.09408 | 0 | 0 | System Off | 1 | 0
2793 | 2793 | 2012-04-26 08:59 | 12.48 | 18.45 | 18.45 | 12.48 | 462.64 | 418.92 | 176.71 | 164 | 14.69 | 500.7 | 0.85 | 0.84 | 0.82 | 0.15 | 274.1 | 0 | 0 | 128.42 | 0.80806 | 0.09408 | 0 | 0 | System Off | 1 | 0
2794 | 2794 | 2012-04-26 09:59 | 13.07 | 18.74 | 18.74 | 13.07 | 459.59 | 415.93 | 175.8 | 163 | 14.69 | 497.57 | 0.85 | 0.84 | 0.82 | 0.15 | 249.81 | 0 | 0 | 127.65 | 0.8114 | 0.09408 | 0 | 0 | System Off | 1 | 0
2795 | 2795 | 2012-04-26 10:59 | 13.66 | 22.13 | 22.13 | 13.66 | 719.67 | 670.76 | 274.26 | 255 | 14.7 | 766.51 | 0.88 | 0.88 | 0.86 | 0.24 | 383.83 | 0 | 0 | 199.67 | 0.8327 | 0.09408 | 0 | 0 | System Off | 1 | 0
2796 | 2796 | 2012-04-26 11:59 | 14.26 | 24.4 | 24.4 | 14.26 | 897.97 | 845.26 | 342.01 | 318 | 14.71 | 947.74 | 0.91 | 0.89 | 0.87 | 0.31 | 476.8 | 0 | 0 | 248.97 | 0.84856 | 0.09408 | 0 | 0 | System Off | 1 | 0
2797 | 2797 | 2012-04-26 12:59 | 14.38 | 27.57 | 27.57 | 14.38 | 1144.47 | 1086.23 | 435.78 | 408 | 14.61 | 1193.09 | 0.89 | 0.91 | 0.89 | 0.39 | 678.67 | 0 | 0 | 319.83 | 0.8669 | 0.09408 | 0 | 0 | System Off | 1 | 0
2798 | 2798 | 2012-04-26 13:59 | 14.5 | 21.08 | 21.08 | 14.5 | 555.21 | 509.66 | 212.78 | 197 | 14.68 | 597.03 | 0.85 | 0.85 | 0.83 | 0.18 | 359.95 | 0 | 0 | 154.29 | 0.82658 | 0.09408 | 0 | 0 | System Off | 1 | 0
2799 | 2799 | 2012-04-26 14:59 | 14.63 | 20.17 | 20.17 | 14.63 | 455.51 | 411.93 | 175.26 | 162 | 14.64 | 493.42 | 0.86 | 0.83 | 0.82 | 0.15 | 306.32 | 0 | 0 | 126.94 | 0.8206 | 0.09408 | 0 | 0 | System Off | 1 | 0
2800 | 2800 | 2012-04-26 15:59 | 14.12 | 17.51 | 17.51 | 14.12 | 262.19 | 222.25 | 102.02 | 94 | 14.53 | 290.06 | 0.78 | 0.77 | 0.75 | 0.08 | 168.61 | 0 | 0 | 73.76 | 0.80444 | 0.09408 | 0 | 0 | System Off | 1 | 0
2801 | 2801 | 2012-04-26 16:59 | 13.62 | 14.29 | 14.29 | 13.62 | 46.27 | 10.18 | 19.13 | 17 | 14.18 | 55.03 | 0 | 0.18 | 0.18 | 0 | 7.46 | 0 | 0 | 13.4 | 0.78666 | 0.09408 | 0 | 0 | System Off | 0 | 0
2802 | 2802 | 2012-04-26 17:59 | 13.11 | 13.83 | 13.83 | 13.11 | 47.34 | 11.23 | 19.52 | 18 | 13.7 | 56.26 | 0 | 0.2 | 0.2 | 0 | 7.56 | 0 | 0 | 14.27 | 0.78387 | 0.09408 | 0 | 0 | System Off | 0 | 0
2803 | 2803 | 2012-04-26 18:59 | 12.73 | 12.73 | 12.73 | 12.73 | 0 | 0 | 0 | 0 | 0 | 0 | 0 | 0 | 0 | 0 | 0 | 0 | 0 | 0 | 0 | 0 | 0 | 0 | System Off | 0 | 0
2804 | 2804 | 2012-04-26 19:59 | 12.35 | 12.35 | 12.35 | 12.35 | 0 | 0 | 0 | 0 | 0 | 0 | 0 | 0 | 0 | 0 | 0 | 0 | 0 | 0 | 0 | 0 | 0 | 0 | System Off | 0 | 0
2805 | 2805 | 2012-04-26 20:59 | 11.97 | 11.97 | 11.97 | 11.97 | 0 | 0 | 0 | 0 | 0 | 0 | 0 | 0 | 0 | 0 | 0 | 0 | 0 | 0 | 0 | 0 | 0 | 0 | System Off | 0 | 0
2806 | 2806 | 2012-04-26 21:59 | 11.83 | 11.83 | 11.83 | 11.83 | 0 | 0 | 0 | 0 | 0 | 0 | 0 | 0 | 0 | 0 | 0 | 0 | 0 | 0 | 0 | 0 | 0 | 0 | System Off | 0 | 0
2807 | 2807 | 2012-04-26 22:59 | 11.69 | 11.69 | 11.69 | 11.69 | 0 | 0 | 0 | 0 | 0 | 0 | 0 | 0 | 0 | 0 | 0 | 0 | 0 | 0 | 0 | 0 | 0 | 0 | System Off | 0 | 0
2808 | 2808 | 2012-04-26 23:59 | 11.55 | 11.55 | 11.55 | 11.55 | 0 | 0 | 0 | 0 | 0 | 0 | 0 | 0 | 0 | 0 | 0 | 0 | 0 | 0 | 0 | 0 | 0 | 0 | System Off | 0 | 0
2809 | 2809 | 2012-04-27 00:59 | 11.02 | 11.02 | 11.02 | 11.02 | 0 | 0 | 0 | 0 | 0 | 0 | 0 | 0 | 0 | 0 | 0 | 0 | 0 | 0 | 0 | 0 | 0 | 0 | System Off | 0 | 0
2810 | 2810 | 2012-04-27 01:59 | 10.49 | 10.49 | 10.49 | 10.49 | 0 | 0 | 0 | 0 | 0 | 0 | 0 | 0 | 0 | 0 | 0 | 0 | 0 | 0 | 0 | 0 | 0 | 0 | System Off | 0 | 0
2811 | 2811 | 2012-04-27 02:59 | 9.95 | 9.95 | 9.95 | 9.95 | 0 | 0 | 0 | 0 | 0 | 0 | 0 | 0 | 0 | 0 | 0 | 0 | 0 | 0 | 0 | 0 | 0 | 0 | System Off | 0 | 0
2812 | 2812 | 2012-04-27 03:59 | 10.14 | 10.14 | 10.14 | 10.14 | 0 | 0 | 0 | 0 | 0 | 0 | 0 | 0 | 0 | 0 | 0 | 0 | 0 | 0 | 0 | 0 | 0 | 0 | System Off | 0 | 0
2813 | 2813 | 2012-04-27 04:59 | 10.33 | 10.98 | 10.98 | 10.33 | 40.02 | 4.03 | 16.4 | 15 | 13.9 | 47.74 | 0 | 0.08 | 0.08 | 0 | 6.58 | 0 | 0 | 11.87 | 0.76702 | 0.09408 | 0 | 0 | System Off | 0 | 0
2814 | 2814 | 2012-04-27 05:59 | 10.52 | 13.2 | 13.2 | 10.52 | 173.43 | 135.11 | 67.4 | 62 | 14.57 | 194.69 | 0.74 | 0.69 | 0.68 | 0.05 | 173.27 | 0 | 0 | 48.63 | 0.77702 | 0.09408 | 0 | 0 | System Off | 1 | 0
2815 | 2815 | 2012-04-27 06:59 | 12 | 23.52 | 23.52 | 12 | 779.18 | 729.03 | 297.26 | 277 | 14.65 | 826.45 | 0.87 | 0.88 | 0.86 | 0.26 | 727.26 | 0 | 0 | 217.03 | 0.8269 | 0.09408 | 0 | 0 | System Off | 1 | 0
2816 | 2816 | 2012-04-27 07:59 | 13.49 | 19.1 | 19.1 | 13.49 | 384.95 | 342.72 | 148.47 | 138 | 14.53 | 419.67 | 0.81 | 0.82 | 0.8 | 0.12 | 268.82 | 0 | 0 | 108.29 | 0.80916 | 0.09408 | 0 | 0 | System Off | 1 | 0
2817 | 2817 | 2012-04-27 08:59 | 14.97 | 23.55 | 23.55 | 14.97 | 603.57 | 557.05 | 232.84 | 216 | 14.55 | 647.27 | 0.86 | 0.86 | 0.84 | 0.2 | 364.47 | 0 | 0 | 169.44 | 0.83318 | 0.09408 | 0 | 0 | System Off | 1 | 0
2818 | 2818 | 2012-04-27 09:59 | 15.86 | 36.5 | 36.5 | 15.86 | 1386.23 | 1322.24 | 541.57 | 509 | 14.18 | 1432.03 | 0.89 | 0.92 | 0.9 | 0.48 | 794.15 | 0 | 0 | 401.17 | 0.8965 | 0.09408 | 0 | 0 | System Off | 1 | 0
2819 | 2819 | 2012-04-27 10:59 | 16.75 | 27.59 | 27.59 | 16.75 | 705.9 | 657.28 | 275.14 | 255 | 14.42 | 753.23 | 0.87 | 0.87 | 0.85 | 0.24 | 376.12 | 0 | 0 | 200.38 | 0.85176 | 0.09408 | 0 | 0 | System Off | 1 | 0
2820 | 2820 | 2012-04-27 11:59 | 17.65 | 35.37 | 35.37 | 17.65 | 1101.56 | 1044.3 | 433.84 | 405 | 14.17 | 1152.32 | 0.88 | 0.91 | 0.89 | 0.38 | 589.07 | 0 | 0 | 319.28 | 0.88718 | 0.09408 | 0 | 0 | System Off | 1 | 0
2821 | 2821 | 2012-04-27 12:59 | 17.62 | 28.53 | 28.53 | 17.62 | 684.85 | 636.67 | 268.19 | 249 | 14.33 | 731.56 | 0.86 | 0.87 | 0.85 | 0.23 | 397.79 | 0 | 0 | 195.9 | 0.85599 | 0.09408 | 0 | 0 | System Off | 1 | 0
2822 | 2822 | 2012-04-27 13:59 | 17.59 | 28.07 | 28.07 | 17.59 | 662.11 | 614.4 | 258.99 | 241 | 14.31 | 707.7 | 0.85 | 0.87 | 0.85 | 0.22 | 433.93 | 0 | 0 | 189.65 | 0.85424 | 0.09408 | 0 | 0 | System Off | 1 | 0
2823 | 2823 | 2012-04-27 14:59 | 17.56 | 27.65 | 27.65 | 17.56 | 640.33 | 593.07 | 250.27 | 233 | 14.31 | 685 | 0.84 | 0.87 | 0.85 | 0.21 | 441.02 | 0 | 0 | 183.34 | 0.85247 | 0.09408 | 0 | 0 | System Off | 1 | 0
2824 | 2824 | 2012-04-27 15:59 | 16.59 | 18.62 | 18.62 | 16.59 | 117.08 | 79.76 | 47.36 | 44 | 13.86 | 134.12 | 0.63 | 0.59 | 0.58 | 0.03 | 60.51 | 0 | 0 | 34.82 | 0.80958 | 0.09408 | 0 | 0 | System Off | 0 | 0
2825 | 2825 | 2012-04-27 16:59 | 15.62 | 17.17 | 17.17 | 15.62 | 82.57 | 45.85 | 33.7 | 31 | 13.87 | 95.95 | 0.59 | 0.48 | 0.47 | 0.02 | 33.6 | 0 | 0 | 24.53 | 0.80124 | 0.09408 | 0 | 0 | System Off | 0 | 0
2826 | 2826 | 2012-04-27 17:59 | 14.65 | 15.68 | 15.68 | 14.65 | 50.37 | 14.21 | 20.88 | 19 | 13.81 | 59.78 | 0.48 | 0.24 | 0.23 | 0.01 | 9.57 | 0 | 0 | 15.05 | 0.79315 | 0.09408 | 0 | 0 | System Off | 0 | 0
2827 | 2827 | 2012-04-27 18:59 | 13.81 | 13.81 | 13.81 | 13.81 | 0 | 0 | 0 | 0 | 0 | 0 | 0 | 0 | 0 | 0 | 0 | 0 | 0 | 0 | 0 | 0 | 0 | 0 | System Off | 0 | 0
2828 | 2828 | 2012-04-27 19:59 | 12.97 | 12.97 | 12.97 | 12.97 | 0 | 0 | 0 | 0 | 0 | 0 | 0 | 0 | 0 | 0 | 0 | 0 | 0 | 0 | 0 | 0 | 0 | 0 | System Off | 0 | 0
2829 | 2829 | 2012-04-27 20:59 | 12.14 | 12.14 | 12.14 | 12.14 | 0 | 0 | 0 | 0 | 0 | 0 | 0 | 0 | 0 | 0 | 0 | 0 | 0 | 0 | 0 | 0 | 0 | 0 | System Off | 0 | 0
2830 | 2830 | 2012-04-27 21:59 | 12.14 | 12.14 | 12.14 | 12.14 | 0 | 0 | 0 | 0 | 0 | 0 | 0 | 0 | 0 | 0 | 0 | 0 | 0 | 0 | 0 | 0 | 0 | 0 | System Off | 0 | 0
2831 | 2831 | 2012-04-27 22:59 | 12.13 | 12.13 | 12.13 | 12.13 | 0 | 0 | 0 | 0 | 0 | 0 | 0 | 0 | 0 | 0 | 0 | 0 | 0 | 0 | 0 | 0 | 0 | 0 | System Off | 0 | 0
2832 | 2832 | 2012-04-27 23:59 | 12.13 | 12.13 | 12.13 | 12.13 | 0 | 0 | 0 | 0 | 0 | 0 | 0 | 0 | 0 | 0 | 0 | 0 | 0 | 0 | 0 | 0 | 0 | 0 | System Off | 0 | 0
2833 | 2833 | 2012-04-28 00:59 | 12.33 | 12.33 | 12.33 | 12.33 | 0 | 0 | 0 | 0 | 0 | 0 | 0 | 0 | 0 | 0 | 0 | 0 | 0 | 0 | 0 | 0 | 0 | 0 | System Off | 0 | 0
2834 | 2834 | 2012-04-28 01:59 | 12.53 | 12.53 | 12.53 | 12.53 | 0 | 0 | 0 | 0 | 0 | 0 | 0 | 0 | 0 | 0 | 0 | 0 | 0 | 0 | 0 | 0 | 0 | 0 | System Off | 0 | 0
2835 | 2835 | 2012-04-28 02:59 | 12.73 | 12.73 | 12.73 | 12.73 | 0 | 0 | 0 | 0 | 0 | 0 | 0 | 0 | 0 | 0 | 0 | 0 | 0 | 0 | 0 | 0 | 0 | 0 | System Off | 0 | 0
2836 | 2836 | 2012-04-28 03:59 | 13.19 | 13.19 | 13.19 | 13.19 | 0 | 0 | 0 | 0 | 0 | 0 | 0 | 0 | 0 | 0 | 0 | 0 | 0 | 0 | 0 | 0 | 0 | 0 | System Off | 0 | 0
2837 | 2837 | 2012-04-28 04:59 | 13.66 | 13.99 | 13.99 | 13.66 | 19.07 | 0 | 8.2 | 7 | 14.19 | 23.61 | 0 | 0 | 0 | 0 | 0 | 0 | 0 | 5.52 | 0.78496 | 0.09408 | 0 | 0 | System Off | 0 | 0
2838 | 2838 | 2012-04-28 05:59 | 14.12 | 19.92 | 19.92 | 14.12 | 393.12 | 350.73 | 155.68 | 141 | 14.52 | 438.72 | 0.84 | 0.8 | 0.78 | 0.13 | 449.8 | 0 | 0 | 110.66 | 0.81352 | 0.09408 | 0 | 0 | System Off | 1 | 0
2839 | 2839 | 2012-04-28 06:59 | 16.57 | 21.29 | 21.29 | 16.57 | 324.02 | 282.94 | 126.97 | 118 | 14.3 | 355.98 | 0.79 | 0.79 | 0.78 | 0.1 | 282.26 | 0 | 0 | 92.86 | 0.82386 | 0.09408 | 0 | 0 | System Off | 1 | 0
2840 | 2840 | 2012-04-28 07:59 | 19.02 | 31.65 | 31.65 | 19.02 | 871.63 | 819.5 | 340.78 | 318 | 14.28 | 918.43 | 0.88 | 0.89 | 0.87 | 0.3 | 642.79 | 0 | 0 | 250.34 | 0.87838 | 0.09408 | 0 | 0 | System Off | 1 | 0
2841 | 2841 | 2012-04-28 08:59 | 21.47 | 54.44 | 54.44 | 21.47 | 2182.76 | 2097.61 | 892.3 | 852 | 13.34 | 2191.63 | 0.85 | 0.96 | 0.93 | 0.76 | 1372.46 | 0 | 0 | 678.67 | 0.97364 | 0.09408 | 0 | 0 | System Off | 1 | 0
2842 | 2842 | 2012-04-28 09:59 | 22.43 | 57.14 | 57.14 | 22.43 | 2125.93 | 2042.4 | 882.82 | 840 | 13.18 | 2143.31 | 0.84 | 0.95 | 0.93 | 0.74 | 1226.68 | 0 | 0 | 670.47 | 0.97785 | 0.09408 | 0 | 0 | System Off | 1 | 0
2843 | 2843 | 2012-04-28 10:59 | 23.38 | 64.57 | 64.57 | 23.38 | 2294.99 | 2206.58 | 980.23 | 935 | 12.78 | 2303.52 | 0.82 | 0.96 | 0.93 | 0.8 | 1262.68 | 0 | 0 | 750.02 | 1.0043 | 0.09408 | 0 | 0 | System Off | 1 | 0
2844 | 2844 | 2012-04-28 11:59 | 24.34 | 58.65 | 58.65 | 24.34 | 1802.51 | 1727.89 | 760.65 | 720 | 13.04 | 1834.66 | 0.82 | 0.94 | 0.92 | 0.62 | 974.67 | 0 | 0 | 575.72 | 0.96631 | 0.09408 | 0 | 0 | System Off | 1 | 0
2845 | 2845 | 2012-04-28 12:59 | 24.67 | 66.28 | 66.28 | 24.67 | 2100.98 | 2018.16 | 904.76 | 865 | 12.65 | 2109.93 | 0.81 | 0.96 | 0.93 | 0.73 | 1260.94 | 0 | 0 | 695.02 | 0.99885 | 0.09408 | 0 | 0 | System Off | 1 | 0
2846 | 2846 | 2012-04-28 13:59 | 25 | 59.62 | 59.62 | 25 | 1750.74 | 1677.49 | 738.09 | 703 | 12.97 | 1772.8 | 0.83 | 0.95 | 0.92 | 0.61 | 1184.75 | 0 | 0 | 562.61 | 0.96728 | 0.09408 | 0 | 0 | System Off | 1 | 0
2847 | 2847 | 2012-04-28 14:59 | 25.33 | 44.93 | 44.93 | 25.33 | 997.53 | 942.63 | 409.65 | 383 | 13.57 | 1046.99 | 0.83 | 0.9 | 0.88 | 0.34 | 700.97 | 0 | 0 | 304.24 | 0.93223 | 0.09408 | 0 | 0 | System Off | 1 | 0
2848 | 2848 | 2012-04-28 15:59 | 24.02 | 37.09 | 37.09 | 24.02 | 667.49 | 619.67 | 282.28 | 252 | 13.8 | 744.68 | 0.78 | 0.83 | 0.81 | 0.22 | 470.11 | 0 | 0 | 199.59 | 0.89687 | 0.09408 | 0 | 0 | System Off | 1 | 0
2849 | 2849 | 2012-04-28 16:59 | 22.7 | 26.71 | 26.71 | 22.7 | 214.55 | 175.49 | 89.37 | 81 | 13.8 | 245.48 | 0.67 | 0.71 | 0.7 | 0.06 | 128.61 | 0 | 0 | 64.16 | 0.85403 | 0.09408 | 0 | 0 | System Off | 1 | 0
2850 | 2850 | 2012-04-28 17:59 | 21.39 | 22.09 | 22.09 | 21.39 | 37.21 | 1.28 | 16.18 | 14 | 13.84 | 45.22 | 0 | 0.03 | 0.03 | 0 | 0.86 | 0 | 0 | 11.08 | 0.83258 | 0.09408 | 0 | 0 | System Off | 0 | 0
2851 | 2851 | 2012-04-28 18:59 | 20.49 | 20.49 | 20.49 | 20.49 | 0 | 0 | 0 | 0 | 0 | 0 | 0 | 0 | 0 | 0 | 0 | 0 | 0 | 0 | 0 | 0 | 0 | 0 | System Off | 0 | 0
2852 | 2852 | 2012-04-28 19:59 | 19.58 | 19.58 | 19.58 | 19.58 | 0 | 0 | 0 | 0 | 0 | 0 | 0 | 0 | 0 | 0 | 0 | 0 | 0 | 0 | 0 | 0 | 0 | 0 | System Off | 0 | 0
2853 | 2853 | 2012-04-28 20:59 | 18.68 | 18.68 | 18.68 | 18.68 | 0 | 0 | 0 | 0 | 0 | 0 | 0 | 0 | 0 | 0 | 0 | 0 | 0 | 0 | 0 | 0 | 0 | 0 | System Off | 0 | 0
2854 | 2854 | 2012-04-28 21:59 | 17.7 | 17.7 | 17.7 | 17.7 | 0 | 0 | 0 | 0 | 0 | 0 | 0 | 0 | 0 | 0 | 0 | 0 | 0 | 0 | 0 | 0 | 0 | 0 | System Off | 0 | 0
2855 | 2855 | 2012-04-28 22:59 | 16.72 | 16.72 | 16.72 | 16.72 | 0 | 0 | 0 | 0 | 0 | 0 | 0 | 0 | 0 | 0 | 0 | 0 | 0 | 0 | 0 | 0 | 0 | 0 | System Off | 0 | 0
2856 | 2856 | 2012-04-28 23:59 | 15.74 | 15.74 | 15.74 | 15.74 | 0 | 0 | 0 | 0 | 0 | 0 | 0 | 0 | 0 | 0 | 0 | 0 | 0 | 0 | 0 | 0 | 0 | 0 | System Off | 0 | 0
2857 | 2857 | 2012-04-29 00:59 | 15.05 | 15.05 | 15.05 | 15.05 | 0 | 0 | 0 | 0 | 0 | 0 | 0 | 0 | 0 | 0 | 0 | 0 | 0 | 0 | 0 | 0 | 0 | 0 | System Off | 0 | 0
2858 | 2858 | 2012-04-29 01:59 | 14.36 | 14.36 | 14.36 | 14.36 | 0 | 0 | 0 | 0 | 0 | 0 | 0 | 0 | 0 | 0 | 0 | 0 | 0 | 0 | 0 | 0 | 0 | 0 | System Off | 0 | 0
2859 | 2859 | 2012-04-29 02:59 | 13.66 | 13.66 | 13.66 | 13.66 | 0 | 0 | 0 | 0 | 0 | 0 | 0 | 0 | 0 | 0 | 0 | 0 | 0 | 0 | 0 | 0 | 0 | 0 | System Off | 0 | 0
2860 | 2860 | 2012-04-29 03:59 | 14.58 | 14.58 | 14.58 | 14.58 | 0 | 0 | 0 | 0 | 0 | 0 | 0 | 0 | 0 | 0 | 0 | 0 | 0 | 0 | 0 | 0 | 0 | 0 | System Off | 0 | 0
2861 | 2861 | 2012-04-29 04:59 | 15.51 | 16.04 | 16.04 | 15.51 | 23.28 | 0 | 10.02 | 9 | 13.47 | 28.64 | 0 | 0 | 0 | 0 | 0 | 0 | 0 | 7.16 | 0.7963 | 0.09408 | 0 | 0 | System Off | 0 | 0
2862 | 2862 | 2012-04-29 05:59 | 16.43 | 18.38 | 18.38 | 16.43 | 89.08 | 52.25 | 36.43 | 33 | 14.06 | 103.26 | 0.55 | 0.51 | 0.49 | 0.02 | 67.01 | 0 | 0 | 26.05 | 0.80645 | 0.09408 | 0 | 0 | System Off | 1 | 0
2863 | 2863 | 2012-04-29 06:59 | 16.77 | 19.72 | 19.72 | 16.77 | 149.48 | 111.58 | 60.12 | 55 | 14.16 | 169.54 | 0.67 | 0.66 | 0.64 | 0.04 | 111.31 | 0 | 0 | 43.36 | 0.81277 | 0.09408 | 0 | 0 | System Off | 1 | 0
2864 | 2864 | 2012-04-29 07:59 | 17.1 | 20.69 | 20.69 | 17.1 | 198.63 | 159.85 | 79.24 | 73 | 14.17 | 222.67 | 0.76 | 0.72 | 0.7 | 0.06 | 125.38 | 0 | 0 | 57.54 | 0.81828 | 0.09408 | 0 | 0 | System Off | 1 | 0
2865 | 2865 | 2012-04-29 08:59 | 17.44 | 22.12 | 22.12 | 17.44 | 280.94 | 240.66 | 111.12 | 103 | 14.21 | 310.59 | 0.81 | 0.77 | 0.76 | 0.09 | 157.47 | 0 | 0 | 81.16 | 0.82621 | 0.09408 | 0 | 0 | System Off | 1 | 0
2866 | 2866 | 2012-04-29 09:59 | 18.08 | 33.7 | 33.7 | 18.08 | 1040.29 | 984.43 | 407.96 | 381 | 14.22 | 1090.72 | 0.88 | 0.9 | 0.88 | 0.36 | 591.26 | 0 | 0 | 300.15 | 0.88506 | 0.09408 | 0 | 0 | System Off | 1 | 0
2867 | 2867 | 2012-04-29 10:59 | 18.72 | 52.59 | 52.59 | 18.72 | 2380.36 | 2289.43 | 965.11 | 920 | 13.48 | 2389.18 | 0.86 | 0.96 | 0.93 | 0.83 | 1310.08 | 0 | 0 | 731.62 | 0.96898 | 0.09408 | 0 | 0 | System Off | 1 | 0
2868 | 2868 | 2012-04-29 11:59 | 19.36 | 33.02 | 33.02 | 19.36 | 1079.39 | 1022.65 | 421.61 | 394 | 14.27 | 1130.24 | 0.88 | 0.9 | 0.88 | 0.37 | 576.86 | 0 | 0 | 310.2 | 0.89566 | 0.09408 | 0 | 0 | System Off | 1 | 0
2869 | 2869 | 2012-04-29 12:59 | 19.1 | 37.91 | 37.91 | 19.1 | 1360.58 | 1297.21 | 534.74 | 502 | 14.12 | 1406.09 | 0.88 | 0.92 | 0.9 | 0.47 | 810.5 | 0 | 0 | 396 | 0.91578 | 0.09408 | 0 | 0 | System Off | 1 | 0
2870 | 2870 | 2012-04-29 13:59 | 18.84 | 23.04 | 23.04 | 18.84 | 275.01 | 234.84 | 109.3 | 101 | 14.18 | 304.44 | 0.73 | 0.77 | 0.75 | 0.08 | 165.86 | 0 | 0 | 79.61 | 0.83431 | 0.09408 | 0 | 0 | System Off | 1 | 0
2871 | 2871 | 2012-04-29 14:59 | 18.58 | 21.29 | 21.29 | 18.58 | 157.83 | 119.79 | 63.76 | 59 | 13.93 | 178.77 | 0.63 | 0.67 | 0.66 | 0.04 | 89.08 | 0 | 0 | 46.65 | 0.82449 | 0.09408 | 0 | 0 | System Off | 1 | 0
2872 | 2872 | 2012-04-29 15:59 | 18.08 | 26.84 | 26.84 | 18.08 | 507.26 | 462.66 | 201.91 | 185 | 14.28 | 554.35 | 0.84 | 0.83 | 0.82 | 0.17 | 351 | 0 | 0 | 145.63 | 0.84622 | 0.09408 | 0 | 0 | System Off | 1 | 0
2873 | 2873 | 2012-04-29 16:59 | 17.57 | 21.71 | 21.71 | 17.57 | 181.83 | 143.36 | 93.27 | 67 | 14.13 | 261.09 | 0.54 | 0.55 | 0.54 | 0.05 | 105.07 | 0 | 0 | 52.84 | 0.81994 | 0.09408 | 0 | 0 | System Off | 1 | 0
2874 | 2874 | 2012-04-29 17:59 | 17.07 | 18.01 | 18.01 | 17.07 | 49.26 | 13.12 | 20.67 | 19 | 13.5 | 58.65 | 0 | 0.22 | 0.22 | 0 | 8.84 | 0 | 0 | 15.1 | 0.80755 | 0.09408 | 0 | 0 | System Off | 0 | 0
2875 | 2875 | 2012-04-29 18:59 | 15.93 | 15.93 | 15.93 | 15.93 | 0 | 0 | 0 | 0 | 0 | 0 | 0 | 0 | 0 | 0 | 0 | 0 | 0 | 0 | 0 | 0 | 0 | 0 | System Off | 0 | 0
2876 | 2876 | 2012-04-29 19:59 | 14.79 | 14.79 | 14.79 | 14.79 | 0 | 0 | 0 | 0 | 0 | 0 | 0 | 0 | 0 | 0 | 0 | 0 | 0 | 0 | 0 | 0 | 0 | 0 | System Off | 0 | 0
2877 | 2877 | 2012-04-29 20:59 | 13.65 | 13.65 | 13.65 | 13.65 | 0 | 0 | 0 | 0 | 0 | 0 | 0 | 0 | 0 | 0 | 0 | 0 | 0 | 0 | 0 | 0 | 0 | 0 | System Off | 0 | 0
2878 | 2878 | 2012-04-29 21:59 | 13.42 | 13.42 | 13.42 | 13.42 | 0 | 0 | 0 | 0 | 0 | 0 | 0 | 0 | 0 | 0 | 0 | 0 | 0 | 0 | 0 | 0 | 0 | 0 | System Off | 0 | 0
2879 | 2879 | 2012-04-29 22:59 | 13.2 | 13.2 | 13.2 | 13.2 | 0 | 0 | 0 | 0 | 0 | 0 | 0 | 0 | 0 | 0 | 0 | 0 | 0 | 0 | 0 | 0 | 0 | 0 | System Off | 0 | 0
2880 | 2880 | 2012-04-29 23:59 | 12.97 | 12.97 | 12.97 | 12.97 | 0 | 0 | 0 | 0 | 0 | 0 | 0 | 0 | 0 | 0 | 0 | 0 | 0 | 0 | 0 | 0 | 0 | 0 | System Off | 0 | 0
2881 | 2881 | 2012-04-30 00:59 | 11.92 | 11.92 | 11.92 | 11.92 | 0 | 0 | 0 | 0 | 0 | 0 | 0 | 0 | 0 | 0 | 0 | 0 | 0 | 0 | 0 | 0 | 0 | 0 | System Off | 0 | 0
2882 | 2882 | 2012-04-30 01:59 | 10.86 | 10.86 | 10.86 | 10.86 | 0 | 0 | 0 | 0 | 0 | 0 | 0 | 0 | 0 | 0 | 0 | 0 | 0 | 0 | 0 | 0 | 0 | 0 | System Off | 0 | 0
2883 | 2883 | 2012-04-30 02:59 | 9.8 | 9.8 | 9.8 | 9.8 | 0 | 0 | 0 | 0 | 0 | 0 | 0 | 0 | 0 | 0 | 0 | 0 | 0 | 0 | 0 | 0 | 0 | 0 | System Off | 0 | 0
2884 | 2884 | 2012-04-30 03:59 | 10.7 | 10.7 | 10.7 | 10.7 | 0 | 0 | 0 | 0 | 0 | 0 | 0 | 0 | 0 | 0 | 0 | 0 | 0 | 0 | 0 | 0 | 0 | 0 | System Off | 0 | 0
2885 | 2885 | 2012-04-30 04:59 | 11.61 | 12.93 | 12.93 | 11.61 | 72.36 | 35.82 | 29.15 | 27 | 13.96 | 84.27 | 0.34 | 0.43 | 0.42 | 0.01 | 58.41 | 0 | 0 | 21.34 | 0.77679 | 0.09408 | 0 | 0 | System Off | 1 | 0
2886 | 2886 | 2012-04-30 05:59 | 12.51 | 16.92 | 16.92 | 12.51 | 248.16 | 208.49 | 96.76 | 89 | 14.52 | 275.71 | 0.83 | 0.76 | 0.74 | 0.08 | 267.38 | 0 | 0 | 69.84 | 0.79391 | 0.09408 | 0 | 0 | System Off | 1 | 0
2887 | 2887 | 2012-04-30 06:59 | 14.71 | 37.15 | 37.15 | 14.71 | 1209.61 | 1149.85 | 478.55 | 447 | 14.09 | 1262.1 | 0.88 | 0.91 | 0.89 | 0.42 | 1147.07 | 0 | 0 | 352.71 | 0.87715 | 0.09408 | 0 | 0 | System Off | 1 | 0
2888 | 2888 | 2012-04-30 07:59 | 16.9 | 53.45 | 53.45 | 16.9 | 1847.74 | 1771.91 | 757.18 | 721 | 13.35 | 1867.61 | 0.85 | 0.95 | 0.93 | 0.64 | 1389.82 | 0 | 0 | 574.29 | 0.91817 | 0.09408 | 0 | 0 | System Off | 1 | 0
2889 | 2889 | 2012-04-30 08:59 | 19.1 | 48.7 | 48.7 | 19.1 | 1456.91 | 1391.18 | 595.23 | 561 | 13.53 | 1497.83 | 0.84 | 0.93 | 0.91 | 0.5 | 910.24 | 0 | 0 | 445.85 | 0.92845 | 0.09408 | 0 | 0 | System Off | 1 | 0
2890 | 2890 | 2012-04-30 09:59 | 19.87 | 60.03 | 60.03 | 19.87 | 2049.97 | 1968.58 | 863.59 | 821 | 13 | 2070.49 | 0.82 | 0.95 | 0.93 | 0.71 | 1182.35 | 0 | 0 | 656.76 | 0.95772 | 0.09408 | 0 | 0 | System Off | 1 | 0
2891 | 2891 | 2012-04-30 10:59 | 20.63 | 55.67 | 55.67 | 20.63 | 1929.2 | 1851.16 | 801.45 | 759 | 13.24 | 1958.14 | 0.84 | 0.95 | 0.92 | 0.67 | 1059.29 | 0 | 0 | 605.39 | 0.94976 | 0.09408 | 0 | 0 | System Off | 1 | 0
2892 | 2892 | 2012-04-30 11:59 | 21.4 | 42.93 | 42.93 | 21.4 | 1297.23 | 1235.4 | 522.34 | 490 | 13.79 | 1345.99 | 0.86 | 0.92 | 0.9 | 0.45 | 696.87 | 0 | 0 | 388.14 | 0.92852 | 0.09408 | 0 | 0 | System Off | 1 | 0
2893 | 2893 | 2012-04-30 12:59 | 21.23 | 42.7 | 42.7 | 21.23 | 1308.16 | 1246.06 | 525.27 | 493 | 13.82 | 1354.8 | 0.86 | 0.92 | 0.9 | 0.45 | 778.53 | 0 | 0 | 390.36 | 0.928 | 0.09408 | 0 | 0 | System Off | 1 | 0
2894 | 2894 | 2012-04-30 13:59 | 21.07 | 43.42 | 43.42 | 21.07 | 1377.74 | 1313.96 | 551.69 | 520 | 13.8 | 1418.79 | 0.87 | 0.93 | 0.9 | 0.48 | 928 | 0 | 0 | 411.84 | 0.93247 | 0.09408 | 0 | 0 | System Off | 1 | 0
2895 | 2895 | 2012-04-30 14:59 | 20.91 | 35.79 | 35.79 | 20.91 | 933.98 | 880.49 | 370.68 | 346 | 14.06 | 982.92 | 0.86 | 0.9 | 0.87 | 0.32 | 654.75 | 0 | 0 | 273.14 | 0.89603 | 0.09408 | 0 | 0 | System Off | 1 | 0
2896 | 2896 | 2012-04-30 15:59 | 20.26 | 32.04 | 32.04 | 20.26 | 708.26 | 659.6 | 293.95 | 261 | 14.13 | 791.01 | 0.82 | 0.83 | 0.81 | 0.24 | 500.41 | 0 | 0 | 205.84 | 0.87486 | 0.09408 | 0 | 0 | System Off | 1 | 0
2897 | 2897 | 2012-04-30 16:59 | 19.62 | 21.95 | 21.95 | 19.62 | 143.27 | 105.48 | 58.29 | 54 | 13.82 | 163.04 | 0.69 | 0.65 | 0.63 | 0.04 | 77.31 | 0 | 0 | 42.76 | 0.82981 | 0.09408 | 0 | 0 | System Off | 1 | 0
2898 | 2898 | 2012-04-30 17:59 | 18.97 | 19.3 | 19.3 | 18.97 | 18.54 | 0 | 8.2 | 7 | 13.79 | 23.16 | 0 | 0 | 0 | 0 | 0 | 0 | 0 | 5.54 | 0.81656 | 0.09408 | 0 | 0 | System Off | 0 | 0
2899 | 2899 | 2012-04-30 18:59 | 18.47 | 18.47 | 18.47 | 18.47 | 0 | 0 | 0 | 0 | 0 | 0 | 0 | 0 | 0 | 0 | 0 | 0 | 0 | 0 | 0 | 0 | 0 | 0 | System Off | 0 | 0
2900 | 2900 | 2012-04-30 19:59 | 17.97 | 17.97 | 17.97 | 17.97 | 0 | 0 | 0 | 0 | 0 | 0 | 0 | 0 | 0 | 0 | 0 | 0 | 0 | 0 | 0 | 0 | 0 | 0 | System Off | 0 | 0
2901 | 2901 | 2012-04-30 20:59 | 17.48 | 17.48 | 17.48 | 17.48 | 0 | 0 | 0 | 0 | 0 | 0 | 0 | 0 | 0 | 0 | 0 | 0 | 0 | 0 | 0 | 0 | 0 | 0 | System Off | 0 | 0
2902 | 2902 | 2012-04-30 21:59 | 16.72 | 16.72 | 16.72 | 16.72 | 0 | 0 | 0 | 0 | 0 | 0 | 0 | 0 | 0 | 0 | 0 | 0 | 0 | 0 | 0 | 0 | 0 | 0 | System Off | 0 | 0
2903 | 2903 | 2012-04-30 22:59 | 15.96 | 15.96 | 15.96 | 15.96 | 0 | 0 | 0 | 0 | 0 | 0 | 0 | 0 | 0 | 0 | 0 | 0 | 0 | 0 | 0 | 0 | 0 | 0 | System Off | 0 | 0
2904 | 2904 | 2012-04-30 23:59 | 15.2 | 15.2 | 15.2 | 15.2 | 0 | 0 | 0 | 0 | 0 | 0 | 0 | 0 | 0 | 0 | 0 | 0 | 0 | 0 | 0 | 0 | 0 | 0 | System Off | 0 | 0
2905 | 2905 | 2012-05-01 00:59 | 14.54 | 14.54 | 14.54 | 14.54 | 0 | 0 | 0 | 0 | 0 | 0 | 0 | 0 | 0 | 0 | 0 | 0 | 0 | 0 | 0 | 0 | 0 | 0 | System Off | 0 | 0
2906 | 2906 | 2012-05-01 01:59 | 13.87 | 13.87 | 13.87 | 13.87 | 0 | 0 | 0 | 0 | 0 | 0 | 0 | 0 | 0 | 0 | 0 | 0 | 0 | 0 | 0 | 0 | 0 | 0 | System Off | 0 | 0
2907 | 2907 | 2012-05-01 02:59 | 13.2 | 13.2 | 13.2 | 13.2 | 0 | 0 | 0 | 0 | 0 | 0 | 0 | 0 | 0 | 0 | 0 | 0 | 0 | 0 | 0 | 0 | 0 | 0 | System Off | 0 | 0
2908 | 2908 | 2012-05-01 03:59 | 13 | 13 | 13 | 13 | 0 | 0 | 0 | 0 | 0 | 0 | 0 | 0 | 0 | 0 | 0 | 0 | 0 | 0 | 0 | 0 | 0 | 0 | System Off | 0 | 0
2909 | 2909 | 2012-05-01 04:59 | 12.79 | 15.09 | 15.09 | 12.79 | 115.18 | 77.89 | 46.64 | 42 | 14.28 | 133.81 | 0.64 | 0.58 | 0.57 | 0.03 | 126.99 | 0 | 0 | 33.06 | 0.78657 | 0.09408 | 0 | 0 | System Off | 1 | 0
2910 | 2910 | 2012-05-01 05:59 | 12.59 | 17.98 | 17.98 | 12.59 | 273.65 | 233.51 | 107.03 | 99 | 14.4 | 303.81 | 0.75 | 0.77 | 0.75 | 0.08 | 299.47 | 0 | 0 | 77.82 | 0.79633 | 0.09408 | 0 | 0 | System Off | 1 | 0
2911 | 2911 | 2012-05-01 06:59 | 13.68 | 21.35 | 21.35 | 13.68 | 430.82 | 387.71 | 166.9 | 155 | 14.48 | 467.84 | 0.84 | 0.83 | 0.81 | 0.14 | 386.77 | 0 | 0 | 121.71 | 0.8136 | 0.09408 | 0 | 0 | System Off | 1 | 0
2912 | 2912 | 2012-05-01 07:59 | 14.78 | 23.69 | 23.69 | 14.78 | 544.02 | 498.7 | 210.74 | 196 | 14.46 | 585.55 | 0.85 | 0.85 | 0.83 | 0.18 | 391.16 | 0 | 0 | 153.95 | 0.82819 | 0.09408 | 0 | 0 | System Off | 1 | 0
2913 | 2913 | 2012-05-01 08:59 | 15.87 | 25.93 | 25.93 | 15.87 | 662.28 | 614.56 | 256.93 | 239 | 14.43 | 707.85 | 0.86 | 0.87 | 0.85 | 0.22 | 402.11 | 0 | 0 | 187.78 | 0.84322 | 0.09408 | 0 | 0 | System Off | 1 | 0
2914 | 2914 | 2012-05-01 09:59 | 16.66 | 26.89 | 26.89 | 16.66 | 651.74 | 604.24 | 254.14 | 236 | 14.38 | 697.61 | 0.87 | 0.87 | 0.85 | 0.22 | 362.91 | 0 | 0 | 185.54 | 0.8475 | 0.09408 | 0 | 0 | System Off | 1 | 0
2915 | 2915 | 2012-05-01 10:59 | 17.46 | 47.67 | 47.67 | 17.46 | 1810.2 | 1735.37 | 729.88 | 690 | 13.66 | 1844.52 | 0.86 | 0.94 | 0.92 | 0.63 | 993.03 | 0 | 0 | 547.42 | 0.91507 | 0.09408 | 0 | 0 | System Off | 1 | 0
2916 | 2916 | 2012-05-01 11:59 | 18.25 | 56.66 | 56.66 | 18.25 | 2179.72 | 2094.66 | 901.84 | 859 | 13.22 | 2194.04 | 0.84 | 0.95 | 0.93 | 0.76 | 1181.56 | 0 | 0 | 685.34 | 0.95437 | 0.09408 | 0 | 0 | System Off | 1 | 0
2917 | 2917 | 2012-05-01 12:59 | 18.68 | 54.07 | 54.07 | 18.68 | 2071.94 | 1989.94 | 848.02 | 809 | 13.34 | 2086.15 | 0.85 | 0.95 | 0.93 | 0.72 | 1243.31 | 0 | 0 | 644.46 | 0.94695 | 0.09408 | 0 | 0 | System Off | 1 | 0
2918 | 2918 | 2012-05-01 13:59 | 19.1 | 47.1 | 47.1 | 19.1 | 1707.32 | 1635.21 | 684.51 | 650 | 13.68 | 1733.91 | 0.86 | 0.94 | 0.92 | 0.59 | 1154.88 | 0 | 0 | 515.58 | 0.91755 | 0.09408 | 0 | 0 | System Off | 1 | 0
2919 | 2919 | 2012-05-01 14:59 | 19.53 | 39.29 | 39.29 | 19.53 | 1242.12 | 1181.6 | 492.5 | 462 | 14 | 1287.9 | 0.87 | 0.92 | 0.9 | 0.43 | 878.67 | 0 | 0 | 364.97 | 0.91064 | 0.09408 | 0 | 0 | System Off | 1 | 0
2920 | 2920 | 2012-05-01 15:59 | 18.75 | 30.55 | 30.55 | 18.75 | 697.2 | 648.77 | 287.19 | 255 | 14.24 | 777.33 | 0.8 | 0.83 | 0.82 | 0.23 | 492.19 | 0 | 0 | 200.84 | 0.86421 | 0.09408 | 0 | 0 | System Off | 1 | 0
2921 | 2921 | 2012-05-01 16:59 | 17.97 | 22.27 | 22.27 | 17.97 | 223.56 | 184.33 | 102.07 | 83 | 14.03 | 285.13 | 0.69 | 0.65 | 0.63 | 0.07 | 135.1 | 0 | 0 | 65.55 | 0.82552 | 0.09408 | 0 | 0 | System Off | 1 | 0
2922 | 2922 | 2012-05-01 17:59 | 17.19 | 18.2 | 18.2 | 17.19 | 56.09 | 19.83 | 23.44 | 21 | 13.91 | 66.48 | 0.43 | 0.3 | 0.29 | 0.01 | 13.35 | 0 | 0 | 16.61 | 0.80865 | 0.09408 | 0 | 0 | System Off | 0 | 0
2923 | 2923 | 2012-05-01 18:59 | 16.31 | 16.31 | 16.31 | 16.31 | 0 | 0 | 0 | 0 | 0 | 0 | 0 | 0 | 0 | 0 | 0 | 0 | 0 | 0 | 0 | 0 | 0 | 0 | System Off | 0 | 0
2924 | 2924 | 2012-05-01 19:59 | 15.43 | 15.43 | 15.43 | 15.43 | 0 | 0 | 0 | 0 | 0 | 0 | 0 | 0 | 0 | 0 | 0 | 0 | 0 | 0 | 0 | 0 | 0 | 0 | System Off | 0 | 0
2925 | 2925 | 2012-05-01 20:59 | 14.55 | 14.55 | 14.55 | 14.55 | 0 | 0 | 0 | 0 | 0 | 0 | 0 | 0 | 0 | 0 | 0 | 0 | 0 | 0 | 0 | 0 | 0 | 0 | System Off | 0 | 0
2926 | 2926 | 2012-05-01 21:59 | 14.2 | 14.2 | 14.2 | 14.2 | 0 | 0 | 0 | 0 | 0 | 0 | 0 | 0 | 0 | 0 | 0 | 0 | 0 | 0 | 0 | 0 | 0 | 0 | System Off | 0 | 0
2927 | 2927 | 2012-05-01 22:59 | 13.85 | 13.85 | 13.85 | 13.85 | 0 | 0 | 0 | 0 | 0 | 0 | 0 | 0 | 0 | 0 | 0 | 0 | 0 | 0 | 0 | 0 | 0 | 0 | System Off | 0 | 0
2928 | 2928 | 2012-05-01 23:59 | 13.5 | 13.5 | 13.5 | 13.5 | 0 | 0 | 0 | 0 | 0 | 0 | 0 | 0 | 0 | 0 | 0 | 0 | 0 | 0 | 0 | 0 | 0 | 0 | System Off | 0 | 0
2929 | 2929 | 2012-05-02 00:59 | 13.28 | 13.28 | 13.28 | 13.28 | 0 | 0 | 0 | 0 | 0 | 0 | 0 | 0 | 0 | 0 | 0 | 0 | 0 | 0 | 0 | 0 | 0 | 0 | System Off | 0 | 0
2930 | 2930 | 2012-05-02 01:59 | 13.07 | 13.07 | 13.07 | 13.07 | 0 | 0 | 0 | 0 | 0 | 0 | 0 | 0 | 0 | 0 | 0 | 0 | 0 | 0 | 0 | 0 | 0 | 0 | System Off | 0 | 0
2931 | 2931 | 2012-05-02 02:59 | 12.85 | 12.85 | 12.85 | 12.85 | 0 | 0 | 0 | 0 | 0 | 0 | 0 | 0 | 0 | 0 | 0 | 0 | 0 | 0 | 0 | 0 | 0 | 0 | System Off | 0 | 0
2932 | 2932 | 2012-05-02 03:59 | 13.08 | 13.08 | 13.08 | 13.08 | 0 | 0 | 0 | 0 | 0 | 0 | 0 | 0 | 0 | 0 | 0 | 0 | 0 | 0 | 0 | 0 | 0 | 0 | System Off | 0 | 0
2933 | 2933 | 2012-05-02 04:59 | 13.3 | 15.58 | 15.58 | 13.3 | 136.49 | 98.82 | 56.73 | 50 | 14.22 | 162.44 | 0.71 | 0.61 | 0.6 | 0.04 | 161.13 | 0 | 0 | 39.39 | 0.79113 | 0.09408 | 0 | 0 | System Off | 1 | 0
2934 | 2934 | 2012-05-02 05:59 | 13.53 | 21.54 | 21.54 | 13.53 | 503.72 | 459.19 | 202.49 | 180 | 14.58 | 567.2 | 0.84 | 0.81 | 0.79 | 0.17 | 588.9 | 0 | 0 | 141.16 | 0.81749 | 0.09408 | 0 | 0 | System Off | 1 | 0
2935 | 2935 | 2012-05-02 06:59 | 14.26 | 23.45 | 23.45 | 14.26 | 624.03 | 577.1 | 240.13 | 223 | 14.57 | 667.81 | 0.87 | 0.86 | 0.85 | 0.21 | 575.7 | 0 | 0 | 174.89 | 0.83022 | 0.09408 | 0 | 0 | System Off | 1 | 0
2936 | 2936 | 2012-05-02 07:59 | 14.99 | 21.39 | 21.39 | 14.99 | 445.88 | 402.49 | 172.56 | 160 | 14.51 | 483.62 | 0.87 | 0.83 | 0.81 | 0.15 | 315.7 | 0 | 0 | 125.58 | 0.82244 | 0.09408 | 0 | 0 | System Off | 1 | 0
2937 | 2937 | 2012-05-02 08:59 | 15.72 | 18.08 | 18.08 | 15.72 | 164.93 | 126.76 | 65.58 | 60 | 14.32 | 186.08 | 0.76 | 0.68 | 0.67 | 0.05 | 82.94 | 0 | 0 | 47.21 | 0.80744 | 0.09408 | 0 | 0 | System Off | 1 | 0
2938 | 2938 | 2012-05-02 09:59 | 16.35 | 24.04 | 24.04 | 16.35 | 510.15 | 465.49 | 198.57 | 184 | 14.44 | 550.99 | 0.86 | 0.84 | 0.83 | 0.17 | 279.58 | 0 | 0 | 144.55 | 0.83539 | 0.09408 | 0 | 0 | System Off | 1 | 0
2939 | 2939 | 2012-05-02 10:59 | 16.99 | 20.78 | 20.78 | 16.99 | 227.24 | 187.95 | 90.17 | 83 | 14.26 | 253.31 | 0.78 | 0.74 | 0.73 | 0.07 | 107.55 | 0 | 0 | 65.35 | 0.81956 | 0.09408 | 0 | 0 | System Off | 1 | 0
2940 | 2940 | 2012-05-02 11:59 | 17.62 | 23.09 | 23.09 | 17.62 | 301.31 | 260.66 | 119.32 | 110 | 14.27 | 332.29 | 0.75 | 0.78 | 0.77 | 0.09 | 147.03 | 0 | 0 | 86.61 | 0.82866 | 0.09408 | 0 | 0 | System Off | 1 | 0
2941 | 2941 | 2012-05-02 12:59 | 17.54 | 31.43 | 31.43 | 17.54 | 734.93 | 685.71 | 290.32 | 270 | 14.18 | 783.1 | 0.86 | 0.88 | 0.86 | 0.25 | 428.43 | 0 | 0 | 212.82 | 0.85974 | 0.09408 | 0 | 0 | System Off | 1 | 0
2942 | 2942 | 2012-05-02 13:59 | 17.46 | 20.19 | 20.19 | 17.46 | 135.01 | 97.37 | 54.65 | 50 | 14.06 | 153.85 | 0.73 | 0.63 | 0.62 | 0.04 | 68.77 | 0 | 0 | 39.47 | 0.81595 | 0.09408 | 0 | 0 | System Off | 0 | 0
2943 | 2943 | 2012-05-02 14:59 | 17.38 | 27.47 | 27.47 | 17.38 | 487.23 | 443.02 | 192.6 | 179 | 14.18 | 527.52 | 0.83 | 0.84 | 0.82 | 0.16 | 329.44 | 0 | 0 | 141.09 | 0.8408 | 0.09408 | 0 | 0 | System Off | 1 | 0
2944 | 2944 | 2012-05-02 15:59 | 16.86 | 19.99 | 19.99 | 16.86 | 154.03 | 116.05 | 61.94 | 57 | 14.07 | 174.5 | 0.65 | 0.67 | 0.65 | 0.04 | 88.04 | 0 | 0 | 44.99 | 0.81372 | 0.09408 | 0 | 0 | System Off | 1 | 0
2945 | 2945 | 2012-05-02 16:59 | 16.34 | 19.27 | 19.27 | 16.34 | 149.79 | 111.88 | 60.12 | 55 | 14.18 | 169.82 | 0.67 | 0.66 | 0.64 | 0.04 | 82 | 0 | 0 | 43.35 | 0.81019 | 0.09408 | 0 | 0 | System Off | 1 | 0
2946 | 2946 | 2012-05-02 17:59 | 15.82 | 16.81 | 16.81 | 15.82 | 50.28 | 14.12 | 20.95 | 19 | 13.78 | 59.72 | 0.48 | 0.24 | 0.23 | 0.01 | 9.51 | 0 | 0 | 15.05 | 0.80009 | 0.09408 | 0 | 0 | System Off | 0 | 0
2947 | 2947 | 2012-05-02 18:59 | 15.13 | 15.13 | 15.13 | 15.13 | 0 | 0 | 0 | 0 | 0 | 0 | 0 | 0 | 0 | 0 | 0 | 0 | 0 | 0 | 0 | 0 | 0 | 0 | System Off | 0 | 0
2948 | 2948 | 2012-05-02 19:59 | 14.45 | 14.45 | 14.45 | 14.45 | 0 | 0 | 0 | 0 | 0 | 0 | 0 | 0 | 0 | 0 | 0 | 0 | 0 | 0 | 0 | 0 | 0 | 0 | System Off | 0 | 0
2949 | 2949 | 2012-05-02 20:59 | 13.76 | 13.76 | 13.76 | 13.76 | 0 | 0 | 0 | 0 | 0 | 0 | 0 | 0 | 0 | 0 | 0 | 0 | 0 | 0 | 0 | 0 | 0 | 0 | System Off | 0 | 0
2950 | 2950 | 2012-05-02 21:59 | 13.49 | 13.49 | 13.49 | 13.49 | 0 | 0 | 0 | 0 | 0 | 0 | 0 | 0 | 0 | 0 | 0 | 0 | 0 | 0 | 0 | 0 | 0 | 0 | System Off | 0 | 0
2951 | 2951 | 2012-05-02 22:59 | 13.22 | 13.22 | 13.22 | 13.22 | 0 | 0 | 0 | 0 | 0 | 0 | 0 | 0 | 0 | 0 | 0 | 0 | 0 | 0 | 0 | 0 | 0 | 0 | System Off | 0 | 0
2952 | 2952 | 2012-05-02 23:59 | 12.95 | 12.95 | 12.95 | 12.95 | 0 | 0 | 0 | 0 | 0 | 0 | 0 | 0 | 0 | 0 | 0 | 0 | 0 | 0 | 0 | 0 | 0 | 0 | System Off | 0 | 0
2953 | 2953 | 2012-05-03 00:59 | 11.99 | 11.99 | 11.99 | 11.99 | 0 | 0 | 0 | 0 | 0 | 0 | 0 | 0 | 0 | 0 | 0 | 0 | 0 | 0 | 0 | 0 | 0 | 0 | System Off | 0 | 0
2954 | 2954 | 2012-05-03 01:59 | 11.03 | 11.03 | 11.03 | 11.03 | 0 | 0 | 0 | 0 | 0 | 0 | 0 | 0 | 0 | 0 | 0 | 0 | 0 | 0 | 0 | 0 | 0 | 0 | System Off | 0 | 0
2955 | 2955 | 2012-05-03 02:59 | 10.07 | 10.07 | 10.07 | 10.07 | 0 | 0 | 0 | 0 | 0 | 0 | 0 | 0 | 0 | 0 | 0 | 0 | 0 | 0 | 0 | 0 | 0 | 0 | System Off | 0 | 0
2956 | 2956 | 2012-05-03 03:59 | 10.36 | 10.36 | 10.36 | 10.36 | 0 | 0 | 0 | 0 | 0 | 0 | 0 | 0 | 0 | 0 | 0 | 0 | 0 | 0 | 0 | 0 | 0 | 0 | System Off | 0 | 0
2957 | 2957 | 2012-05-03 04:59 | 10.65 | 13.26 | 13.26 | 10.65 | 135.06 | 97.42 | 59.03 | 49 | 14.36 | 170.48 | 0.68 | 0.57 | 0.56 | 0.04 | 158.84 | 0 | 0 | 38.54 | 0.77534 | 0.09408 | 0 | 0 | System Off | 1 | 0
2958 | 2958 | 2012-05-03 05:59 | 10.94 | 18.04 | 18.04 | 10.94 | 413.6 | 370.82 | 161.8 | 147 | 14.65 | 459.14 | 0.8 | 0.81 | 0.79 | 0.13 | 475.56 | 0 | 0 | 115.17 | 0.79565 | 0.09408 | 0 | 0 | System Off | 1 | 0
2959 | 2959 | 2012-05-03 06:59 | 11.97 | 20.14 | 20.14 | 11.97 | 499.84 | 455.39 | 191.54 | 178 | 14.63 | 539.34 | 0.84 | 0.84 | 0.83 | 0.16 | 454.29 | 0 | 0 | 139.51 | 0.80773 | 0.09408 | 0 | 0 | System Off | 1 | 0
2960 | 2960 | 2012-05-03 07:59 | 13.01 | 25.98 | 25.98 | 13.01 | 815.89 | 764.96 | 313.01 | 292 | 14.55 | 862.22 | 0.89 | 0.89 | 0.87 | 0.28 | 600.01 | 0 | 0 | 229.07 | 0.836 | 0.09408 | 0 | 0 | System Off | 1 | 0
2961 | 2961 | 2012-05-03 08:59 | 14.04 | 20.32 | 20.32 | 14.04 | 402.54 | 359.98 | 155.76 | 144 | 14.56 | 438.28 | 0.83 | 0.82 | 0.8 | 0.13 | 235.53 | 0 | 0 | 112.95 | 0.8136 | 0.09408 | 0 | 0 | System Off | 1 | 0
2962 | 2962 | 2012-05-03 09:59 | 14.85 | 22.07 | 22.07 | 14.85 | 450.76 | 407.27 | 174.88 | 162 | 14.49 | 488.89 | 0.86 | 0.83 | 0.81 | 0.15 | 244.61 | 0 | 0 | 127.18 | 0.82199 | 0.09408 | 0 | 0 | System Off | 1 | 0
2963 | 2963 | 2012-05-03 10:59 | 15.67 | 26.68 | 26.68 | 15.67 | 669.13 | 621.27 | 260.45 | 242 | 14.4 | 715.5 | 0.84 | 0.87 | 0.85 | 0.22 | 355.51 | 0 | 0 | 190.21 | 0.8426 | 0.09408 | 0 | 0 | System Off | 1 | 0
2964 | 2964 | 2012-05-03 11:59 | 16.48 | 23.98 | 23.98 | 16.48 | 442.25 | 398.93 | 173.06 | 160 | 14.4 | 480.34 | 0.81 | 0.83 | 0.81 | 0.14 | 225.03 | 0 | 0 | 125.77 | 0.8315 | 0.09408 | 0 | 0 | System Off | 1 | 0
2965 | 2965 | 2012-05-03 12:59 | 16.29 | 31.02 | 31.02 | 16.29 | 874.92 | 822.72 | 342.27 | 319 | 14.28 | 924.7 | 0.88 | 0.89 | 0.87 | 0.3 | 514.03 | 0 | 0 | 251.1 | 0.8616 | 0.09408 | 0 | 0 | System Off | 1 | 0
2966 | 2966 | 2012-05-03 13:59 | 16.1 | 19.18 | 19.18 | 16.1 | 180.82 | 142.37 | 71.96 | 66 | 14.27 | 203.34 | 0.69 | 0.7 | 0.68 | 0.05 | 100.55 | 0 | 0 | 51.96 | 0.81089 | 0.09408 | 0 | 0 | System Off | 1 | 0
2967 | 2967 | 2012-05-03 14:59 | 15.92 | 21.64 | 21.64 | 15.92 | 344.36 | 302.9 | 134.81 | 125 | 14.35 | 377.46 | 0.82 | 0.8 | 0.78 | 0.11 | 225.25 | 0 | 0 | 98.31 | 0.82129 | 0.09408 | 0 | 0 | System Off | 1 | 0
2968 | 2968 | 2012-05-03 15:59 | 15.51 | 18.89 | 18.89 | 15.51 | 190.64 | 152.01 | 75.6 | 70 | 14.18 | 213.87 | 0.66 | 0.71 | 0.7 | 0.05 | 115.32 | 0 | 0 | 55.17 | 0.80815 | 0.09408 | 0 | 0 | System Off | 1 | 0
2969 | 2969 | 2012-05-03 16:59 | 15.11 | 17.81 | 17.81 | 15.11 | 143.63 | 105.84 | 57.38 | 53 | 14.11 | 162.98 | 0.7 | 0.65 | 0.64 | 0.04 | 77.57 | 0 | 0 | 41.81 | 0.80247 | 0.09408 | 0 | 0 | System Off | 1 | 0
2970 | 2970 | 2012-05-03 17:59 | 14.71 | 15.62 | 15.62 | 14.71 | 43.68 | 7.64 | 18.22 | 16 | 14.22 | 52.16 | 0 | 0.15 | 0.14 | 0 | 5.14 | 0 | 0 | 12.6 | 0.7929 | 0.09408 | 0 | 0 | System Off | 0 | 0
2971 | 2971 | 2012-05-03 18:59 | 13.61 | 13.61 | 13.61 | 13.61 | 0 | 0 | 0 | 0 | 0 | 0 | 0 | 0 | 0 | 0 | 0 | 0 | 0 | 0 | 0 | 0 | 0 | 0 | System Off | 0 | 0
2972 | 2972 | 2012-05-03 19:59 | 12.51 | 12.51 | 12.51 | 12.51 | 0 | 0 | 0 | 0 | 0 | 0 | 0 | 0 | 0 | 0 | 0 | 0 | 0 | 0 | 0 | 0 | 0 | 0 | System Off | 0 | 0
2973 | 2973 | 2012-05-03 20:59 | 11.41 | 11.41 | 11.41 | 11.41 | 0 | 0 | 0 | 0 | 0 | 0 | 0 | 0 | 0 | 0 | 0 | 0 | 0 | 0 | 0 | 0 | 0 | 0 | System Off | 0 | 0
2974 | 2974 | 2012-05-03 21:59 | 11.12 | 11.12 | 11.12 | 11.12 | 0 | 0 | 0 | 0 | 0 | 0 | 0 | 0 | 0 | 0 | 0 | 0 | 0 | 0 | 0 | 0 | 0 | 0 | System Off | 0 | 0
2975 | 2975 | 2012-05-03 22:59 | 10.82 | 10.82 | 10.82 | 10.82 | 0 | 0 | 0 | 0 | 0 | 0 | 0 | 0 | 0 | 0 | 0 | 0 | 0 | 0 | 0 | 0 | 0 | 0 | System Off | 0 | 0
2976 | 2976 | 2012-05-03 23:59 | 10.53 | 10.53 | 10.53 | 10.53 | 0 | 0 | 0 | 0 | 0 | 0 | 0 | 0 | 0 | 0 | 0 | 0 | 0 | 0 | 0 | 0 | 0 | 0 | System Off | 0 | 0
2977 | 2977 | 2012-05-04 00:59 | 9.97 | 9.97 | 9.97 | 9.97 | 0 | 0 | 0 | 0 | 0 | 0 | 0 | 0 | 0 | 0 | 0 | 0 | 0 | 0 | 0 | 0 | 0 | 0 | System Off | 0 | 0
2978 | 2978 | 2012-05-04 01:59 | 9.41 | 9.41 | 9.41 | 9.41 | 0 | 0 | 0 | 0 | 0 | 0 | 0 | 0 | 0 | 0 | 0 | 0 | 0 | 0 | 0 | 0 | 0 | 0 | System Off | 0 | 0
2979 | 2979 | 2012-05-04 02:59 | 8.85 | 8.85 | 8.85 | 8.85 | 0 | 0 | 0 | 0 | 0 | 0 | 0 | 0 | 0 | 0 | 0 | 0 | 0 | 0 | 0 | 0 | 0 | 0 | System Off | 0 | 0
2980 | 2980 | 2012-05-04 03:59 | 9.91 | 9.91 | 9.91 | 9.91 | 0 | 0 | 0 | 0 | 0 | 0 | 0 | 0 | 0 | 0 | 0 | 0 | 0 | 0 | 0 | 0 | 0 | 0 | System Off | 0 | 0
2981 | 2981 | 2012-05-04 04:59 | 10.97 | 13.65 | 13.65 | 10.97 | 145.93 | 108.1 | 60.61 | 53 | 14.34 | 174.79 | 0.66 | 0.62 | 0.61 | 0.04 | 176.25 | 0 | 0 | 41.69 | 0.77798 | 0.09408 | 0 | 0 | System Off | 1 | 0
2982 | 2982 | 2012-05-04 05:59 | 12.03 | 23.36 | 23.36 | 12.03 | 631.5 | 584.41 | 261.36 | 226 | 14.55 | 727.1 | 0.8 | 0.8 | 0.79 | 0.21 | 749.48 | 0 | 0 | 177.29 | 0.81734 | 0.09408 | 0 | 0 | System Off | 1 | 0
2983 | 2983 | 2012-05-04 06:59 | 14.09 | 35.2 | 35.2 | 14.09 | 1262 | 1201 | 494.29 | 462 | 14.23 | 1313.77 | 0.87 | 0.91 | 0.89 | 0.43 | 1198.1 | 0 | 0 | 363.93 | 0.87608 | 0.09408 | 0 | 0 | System Off | 1 | 0
2984 | 2984 | 2012-05-04 07:59 | 16.14 | 46.52 | 46.52 | 16.14 | 1811.6 | 1736.74 | 722.44 | 687 | 13.73 | 1834.4 | 0.87 | 0.95 | 0.92 | 0.63 | 1362.24 | 0 | 0 | 544.56 | 0.93441 | 0.09408 | 0 | 0 | System Off | 1 | 0
2985 | 2985 | 2012-05-04 08:59 | 18.2 | 53.38 | 53.38 | 18.2 | 2081.5 | 1999.23 | 849.35 | 810 | 13.38 | 2095.56 | 0.85 | 0.95 | 0.93 | 0.72 | 1308.09 | 0 | 0 | 644.89 | 0.94397 | 0.09408 | 0 | 0 | System Off | 1 | 0
2986 | 2986 | 2012-05-04 09:59 | 18.44 | 38.62 | 38.62 | 18.44 | 1297.48 | 1235.64 | 513.1 | 481 | 14.05 | 1345.37 | 0.88 | 0.92 | 0.9 | 0.45 | 742.13 | 0 | 0 | 379.75 | 0.90745 | 0.09408 | 0 | 0 | System Off | 1 | 0
2987 | 2987 | 2012-05-04 10:59 | 18.68 | 23.66 | 23.66 | 18.68 | 336.55 | 295.24 | 132.99 | 123 | 14.25 | 369.55 | 0.83 | 0.8 | 0.78 | 0.11 | 168.95 | 0 | 0 | 96.86 | 0.83766 | 0.09408 | 0 | 0 | System Off | 1 | 0
2988 | 2988 | 2012-05-04 11:59 | 18.92 | 21.36 | 21.36 | 18.92 | 169.59 | 131.33 | 68.31 | 63 | 14.02 | 191.48 | 0.73 | 0.69 | 0.67 | 0.05 | 74.08 | 0 | 0 | 49.76 | 0.82732 | 0.09408 | 0 | 0 | System Off | 0 | 0
2989 | 2989 | 2012-05-04 12:59 | 18.62 | 29.05 | 29.05 | 18.62 | 725.55 | 676.52 | 284.06 | 264 | 14.31 | 773.31 | 0.84 | 0.87 | 0.86 | 0.24 | 422.69 | 0 | 0 | 207.73 | 0.86514 | 0.09408 | 0 | 0 | System Off | 1 | 0
2990 | 2990 | 2012-05-04 13:59 | 18.32 | 20.39 | 20.39 | 18.32 | 134.89 | 97.25 | 54.65 | 50 | 14.05 | 153.74 | 0.73 | 0.63 | 0.62 | 0.04 | 68.69 | 0 | 0 | 39.47 | 0.82113 | 0.09408 | 0 | 0 | System Off | 0 | 0
2991 | 2991 | 2012-05-04 14:59 | 18.02 | 28.01 | 28.01 | 18.02 | 655.15 | 607.59 | 256.24 | 238 | 14.34 | 700.36 | 0.86 | 0.87 | 0.85 | 0.22 | 451.82 | 0 | 0 | 187.22 | 0.85628 | 0.09408 | 0 | 0 | System Off | 1 | 0
2992 | 2992 | 2012-05-04 15:59 | 17.07 | 26.15 | 26.15 | 17.07 | 561.66 | 515.98 | 222.86 | 204 | 14.34 | 613.47 | 0.85 | 0.84 | 0.82 | 0.19 | 391.45 | 0 | 0 | 160.47 | 0.84375 | 0.09408 | 0 | 0 | System Off | 1 | 0
2993 | 2993 | 2012-05-04 16:59 | 16.12 | 18.84 | 18.84 | 16.12 | 159.6 | 121.52 | 63.76 | 59 | 14.09 | 180.4 | 0.63 | 0.67 | 0.66 | 0.04 | 89.06 | 0 | 0 | 46.56 | 0.80967 | 0.09408 | 0 | 0 | System Off | 1 | 0
2994 | 2994 | 2012-05-04 17:59 | 15.17 | 15.37 | 15.37 | 15.17 | 10.21 | 0 | 4.55 | 4 | 13.29 | 13.05 | 0 | 0 | 0 | 0 | 0 | 0 | 0 | 3.19 | 0.79331 | 0.09408 | 0 | 0 | System Off | 0 | 0
2995 | 2995 | 2012-05-04 18:59 | 14.32 | 14.32 | 14.32 | 14.32 | 0 | 0 | 0 | 0 | 0 | 0 | 0 | 0 | 0 | 0 | 0 | 0 | 0 | 0 | 0 | 0 | 0 | 0 | System Off | 0 | 0
2996 | 2996 | 2012-05-04 19:59 | 13.47 | 13.47 | 13.47 | 13.47 | 0 | 0 | 0 | 0 | 0 | 0 | 0 | 0 | 0 | 0 | 0 | 0 | 0 | 0 | 0 | 0 | 0 | 0 | System Off | 0 | 0
2997 | 2997 | 2012-05-04 20:59 | 12.61 | 12.61 | 12.61 | 12.61 | 0 | 0 | 0 | 0 | 0 | 0 | 0 | 0 | 0 | 0 | 0 | 0 | 0 | 0 | 0 | 0 | 0 | 0 | System Off | 0 | 0
2998 | 2998 | 2012-05-04 21:59 | 11.74 | 11.74 | 11.74 | 11.74 | 0 | 0 | 0 | 0 | 0 | 0 | 0 | 0 | 0 | 0 | 0 | 0 | 0 | 0 | 0 | 0 | 0 | 0 | System Off | 0 | 0
2999 | 2999 | 2012-05-04 22:59 | 10.87 | 10.87 | 10.87 | 10.87 | 0 | 0 | 0 | 0 | 0 | 0 | 0 | 0 | 0 | 0 | 0 | 0 | 0 | 0 | 0 | 0 | 0 | 0 | System Off | 0 | 0
3000 | 3000 | 2012-05-04 23:59 | 10 | 10 | 10 | 10 | 0 | 0 | 0 | 0 | 0 | 0 | 0 | 0 | 0 | 0 | 0 | 0 | 0 | 0 | 0 | 0 | 0 | 0 | System Off | 0 | 0
3001 | 3001 | 2012-05-05 00:59 | 10.4 | 10.4 | 10.4 | 10.4 | 0 | 0 | 0 | 0 | 0 | 0 | 0 | 0 | 0 | 0 | 0 | 0 | 0 | 0 | 0 | 0 | 0 | 0 | System Off | 0 | 0
3002 | 3002 | 2012-05-05 01:59 | 10.79 | 10.79 | 10.79 | 10.79 | 0 | 0 | 0 | 0 | 0 | 0 | 0 | 0 | 0 | 0 | 0 | 0 | 0 | 0 | 0 | 0 | 0 | 0 | System Off | 0 | 0
3003 | 3003 | 2012-05-05 02:59 | 11.19 | 11.19 | 11.19 | 11.19 | 0 | 0 | 0 | 0 | 0 | 0 | 0 | 0 | 0 | 0 | 0 | 0 | 0 | 0 | 0 | 0 | 0 | 0 | System Off | 0 | 0
3004 | 3004 | 2012-05-05 03:59 | 11.17 | 11.17 | 11.17 | 11.17 | 0 | 0 | 0 | 0 | 0 | 0 | 0 | 0 | 0 | 0 | 0 | 0 | 0 | 0 | 0 | 0 | 0 | 0 | System Off | 0 | 0
3005 | 3005 | 2012-05-05 04:59 | 11.14 | 12.38 | 12.38 | 11.14 | 67.82 | 31.36 | 27.33 | 25 | 14.13 | 79.17 | 0.37 | 0.4 | 0.39 | 0.01 | 51.13 | 0 | 0 | 19.72 | 0.77364 | 0.09408 | 0 | 0 | System Off | 1 | 0
3006 | 3006 | 2012-05-05 05:59 | 11.12 | 12.66 | 12.66 | 11.12 | 86.71 | 49.91 | 34.61 | 32 | 14.11 | 100.17 | 0.58 | 0.5 | 0.49 | 0.02 | 64.01 | 0 | 0 | 25.24 | 0.77487 | 0.09408 | 0 | 0 | System Off | 1 | 0
3007 | 3007 | 2012-05-05 06:59 | 11.55 | 13.55 | 13.55 | 11.55 | 112.62 | 75.38 | 44.63 | 41 | 14.31 | 128.76 | 0.67 | 0.59 | 0.57 | 0.03 | 75.19 | 0 | 0 | 32.26 | 0.77909 | 0.09408 | 0 | 0 | System Off | 1 | 0
3008 | 3008 | 2012-05-05 07:59 | 11.97 | 15.65 | 15.65 | 11.97 | 210.42 | 171.43 | 81.98 | 76 | 14.42 | 234.69 | 0.73 | 0.73 | 0.71 | 0.06 | 134.47 | 0 | 0 | 59.72 | 0.78824 | 0.09408 | 0 | 0 | System Off | 1 | 0
3009 | 3009 | 2012-05-05 08:59 | 12.4 | 17.69 | 17.69 | 12.4 | 303.55 | 262.85 | 117.5 | 109 | 14.5 | 333.87 | 0.85 | 0.79 | 0.77 | 0.1 | 171.98 | 0 | 0 | 85.56 | 0.79709 | 0.09408 | 0 | 0 | System Off | 1 | 0
3010 | 3010 | 2012-05-05 09:59 | 12.73 | 17.35 | 17.35 | 12.73 | 274.59 | 234.42 | 106.57 | 99 | 14.45 | 303.19 | 0.75 | 0.77 | 0.76 | 0.08 | 140.8 | 0 | 0 | 77.77 | 0.79715 | 0.09408 | 0 | 0 | System Off | 1 | 0
3011 | 3011 | 2012-05-05 10:59 | 13.07 | 18.64 | 18.64 | 13.07 | 343.92 | 302.47 | 132.99 | 123 | 14.56 | 376.55 | 0.83 | 0.8 | 0.79 | 0.11 | 173.08 | 0 | 0 | 96.48 | 0.80375 | 0.09408 | 0 | 0 | System Off | 1 | 0
3012 | 3012 | 2012-05-05 11:59 | 13.41 | 18.53 | 18.53 | 13.41 | 326.92 | 285.78 | 126.61 | 117 | 14.55 | 358.64 | 0.79 | 0.8 | 0.78 | 0.1 | 161.21 | 0 | 0 | 91.78 | 0.80463 | 0.09408 | 0 | 0 | System Off | 1 | 0
3013 | 3013 | 2012-05-05 12:59 | 13 | 20.13 | 20.13 | 13 | 461.85 | 418.14 | 177.62 | 165 | 14.58 | 500.14 | 0.84 | 0.84 | 0.82 | 0.15 | 261.25 | 0 | 0 | 129.4 | 0.81141 | 0.09408 | 0 | 0 | System Off | 1 | 0
3014 | 3014 | 2012-05-05 13:59 | 12.58 | 16.4 | 16.4 | 12.58 | 246.3 | 206.66 | 95.64 | 88 | 14.58 | 273.05 | 0.73 | 0.76 | 0.74 | 0.07 | 145.95 | 0 | 0 | 69.01 | 0.79412 | 0.09408 | 0 | 0 | System Off | 1 | 0
3015 | 3015 | 2012-05-05 14:59 | 12.17 | 13.9 | 13.9 | 12.17 | 110.04 | 72.84 | 43.72 | 40 | 14.33 | 125.97 | 0.69 | 0.58 | 0.57 | 0.03 | 54.17 | 0 | 0 | 31.47 | 0.78253 | 0.09408 | 0 | 0 | System Off | 0 | 0
3016 | 3016 | 2012-05-05 15:59 | 11.59 | 12.94 | 12.94 | 11.59 | 84.21 | 47.46 | 33.7 | 31 | 14.15 | 97.44 | 0.59 | 0.49 | 0.48 | 0.02 | 36.01 | 0 | 0 | 24.44 | 0.77742 | 0.09408 | 0 | 0 | System Off | 0 | 0
3017 | 3017 | 2012-05-05 16:59 | 11.01 | 11.9 | 11.9 | 11.01 | 53.83 | 17.61 | 21.86 | 20 | 14.02 | 63.44 | 0.46 | 0.28 | 0.27 | 0.01 | 12.9 | 0 | 0 | 15.8 | 0.77193 | 0.09408 | 0 | 0 | System Off | 0 | 0
3018 | 3018 | 2012-05-05 17:59 | 10.44 | 10.7 | 10.7 | 10.44 | 14.9 | 0 | 6.38 | 5 | 15.52 | 18.58 | 0 | 0 | 0 | 0 | 0 | 0 | 0 | 3.87 | 0.76573 | 0.09408 | 0 | 0 | System Off | 0 | 0
3019 | 3019 | 2012-05-05 18:59 | 10.09 | 10.09 | 10.09 | 10.09 | 0 | 0 | 0 | 0 | 0 | 0 | 0 | 0 | 0 | 0 | 0 | 0 | 0 | 0 | 0 | 0 | 0 | 0 | System Off | 0 | 0
3020 | 3020 | 2012-05-05 19:59 | 9.74 | 9.74 | 9.74 | 9.74 | 0 | 0 | 0 | 0 | 0 | 0 | 0 | 0 | 0 | 0 | 0 | 0 | 0 | 0 | 0 | 0 | 0 | 0 | System Off | 0 | 0
3021 | 3021 | 2012-05-05 20:59 | 9.38 | 9.38 | 9.38 | 9.38 | 0 | 0 | 0 | 0 | 0 | 0 | 0 | 0 | 0 | 0 | 0 | 0 | 0 | 0 | 0 | 0 | 0 | 0 | System Off | 0 | 0
3022 | 3022 | 2012-05-05 21:59 | 9.19 | 9.19 | 9.19 | 9.19 | 0 | 0 | 0 | 0 | 0 | 0 | 0 | 0 | 0 | 0 | 0 | 0 | 0 | 0 | 0 | 0 | 0 | 0 | System Off | 0 | 0
3023 | 3023 | 2012-05-05 22:59 | 9 | 9 | 9 | 9 | 0 | 0 | 0 | 0 | 0 | 0 | 0 | 0 | 0 | 0 | 0 | 0 | 0 | 0 | 0 | 0 | 0 | 0 | System Off | 0 | 0
3024 | 3024 | 2012-05-05 23:59 | 8.81 | 8.81 | 8.81 | 8.81 | 0 | 0 | 0 | 0 | 0 | 0 | 0 | 0 | 0 | 0 | 0 | 0 | 0 | 0 | 0 | 0 | 0 | 0 | System Off | 0 | 0
3025 | 3025 | 2012-05-06 00:59 | 8.95 | 8.95 | 8.95 | 8.95 | 0 | 0 | 0 | 0 | 0 | 0 | 0 | 0 | 0 | 0 | 0 | 0 | 0 | 0 | 0 | 0 | 0 | 0 | System Off | 0 | 0
3026 | 3026 | 2012-05-06 01:59 | 9.09 | 9.09 | 9.09 | 9.09 | 0 | 0 | 0 | 0 | 0 | 0 | 0 | 0 | 0 | 0 | 0 | 0 | 0 | 0 | 0 | 0 | 0 | 0 | System Off | 0 | 0
3027 | 3027 | 2012-05-06 02:59 | 9.23 | 9.23 | 9.23 | 9.23 | 0 | 0 | 0 | 0 | 0 | 0 | 0 | 0 | 0 | 0 | 0 | 0 | 0 | 0 | 0 | 0 | 0 | 0 | System Off | 0 | 0
3028 | 3028 | 2012-05-06 03:59 | 9.27 | 9.27 | 9.27 | 9.27 | 0 | 0 | 0 | 0 | 0 | 0 | 0 | 0 | 0 | 0 | 0 | 0 | 0 | 0 | 0 | 0 | 0 | 0 | System Off | 0 | 0
3029 | 3029 | 2012-05-06 04:59 | 9.31 | 11.91 | 11.91 | 9.31 | 151.02 | 113.09 | 60.59 | 54 | 14.57 | 175.83 | 0.66 | 0.64 | 0.63 | 0.04 | 184.4 | 0 | 0 | 42.35 | 0.76844 | 0.09408 | 0 | 0 | System Off | 1 | 0
3030 | 3030 | 2012-05-06 05:59 | 9.35 | 10.94 | 10.94 | 9.35 | 94.61 | 57.68 | 37.35 | 34 | 14.49 | 108.76 | 0.54 | 0.53 | 0.52 | 0.02 | 73.98 | 0 | 0 | 26.69 | 0.7649 | 0.09408 | 0 | 0 | System Off | 1 | 0
3031 | 3031 | 2012-05-06 06:59 | 10.04 | 12.02 | 12.02 | 10.04 | 118.24 | 80.89 | 46.45 | 43 | 14.32 | 134.76 | 0.65 | 0.6 | 0.59 | 0.03 | 80.7 | 0 | 0 | 33.83 | 0.77064 | 0.09408 | 0 | 0 | System Off | 1 | 0
3032 | 3032 | 2012-05-06 07:59 | 10.72 | 17.24 | 17.24 | 10.72 | 397.88 | 355.4 | 152.11 | 141 | 14.7 | 432.93 | 0.85 | 0.82 | 0.8 | 0.13 | 278.76 | 0 | 0 | 110.41 | 0.79319 | 0.09408 | 0 | 0 | System Off | 1 | 0
3033 | 3033 | 2012-05-06 08:59 | 11.41 | 22.73 | 22.73 | 11.41 | 686.62 | 638.4 | 262.61 | 244 | 14.66 | 732.3 | 0.88 | 0.87 | 0.85 | 0.23 | 417.7 | 0 | 0 | 191.16 | 0.817 | 0.09408 | 0 | 0 | System Off | 1 | 0
3034 | 3034 | 2012-05-06 09:59 | 11.83 | 16.91 | 16.91 | 11.83 | 297.19 | 256.61 | 114.77 | 106 | 14.6 | 327.04 | 0.78 | 0.78 | 0.77 | 0.09 | 154.12 | 0 | 0 | 83.1 | 0.79311 | 0.09408 | 0 | 0 | System Off | 1 | 0
3035 | 3035 | 2012-05-06 10:59 | 12.25 | 24.44 | 24.44 | 12.25 | 694.9 | 646.52 | 267.7 | 248 | 14.59 | 741.72 | 0.86 | 0.87 | 0.85 | 0.23 | 369.96 | 0 | 0 | 194.45 | 0.82287 | 0.09408 | 0 | 0 | System Off | 1 | 0
3036 | 3036 | 2012-05-06 11:59 | 12.67 | 21.04 | 21.04 | 12.67 | 462.54 | 418.82 | 178.53 | 165 | 14.6 | 501.02 | 0.84 | 0.84 | 0.82 | 0.15 | 236.25 | 0 | 0 | 129.36 | 0.80943 | 0.09408 | 0 | 0 | System Off | 1 | 0
3037 | 3037 | 2012-05-06 12:59 | 12.37 | 18.3 | 18.3 | 12.37 | 351.79 | 310.19 | 135.72 | 126 | 14.54 | 384.77 | 0.81 | 0.81 | 0.79 | 0.11 | 193.81 | 0 | 0 | 98.86 | 0.80017 | 0.09408 | 0 | 0 | System Off | 1 | 0
3038 | 3038 | 2012-05-06 13:59 | 12.06 | 17.68 | 17.68 | 12.06 | 357.64 | 315.93 | 137.54 | 127 | 14.67 | 390.82 | 0.8 | 0.81 | 0.79 | 0.11 | 223.13 | 0 | 0 | 99.48 | 0.79848 | 0.09408 | 0 | 0 | System Off | 1 | 0
3039 | 3039 | 2012-05-06 14:59 | 11.76 | 14 | 14 | 11.76 | 148.53 | 110.65 | 58.29 | 54 | 14.33 | 167.9 | 0.69 | 0.66 | 0.64 | 0.04 | 82.28 | 0 | 0 | 42.48 | 0.78281 | 0.09408 | 0 | 0 | System Off | 1 | 0
3040 | 3040 | 2012-05-06 15:59 | 11.38 | 13.68 | 13.68 | 11.38 | 151.17 | 113.24 | 59.21 | 55 | 14.32 | 170.72 | 0.68 | 0.66 | 0.65 | 0.04 | 85.91 | 0 | 0 | 43.28 | 0.78077 | 0.09408 | 0 | 0 | System Off | 1 | 0
3041 | 3041 | 2012-05-06 16:59 | 11.01 | 12.55 | 12.55 | 11.01 | 98.71 | 61.71 | 39.17 | 36 | 14.28 | 113.4 | 0.51 | 0.54 | 0.53 | 0.02 | 45.22 | 0 | 0 | 28.34 | 0.77497 | 0.09408 | 0 | 0 | System Off | 0 | 0
3042 | 3042 | 2012-05-06 17:59 | 10.64 | 11.47 | 11.47 | 10.64 | 51.59 | 15.41 | 20.95 | 19 | 14.14 | 60.89 | 0.48 | 0.25 | 0.25 | 0.01 | 10.38 | 0 | 0 | 14.98 | 0.76958 | 0.09408 | 0 | 0 | System Off | 0 | 0
3043 | 3043 | 2012-05-06 18:59 | 10.19 | 10.19 | 10.19 | 10.19 | 0 | 0 | 0 | 0 | 0 | 0 | 0 | 0 | 0 | 0 | 0 | 0 | 0 | 0 | 0 | 0 | 0 | 0 | System Off | 0 | 0
3044 | 3044 | 2012-05-06 19:59 | 9.74 | 9.74 | 9.74 | 9.74 | 0 | 0 | 0 | 0 | 0 | 0 | 0 | 0 | 0 | 0 | 0 | 0 | 0 | 0 | 0 | 0 | 0 | 0 | System Off | 0 | 0
3045 | 3045 | 2012-05-06 20:59 | 9.28 | 9.28 | 9.28 | 9.28 | 0 | 0 | 0 | 0 | 0 | 0 | 0 | 0 | 0 | 0 | 0 | 0 | 0 | 0 | 0 | 0 | 0 | 0 | System Off | 0 | 0
3046 | 3046 | 2012-05-06 21:59 | 9.09 | 9.09 | 9.09 | 9.09 | 0 | 0 | 0 | 0 | 0 | 0 | 0 | 0 | 0 | 0 | 0 | 0 | 0 | 0 | 0 | 0 | 0 | 0 | System Off | 0 | 0
3047 | 3047 | 2012-05-06 22:59 | 8.89 | 8.89 | 8.89 | 8.89 | 0 | 0 | 0 | 0 | 0 | 0 | 0 | 0 | 0 | 0 | 0 | 0 | 0 | 0 | 0 | 0 | 0 | 0 | System Off | 0 | 0
3048 | 3048 | 2012-05-06 23:59 | 8.7 | 8.7 | 8.7 | 8.7 | 0 | 0 | 0 | 0 | 0 | 0 | 0 | 0 | 0 | 0 | 0 | 0 | 0 | 0 | 0 | 0 | 0 | 0 | System Off | 0 | 0
3049 | 3049 | 2012-05-07 00:59 | 8.4 | 8.4 | 8.4 | 8.4 | 0 | 0 | 0 | 0 | 0 | 0 | 0 | 0 | 0 | 0 | 0 | 0 | 0 | 0 | 0 | 0 | 0 | 0 | System Off | 0 | 0
3050 | 3050 | 2012-05-07 01:59 | 8.11 | 8.11 | 8.11 | 8.11 | 0 | 0 | 0 | 0 | 0 | 0 | 0 | 0 | 0 | 0 | 0 | 0 | 0 | 0 | 0 | 0 | 0 | 0 | System Off | 0 | 0
3051 | 3051 | 2012-05-07 02:59 | 7.81 | 7.81 | 7.81 | 7.81 | 0 | 0 | 0 | 0 | 0 | 0 | 0 | 0 | 0 | 0 | 0 | 0 | 0 | 0 | 0 | 0 | 0 | 0 | System Off | 0 | 0
3052 | 3052 | 2012-05-07 03:59 | 7.97 | 7.97 | 7.97 | 7.97 | 0 | 0 | 0 | 0 | 0 | 0 | 0 | 0 | 0 | 0 | 0 | 0 | 0 | 0 | 0 | 0 | 0 | 0 | System Off | 0 | 0
3053 | 3053 | 2012-05-07 04:59 | 8.14 | 8.62 | 8.62 | 8.14 | 24.18 | 0 | 10.02 | 9 | 13.99 | 29.42 | 0 | 0 | 0 | 0 | 0 | 0 | 0 | 7.11 | 0.7532 | 0.09408 | 0 | 0 | System Off | 0 | 0
3054 | 3054 | 2012-05-07 05:59 | 8.3 | 10.35 | 10.35 | 8.3 | 106.97 | 69.83 | 41.9 | 38 | 14.66 | 122.28 | 0.72 | 0.57 | 0.56 | 0.03 | 89.55 | 0 | 0 | 29.77 | 0.75956 | 0.09408 | 0 | 0 | System Off | 1 | 0
3055 | 3055 | 2012-05-07 06:59 | 9.2 | 12.52 | 12.52 | 9.2 | 176.4 | 138.02 | 68.31 | 63 | 14.58 | 197.81 | 0.73 | 0.7 | 0.68 | 0.05 | 137.69 | 0 | 0 | 49.4 | 0.7695 | 0.09408 | 0 | 0 | System Off | 1 | 0
3056 | 3056 | 2012-05-07 07:59 | 10.11 | 14.78 | 14.78 | 10.11 | 250.49 | 210.77 | 96.55 | 89 | 14.66 | 277.29 | 0.83 | 0.76 | 0.74 | 0.08 | 165.32 | 0 | 0 | 69.72 | 0.77973 | 0.09408 | 0 | 0 | System Off | 1 | 0
3057 | 3057 | 2012-05-07 08:59 | 11.01 | 16.81 | 16.81 | 11.01 | 312.07 | 271.22 | 120.23 | 111 | 14.64 | 342.75 | 0.83 | 0.79 | 0.77 | 0.1 | 177.46 | 0 | 0 | 86.98 | 0.78921 | 0.09408 | 0 | 0 | System Off | 1 | 0
3058 | 3058 | 2012-05-07 09:59 | 11.88 | 22.58 | 22.58 | 11.88 | 557.45 | 511.86 | 214.96 | 199 | 14.59 | 599.79 | 0.88 | 0.85 | 0.83 | 0.19 | 307.43 | 0 | 0 | 156.04 | 0.81123 | 0.09408 | 0 | 0 | System Off | 1 | 0
3059 | 3059 | 2012-05-07 10:59 | 12.76 | 33.13 | 33.13 | 12.76 | 1009.02 | 953.86 | 395.79 | 369 | 14.24 | 1060.53 | 0.88 | 0.9 | 0.88 | 0.35 | 545.83 | 0 | 0 | 290.62 | 0.84966 | 0.09408 | 0 | 0 | System Off | 1 | 0
3060 | 3060 | 2012-05-07 11:59 | 13.64 | 39.08 | 39.08 | 13.64 | 1200.19 | 1140.66 | 477.86 | 447 | 13.98 | 1250.64 | 0.86 | 0.91 | 0.89 | 0.41 | 643.42 | 0 | 0 | 353.2 | 0.8706 | 0.09408 | 0 | 0 | System Off | 1 | 0
3061 | 3061 | 2012-05-07 12:59 | 13.82 | 45.91 | 45.91 | 13.82 | 1487.57 | 1421.08 | 600.88 | 566 | 13.69 | 1529.57 | 0.85 | 0.93 | 0.91 | 0.51 | 887.89 | 0 | 0 | 448.9 | 0.89557 | 0.09408 | 0 | 0 | System Off | 1 | 0
3062 | 3062 | 2012-05-07 13:59 | 14 | 49.92 | 49.92 | 14 | 1649 | 1578.41 | 670.4 | 636 | 13.5 | 1678.34 | 0.85 | 0.94 | 0.92 | 0.57 | 1114.77 | 0 | 0 | 505.59 | 0.91088 | 0.09408 | 0 | 0 | System Off | 1 | 0
3063 | 3063 | 2012-05-07 14:59 | 14.18 | 36.74 | 36.74 | 14.18 | 1058.47 | 1002.2 | 419.17 | 392 | 14.06 | 1107.32 | 0.86 | 0.91 | 0.88 | 0.36 | 745.26 | 0 | 0 | 309.43 | 0.86308 | 0.09408 | 0 | 0 | System Off | 1 | 0
3064 | 3064 | 2012-05-07 15:59 | 13.91 | 29.36 | 29.36 | 13.91 | 721.02 | 672.09 | 295.2 | 263 | 14.28 | 802.68 | 0.81 | 0.84 | 0.82 | 0.24 | 509.88 | 0 | 0 | 207.04 | 0.83604 | 0.09408 | 0 | 0 | System Off | 1 | 0
3065 | 3065 | 2012-05-07 16:59 | 13.65 | 18.95 | 18.95 | 13.65 | 215.72 | 176.63 | 104.13 | 79 | 14.22 | 294.5 | 0.58 | 0.6 | 0.59 | 0.06 | 129.45 | 0 | 0 | 62.23 | 0.7988 | 0.09408 | 0 | 0 | System Off | 1 | 0
3066 | 3066 | 2012-05-07 17:59 | 13.39 | 14.93 | 14.93 | 13.39 | 76.33 | 39.72 | 31.01 | 28 | 14.2 | 89.02 | 0.32 | 0.45 | 0.44 | 0.01 | 26.76 | 0 | 0 | 22.06 | 0.78742 | 0.09408 | 0 | 0 | System Off | 0 | 0
3067 | 3067 | 2012-05-07 18:59 | 11.94 | 11.94 | 11.94 | 11.94 | 0 | 0 | 0 | 0 | 0 | 0 | 0 | 0 | 0 | 0 | 0 | 0 | 0 | 0 | 0 | 0 | 0 | 0 | System Off | 0 | 0
3068 | 3068 | 2012-05-07 19:59 | 10.5 | 10.5 | 10.5 | 10.5 | 0 | 0 | 0 | 0 | 0 | 0 | 0 | 0 | 0 | 0 | 0 | 0 | 0 | 0 | 0 | 0 | 0 | 0 | System Off | 0 | 0
3069 | 3069 | 2012-05-07 20:59 | 9.05 | 9.05 | 9.05 | 9.05 | 0 | 0 | 0 | 0 | 0 | 0 | 0 | 0 | 0 | 0 | 0 | 0 | 0 | 0 | 0 | 0 | 0 | 0 | System Off | 0 | 0
3070 | 3070 | 2012-05-07 21:59 | 8.84 | 8.84 | 8.84 | 8.84 | 0 | 0 | 0 | 0 | 0 | 0 | 0 | 0 | 0 | 0 | 0 | 0 | 0 | 0 | 0 | 0 | 0 | 0 | System Off | 0 | 0
3071 | 3071 | 2012-05-07 22:59 | 8.62 | 8.62 | 8.62 | 8.62 | 0 | 0 | 0 | 0 | 0 | 0 | 0 | 0 | 0 | 0 | 0 | 0 | 0 | 0 | 0 | 0 | 0 | 0 | System Off | 0 | 0
3072 | 3072 | 2012-05-07 23:59 | 8.4 | 8.4 | 8.4 | 8.4 | 0 | 0 | 0 | 0 | 0 | 0 | 0 | 0 | 0 | 0 | 0 | 0 | 0 | 0 | 0 | 0 | 0 | 0 | System Off | 0 | 0
3073 | 3073 | 2012-05-08 00:59 | 8.67 | 8.67 | 8.67 | 8.67 | 0 | 0 | 0 | 0 | 0 | 0 | 0 | 0 | 0 | 0 | 0 | 0 | 0 | 0 | 0 | 0 | 0 | 0 | System Off | 0 | 0
3074 | 3074 | 2012-05-08 01:59 | 8.95 | 8.95 | 8.95 | 8.95 | 0 | 0 | 0 | 0 | 0 | 0 | 0 | 0 | 0 | 0 | 0 | 0 | 0 | 0 | 0 | 0 | 0 | 0 | System Off | 0 | 0
3075 | 3075 | 2012-05-08 02:59 | 9.22 | 9.22 | 9.22 | 9.22 | 0 | 0 | 0 | 0 | 0 | 0 | 0 | 0 | 0 | 0 | 0 | 0 | 0 | 0 | 0 | 0 | 0 | 0 | System Off | 0 | 0
3076 | 3076 | 2012-05-08 03:59 | 10.22 | 10.22 | 10.22 | 10.22 | 0 | 0 | 0 | 0 | 0 | 0 | 0 | 0 | 0 | 0 | 0 | 0 | 0 | 0 | 0 | 0 | 0 | 0 | System Off | 0 | 0
3077 | 3077 | 2012-05-08 04:59 | 11.22 | 13.53 | 13.53 | 11.22 | 109.69 | 72.5 | 58.54 | 40 | 14.28 | 168.9 | 0.51 | 0.43 | 0.42 | 0.03 | 118.21 | 0 | 0 | 31.49 | 0.77697 | 0.09408 | 0 | 0 | System Off | 1 | 0
3078 | 3078 | 2012-05-08 05:59 | 12.22 | 22.44 | 22.44 | 12.22 | 652.33 | 604.82 | 268.05 | 232 | 14.64 | 748.31 | 0.82 | 0.81 | 0.79 | 0.22 | 775.66 | 0 | 0 | 181.78 | 0.81958 | 0.09408 | 0 | 0 | System Off | 1 | 0
3079 | 3079 | 2012-05-08 06:59 | 14.04 | 32.63 | 32.63 | 14.04 | 1296.36 | 1234.55 | 501.92 | 469 | 14.4 | 1347.57 | 0.9 | 0.92 | 0.9 | 0.45 | 1231.56 | 0 | 0 | 368.65 | 0.87694 | 0.09408 | 0 | 0 | System Off | 1 | 0
3080 | 3080 | 2012-05-08 07:59 | 15.87 | 41.33 | 41.33 | 15.87 | 1810.53 | 1735.69 | 707.41 | 672 | 14.03 | 1834.77 | 0.89 | 0.95 | 0.92 | 0.63 | 1361.42 | 0 | 0 | 530.66 | 0.92916 | 0.09408 | 0 | 0 | System Off | 1 | 0
3081 | 3081 | 2012-05-08 08:59 | 17.69 | 44.9 | 44.9 | 17.69 | 1964.75 | 1885.73 | 777.48 | 739 | 13.85 | 1987.39 | 0.87 | 0.95 | 0.93 | 0.68 | 1233.83 | 0 | 0 | 584.94 | 0.92582 | 0.09408 | 0 | 0 | System Off | 1 | 0
3082 | 3082 | 2012-05-08 09:59 | 18.05 | 38.71 | 38.71 | 18.05 | 1470.86 | 1404.79 | 578.21 | 544 | 14.08 | 1515.54 | 0.88 | 0.93 | 0.91 | 0.51 | 843.73 | 0 | 0 | 429.31 | 0.91752 | 0.09408 | 0 | 0 | System Off | 1 | 0
3083 | 3083 | 2012-05-08 10:59 | 18.41 | 52.05 | 52.05 | 18.41 | 2275.52 | 2187.68 | 922.61 | 878 | 13.5 | 2289.21 | 0.86 | 0.96 | 0.93 | 0.79 | 1251.86 | 0 | 0 | 698.02 | 0.95857 | 0.09408 | 0 | 0 | System Off | 1 | 0
3084 | 3084 | 2012-05-08 11:59 | 18.77 | 48.15 | 48.15 | 18.77 | 1961.45 | 1882.52 | 788.73 | 748 | 13.66 | 1989.23 | 0.86 | 0.95 | 0.92 | 0.68 | 1061.9 | 0 | 0 | 593.48 | 0.93483 | 0.09408 | 0 | 0 | System Off | 1 | 0
3085 | 3085 | 2012-05-08 12:59 | 18.77 | 42.52 | 42.52 | 18.77 | 1617.07 | 1547.3 | 641.31 | 605 | 13.92 | 1655.3 | 0.87 | 0.93 | 0.91 | 0.56 | 966.75 | 0 | 0 | 478.43 | 0.93462 | 0.09408 | 0 | 0 | System Off | 1 | 0
3086 | 3086 | 2012-05-08 13:59 | 18.77 | 30.91 | 30.91 | 18.77 | 843.45 | 791.93 | 330.07 | 307 | 14.31 | 892.11 | 0.88 | 0.89 | 0.87 | 0.29 | 559.31 | 0 | 0 | 241.58 | 0.87461 | 0.09408 | 0 | 0 | System Off | 1 | 0
3087 | 3087 | 2012-05-08 14:59 | 18.78 | 23.94 | 23.94 | 18.78 | 357.77 | 316.06 | 141.18 | 131 | 14.22 | 391.91 | 0.78 | 0.81 | 0.79 | 0.11 | 235.03 | 0 | 0 | 103.2 | 0.83986 | 0.09408 | 0 | 0 | System Off | 1 | 0
3088 | 3088 | 2012-05-08 15:59 | 17.68 | 23.81 | 23.81 | 17.68 | 415.42 | 372.61 | 163.35 | 151 | 14.33 | 453.67 | 0.8 | 0.82 | 0.8 | 0.13 | 282.69 | 0 | 0 | 118.79 | 0.83706 | 0.09408 | 0 | 0 | System Off | 1 | 0
3089 | 3089 | 2012-05-08 16:59 | 16.58 | 20.25 | 20.25 | 16.58 | 237.68 | 198.19 | 95.12 | 87 | 14.23 | 267.74 | 0.74 | 0.74 | 0.72 | 0.07 | 145.25 | 0 | 0 | 68.53 | 0.81788 | 0.09408 | 0 | 0 | System Off | 1 | 0
3090 | 3090 | 2012-05-08 17:59 | 15.48 | 15.73 | 15.73 | 15.48 | 14.51 | 0 | 6.38 | 5 | 15.11 | 18.25 | 0 | 0 | 0 | 0 | 0 | 0 | 0 | 3.89 | 0.79532 | 0.09408 | 0 | 0 | System Off | 0 | 0
3091 | 3091 | 2012-05-08 18:59 | 15.04 | 15.04 | 15.04 | 15.04 | 0 | 0 | 0 | 0 | 0 | 0 | 0 | 0 | 0 | 0 | 0 | 0 | 0 | 0 | 0 | 0 | 0 | 0 | System Off | 0 | 0
3092 | 3092 | 2012-05-08 19:59 | 14.61 | 14.61 | 14.61 | 14.61 | 0 | 0 | 0 | 0 | 0 | 0 | 0 | 0 | 0 | 0 | 0 | 0 | 0 | 0 | 0 | 0 | 0 | 0 | System Off | 0 | 0
3093 | 3093 | 2012-05-08 20:59 | 14.17 | 14.17 | 14.17 | 14.17 | 0 | 0 | 0 | 0 | 0 | 0 | 0 | 0 | 0 | 0 | 0 | 0 | 0 | 0 | 0 | 0 | 0 | 0 | System Off | 0 | 0
3094 | 3094 | 2012-05-08 21:59 | 14.03 | 14.03 | 14.03 | 14.03 | 0 | 0 | 0 | 0 | 0 | 0 | 0 | 0 | 0 | 0 | 0 | 0 | 0 | 0 | 0 | 0 | 0 | 0 | System Off | 0 | 0
3095 | 3095 | 2012-05-08 22:59 | 13.89 | 13.89 | 13.89 | 13.89 | 0 | 0 | 0 | 0 | 0 | 0 | 0 | 0 | 0 | 0 | 0 | 0 | 0 | 0 | 0 | 0 | 0 | 0 | System Off | 0 | 0
3096 | 3096 | 2012-05-08 23:59 | 13.75 | 13.75 | 13.75 | 13.75 | 0 | 0 | 0 | 0 | 0 | 0 | 0 | 0 | 0 | 0 | 0 | 0 | 0 | 0 | 0 | 0 | 0 | 0 | System Off | 0 | 0
3097 | 3097 | 2012-05-09 00:59 | 13.8 | 13.8 | 13.8 | 13.8 | 0 | 0 | 0 | 0 | 0 | 0 | 0 | 0 | 0 | 0 | 0 | 0 | 0 | 0 | 0 | 0 | 0 | 0 | System Off | 0 | 0
3098 | 3098 | 2012-05-09 01:59 | 13.86 | 13.86 | 13.86 | 13.86 | 0 | 0 | 0 | 0 | 0 | 0 | 0 | 0 | 0 | 0 | 0 | 0 | 0 | 0 | 0 | 0 | 0 | 0 | System Off | 0 | 0
3099 | 3099 | 2012-05-09 02:59 | 13.91 | 13.91 | 13.91 | 13.91 | 0 | 0 | 0 | 0 | 0 | 0 | 0 | 0 | 0 | 0 | 0 | 0 | 0 | 0 | 0 | 0 | 0 | 0 | System Off | 0 | 0
3100 | 3100 | 2012-05-09 03:59 | 14.23 | 14.23 | 14.23 | 14.23 | 0 | 0 | 0 | 0 | 0 | 0 | 0 | 0 | 0 | 0 | 0 | 0 | 0 | 0 | 0 | 0 | 0 | 0 | System Off | 0 | 0
3101 | 3101 | 2012-05-09 04:59 | 14.56 | 15.2 | 15.2 | 14.56 | 39.2 | 3.23 | 16.4 | 15 | 13.61 | 47.01 | 0 | 0.07 | 0.07 | 0 | 5.26 | 0 | 0 | 11.91 | 0.79184 | 0.09408 | 0 | 0 | System Off | 0 | 0
3102 | 3102 | 2012-05-09 05:59 | 14.88 | 18.05 | 18.05 | 14.88 | 208.23 | 169.28 | 81.98 | 76 | 14.27 | 232.62 | 0.73 | 0.73 | 0.71 | 0.06 | 217.09 | 0 | 0 | 59.83 | 0.80554 | 0.09408 | 0 | 0 | System Off | 1 | 0
3103 | 3103 | 2012-05-09 06:59 | 15.25 | 21.38 | 21.38 | 15.25 | 415.08 | 372.27 | 161.09 | 149 | 14.51 | 451.48 | 0.81 | 0.82 | 0.81 | 0.13 | 371.37 | 0 | 0 | 116.95 | 0.82187 | 0.09408 | 0 | 0 | System Off | 1 | 0
3104 | 3104 | 2012-05-09 07:59 | 15.61 | 26.44 | 26.44 | 15.61 | 748.62 | 699.11 | 289.05 | 269 | 14.49 | 794.8 | 0.86 | 0.88 | 0.86 | 0.25 | 548.36 | 0 | 0 | 211.18 | 0.84745 | 0.09408 | 0 | 0 | System Off | 1 | 0
3105 | 3105 | 2012-05-09 08:59 | 15.98 | 23 | 23 | 15.98 | 490.42 | 446.15 | 190.37 | 176 | 14.51 | 530.32 | 0.84 | 0.84 | 0.82 | 0.16 | 291.91 | 0 | 0 | 138.14 | 0.83154 | 0.09408 | 0 | 0 | System Off | 1 | 0
3106 | 3106 | 2012-05-09 09:59 | 16.39 | 27.7 | 27.7 | 16.39 | 787.73 | 737.4 | 305.71 | 284 | 14.45 | 836.56 | 0.88 | 0.88 | 0.86 | 0.27 | 442.89 | 0 | 0 | 223.09 | 0.85521 | 0.09408 | 0 | 0 | System Off | 1 | 0
3107 | 3107 | 2012-05-09 10:59 | 16.8 | 26.66 | 26.66 | 16.8 | 683.58 | 635.43 | 265.84 | 247 | 14.41 | 730.38 | 0.87 | 0.87 | 0.85 | 0.23 | 363.61 | 0 | 0 | 194.11 | 0.8505 | 0.09408 | 0 | 0 | System Off | 1 | 0
3108 | 3108 | 2012-05-09 11:59 | 17.21 | 21.85 | 21.85 | 17.21 | 317.44 | 276.49 | 124.79 | 116 | 14.25 | 349.14 | 0.8 | 0.79 | 0.77 | 0.1 | 155.96 | 0 | 0 | 91.35 | 0.82736 | 0.09408 | 0 | 0 | System Off | 1 | 0
3109 | 3109 | 2012-05-09 12:59 | 17.35 | 29.42 | 29.42 | 17.35 | 839.39 | 787.95 | 327.02 | 304 | 14.38 | 889 | 0.86 | 0.89 | 0.87 | 0.28 | 492.31 | 0 | 0 | 239 | 0.86513 | 0.09408 | 0 | 0 | System Off | 1 | 0
3110 | 3110 | 2012-05-09 13:59 | 17.49 | 24.49 | 24.49 | 17.49 | 489.75 | 445.49 | 191.28 | 177 | 14.41 | 529.87 | 0.84 | 0.84 | 0.82 | 0.16 | 314.63 | 0 | 0 | 139.1 | 0.84098 | 0.09408 | 0 | 0 | System Off | 1 | 0
3111 | 3111 | 2012-05-09 14:59 | 17.63 | 27.68 | 27.68 | 17.63 | 710.9 | 662.18 | 276.73 | 257 | 14.41 | 757.33 | 0.87 | 0.87 | 0.85 | 0.24 | 492.41 | 0 | 0 | 201.98 | 0.85758 | 0.09408 | 0 | 0 | System Off | 1 | 0
3112 | 3112 | 2012-05-09 15:59 | 17.35 | 24.11 | 24.11 | 17.35 | 449.08 | 405.62 | 176.48 | 163 | 14.35 | 489.58 | 0.85 | 0.83 | 0.81 | 0.15 | 307.72 | 0 | 0 | 128.2 | 0.8374 | 0.09408 | 0 | 0 | System Off | 1 | 0
3113 | 3113 | 2012-05-09 16:59 | 17.08 | 19 | 19 | 17.08 | 116.88 | 79.56 | 47.36 | 44 | 13.84 | 133.93 | 0.63 | 0.59 | 0.58 | 0.03 | 58.31 | 0 | 0 | 34.83 | 0.81251 | 0.09408 | 0 | 0 | System Off | 0 | 0
3114 | 3114 | 2012-05-09 17:59 | 16.81 | 18.38 | 18.38 | 16.81 | 89.45 | 52.61 | 36.59 | 34 | 13.7 | 103.7 | 0.55 | 0.51 | 0.5 | 0.02 | 35.44 | 0 | 0 | 26.96 | 0.80894 | 0.09408 | 0 | 0 | System Off | 0 | 0
3115 | 3115 | 2012-05-09 18:59 | 16.08 | 16.08 | 16.08 | 16.08 | 0 | 0 | 0 | 0 | 0 | 0 | 0 | 0 | 0 | 0 | 0 | 0 | 0 | 0 | 0 | 0 | 0 | 0 | System Off | 0 | 0
3116 | 3116 | 2012-05-09 19:59 | 15.35 | 15.35 | 15.35 | 15.35 | 0 | 0 | 0 | 0 | 0 | 0 | 0 | 0 | 0 | 0 | 0 | 0 | 0 | 0 | 0 | 0 | 0 | 0 | System Off | 0 | 0
3117 | 3117 | 2012-05-09 20:59 | 14.61 | 14.61 | 14.61 | 14.61 | 0 | 0 | 0 | 0 | 0 | 0 | 0 | 0 | 0 | 0 | 0 | 0 | 0 | 0 | 0 | 0 | 0 | 0 | System Off | 0 | 0
3118 | 3118 | 2012-05-09 21:59 | 14.51 | 14.51 | 14.51 | 14.51 | 0 | 0 | 0 | 0 | 0 | 0 | 0 | 0 | 0 | 0 | 0 | 0 | 0 | 0 | 0 | 0 | 0 | 0 | System Off | 0 | 0
3119 | 3119 | 2012-05-09 22:59 | 14.4 | 14.4 | 14.4 | 14.4 | 0 | 0 | 0 | 0 | 0 | 0 | 0 | 0 | 0 | 0 | 0 | 0 | 0 | 0 | 0 | 0 | 0 | 0 | System Off | 0 | 0
3120 | 3120 | 2012-05-09 23:59 | 14.3 | 14.3 | 14.3 | 14.3 | 0 | 0 | 0 | 0 | 0 | 0 | 0 | 0 | 0 | 0 | 0 | 0 | 0 | 0 | 0 | 0 | 0 | 0 | System Off | 0 | 0
3121 | 3121 | 2012-05-10 00:59 | 14.47 | 14.47 | 14.47 | 14.47 | 0 | 0 | 0 | 0 | 0 | 0 | 0 | 0 | 0 | 0 | 0 | 0 | 0 | 0 | 0 | 0 | 0 | 0 | System Off | 0 | 0
3122 | 3122 | 2012-05-10 01:59 | 14.65 | 14.65 | 14.65 | 14.65 | 0 | 0 | 0 | 0 | 0 | 0 | 0 | 0 | 0 | 0 | 0 | 0 | 0 | 0 | 0 | 0 | 0 | 0 | System Off | 0 | 0
3123 | 3123 | 2012-05-10 02:59 | 14.82 | 14.82 | 14.82 | 14.82 | 0 | 0 | 0 | 0 | 0 | 0 | 0 | 0 | 0 | 0 | 0 | 0 | 0 | 0 | 0 | 0 | 0 | 0 | System Off | 0 | 0
3124 | 3124 | 2012-05-10 03:59 | 15.42 | 15.42 | 15.42 | 15.42 | 0 | 0 | 0 | 0 | 0 | 0 | 0 | 0 | 0 | 0 | 0 | 0 | 0 | 0 | 0 | 0 | 0 | 0 | System Off | 0 | 0
3125 | 3125 | 2012-05-10 04:59 | 16.01 | 16.42 | 16.42 | 16.01 | 25.46 | 0 | 10.93 | 10 | 13.26 | 31.2 | 0 | 0 | 0 | 0 | 0 | 0 | 0 | 7.97 | 0.79947 | 0.09408 | 0 | 0 | System Off | 0 | 0
3126 | 3126 | 2012-05-10 05:59 | 16.61 | 18.38 | 18.38 | 16.61 | 119.57 | 82.21 | 48.28 | 44 | 14.15 | 136.82 | 0.62 | 0.6 | 0.59 | 0.03 | 105.43 | 0 | 0 | 34.69 | 0.80966 | 0.09408 | 0 | 0 | System Off | 1 | 0
3127 | 3127 | 2012-05-10 06:59 | 18.28 | 19.95 | 19.95 | 18.28 | 111.69 | 74.46 | 45.54 | 42 | 13.85 | 128.33 | 0.66 | 0.58 | 0.57 | 0.03 | 74.28 | 0 | 0 | 33.24 | 0.81933 | 0.09408 | 0 | 0 | System Off | 1 | 0
3128 | 3128 | 2012-05-10 07:59 | 19.96 | 28.68 | 28.68 | 19.96 | 605.5 | 558.94 | 238.28 | 221 | 14.27 | 649.61 | 0.84 | 0.86 | 0.84 | 0.2 | 438.41 | 0 | 0 | 173.99 | 0.86494 | 0.09408 | 0 | 0 | System Off | 1 | 0
3129 | 3129 | 2012-05-10 08:59 | 21.63 | 44.53 | 44.53 | 21.63 | 1565.65 | 1497.2 | 626.63 | 591 | 13.8 | 1604.22 | 0.86 | 0.93 | 0.91 | 0.54 | 979.61 | 0 | 0 | 468.09 | 0.92175 | 0.09408 | 0 | 0 | System Off | 1 | 0
3130 | 3130 | 2012-05-10 09:59 | 22.49 | 28.72 | 28.72 | 22.49 | 438.03 | 394.78 | 174.88 | 162 | 14.08 | 476.69 | 0.8 | 0.83 | 0.81 | 0.14 | 237.11 | 0 | 0 | 127.85 | 0.86894 | 0.09408 | 0 | 0 | System Off | 1 | 0
3131 | 3131 | 2012-05-10 10:59 | 23.36 | 43.97 | 43.97 | 23.36 | 1473.75 | 1407.61 | 592.23 | 556 | 13.81 | 1519.61 | 0.86 | 0.93 | 0.9 | 0.51 | 805.48 | 0 | 0 | 440.32 | 0.92578 | 0.09408 | 0 | 0 | System Off | 1 | 0
3132 | 3132 | 2012-05-10 11:59 | 24.23 | 28.04 | 28.04 | 24.23 | 275.97 | 235.78 | 112.04 | 104 | 13.82 | 306.19 | 0.8 | 0.77 | 0.75 | 0.09 | 133 | 0 | 0 | 82.35 | 0.86813 | 0.09408 | 0 | 0 | System Off | 1 | 0
3133 | 3133 | 2012-05-10 12:59 | 24.32 | 31.96 | 31.96 | 24.32 | 549.72 | 504.29 | 220.43 | 204 | 14.03 | 593.35 | 0.82 | 0.85 | 0.83 | 0.18 | 315.08 | 0 | 0 | 161.09 | 0.88888 | 0.09408 | 0 | 0 | System Off | 1 | 0
3134 | 3134 | 2012-05-10 13:59 | 24.41 | 28.67 | 28.67 | 24.41 | 296.28 | 255.71 | 120.23 | 111 | 13.9 | 327.8 | 0.75 | 0.78 | 0.76 | 0.09 | 180.6 | 0 | 0 | 87.8 | 0.87065 | 0.09408 | 0 | 0 | System Off | 1 | 0
3135 | 3135 | 2012-05-10 14:59 | 24.5 | 30.16 | 30.16 | 24.5 | 388.05 | 345.77 | 156.67 | 145 | 13.94 | 424.68 | 0.83 | 0.81 | 0.8 | 0.13 | 257.12 | 0 | 0 | 114.64 | 0.87809 | 0.09408 | 0 | 0 | System Off | 1 | 0
3136 | 3136 | 2012-05-10 15:59 | 24.06 | 31.91 | 31.91 | 24.06 | 525.64 | 480.68 | 213.14 | 196 | 13.97 | 573.85 | 0.8 | 0.84 | 0.82 | 0.17 | 364.67 | 0 | 0 | 154.9 | 0.88566 | 0.09408 | 0 | 0 | System Off | 1 | 0
3137 | 3137 | 2012-05-10 16:59 | 23.63 | 27.92 | 27.92 | 23.63 | 247.33 | 207.67 | 114.4 | 93 | 13.85 | 312.8 | 0.7 | 0.66 | 0.65 | 0.08 | 152.2 | 0 | 0 | 73.61 | 0.86218 | 0.09408 | 0 | 0 | System Off | 1 | 0
3138 | 3138 | 2012-05-10 17:59 | 23.2 | 24.58 | 24.58 | 23.2 | 85.77 | 49 | 36.22 | 33 | 13.54 | 100.3 | 0.55 | 0.49 | 0.48 | 0.02 | 33 | 0 | 0 | 26.22 | 0.84746 | 0.09408 | 0 | 0 | System Off | 0 | 0
3139 | 3139 | 2012-05-10 18:59 | 22.79 | 22.79 | 22.79 | 22.79 | 0 | 0 | 0 | 0 | 0 | 0 | 0 | 0 | 0 | 0 | 0 | 0 | 0 | 0 | 0 | 0 | 0 | 0 | System Off | 0 | 0
3140 | 3140 | 2012-05-10 19:59 | 22.38 | 22.38 | 22.38 | 22.38 | 0 | 0 | 0 | 0 | 0 | 0 | 0 | 0 | 0 | 0 | 0 | 0 | 0 | 0 | 0 | 0 | 0 | 0 | System Off | 0 | 0
3141 | 3141 | 2012-05-10 20:59 | 21.96 | 21.96 | 21.96 | 21.96 | 0 | 0 | 0 | 0 | 0 | 0 | 0 | 0 | 0 | 0 | 0 | 0 | 0 | 0 | 0 | 0 | 0 | 0 | System Off | 0 | 0
3142 | 3142 | 2012-05-10 21:59 | 21.66 | 21.66 | 21.66 | 21.66 | 0 | 0 | 0 | 0 | 0 | 0 | 0 | 0 | 0 | 0 | 0 | 0 | 0 | 0 | 0 | 0 | 0 | 0 | System Off | 0 | 0
3143 | 3143 | 2012-05-10 22:59 | 21.36 | 21.36 | 21.36 | 21.36 | 0 | 0 | 0 | 0 | 0 | 0 | 0 | 0 | 0 | 0 | 0 | 0 | 0 | 0 | 0 | 0 | 0 | 0 | System Off | 0 | 0
3144 | 3144 | 2012-05-10 23:59 | 21.06 | 21.06 | 21.06 | 21.06 | 0 | 0 | 0 | 0 | 0 | 0 | 0 | 0 | 0 | 0 | 0 | 0 | 0 | 0 | 0 | 0 | 0 | 0 | System Off | 0 | 0
3145 | 3145 | 2012-05-11 00:59 | 20.47 | 20.47 | 20.47 | 20.47 | 0 | 0 | 0 | 0 | 0 | 0 | 0 | 0 | 0 | 0 | 0 | 0 | 0 | 0 | 0 | 0 | 0 | 0 | System Off | 0 | 0
3146 | 3146 | 2012-05-11 01:59 | 19.89 | 19.89 | 19.89 | 19.89 | 0 | 0 | 0 | 0 | 0 | 0 | 0 | 0 | 0 | 0 | 0 | 0 | 0 | 0 | 0 | 0 | 0 | 0 | System Off | 0 | 0
3147 | 3147 | 2012-05-11 02:59 | 19.3 | 19.3 | 19.3 | 19.3 | 0 | 0 | 0 | 0 | 0 | 0 | 0 | 0 | 0 | 0 | 0 | 0 | 0 | 0 | 0 | 0 | 0 | 0 | System Off | 0 | 0
3148 | 3148 | 2012-05-11 03:59 | 19.56 | 19.6 | 19.6 | 19.56 | 1.82 | 0 | 0.91 | 0 | 0 | 0 | 0 | 0 | 0 | 0 | 0 | 0 | 0 | -0.09 | 0.8187 | 0.09408 | 0 | 0 | System Off | 0 | 0
3149 | 3149 | 2012-05-11 04:59 | 19.83 | 22.83 | 22.83 | 19.83 | 169.72 | 131.46 | 71.79 | 63 | 14.03 | 200.12 | 0.7 | 0.66 | 0.64 | 0.05 | 214.35 | 0 | 0 | 49.75 | 0.83284 | 0.09408 | 0 | 0 | System Off | 1 | 0
3150 | 3150 | 2012-05-11 05:59 | 20.09 | 26.61 | 26.61 | 20.09 | 386.17 | 343.92 | 155.51 | 142 | 14.16 | 427.33 | 0.77 | 0.8 | 0.79 | 0.12 | 441.06 | 0 | 0 | 111.95 | 0.85008 | 0.09408 | 0 | 0 | System Off | 1 | 0
3151 | 3151 | 2012-05-11 06:59 | 21.05 | 27.07 | 27.07 | 21.05 | 367.82 | 325.92 | 146.89 | 136 | 14.09 | 402.93 | 0.82 | 0.81 | 0.79 | 0.12 | 325.13 | 0 | 0 | 107.32 | 0.85482 | 0.09408 | 0 | 0 | System Off | 1 | 0
3152 | 3152 | 2012-05-11 07:59 | 22.01 | 33.56 | 33.56 | 22.01 | 724.24 | 675.25 | 288.28 | 268 | 14.07 | 771.17 | 0.83 | 0.88 | 0.86 | 0.24 | 529.64 | 0 | 0 | 211.52 | 0.88726 | 0.09408 | 0 | 0 | System Off | 1 | 0
3153 | 3153 | 2012-05-11 08:59 | 22.97 | 27.36 | 27.36 | 22.97 | 276.82 | 236.62 | 112.04 | 104 | 13.86 | 306.99 | 0.8 | 0.77 | 0.75 | 0.09 | 154.82 | 0 | 0 | 82.3 | 0.86032 | 0.09408 | 0 | 0 | System Off | 1 | 0
3154 | 3154 | 2012-05-11 09:59 | 22.9 | 25.51 | 25.51 | 22.9 | 164.05 | 125.9 | 67.4 | 62 | 13.78 | 186 | 0.74 | 0.68 | 0.66 | 0.05 | 75.61 | 0 | 0 | 49.12 | 0.85144 | 0.09408 | 0 | 0 | System Off | 0 | 0
3155 | 3155 | 2012-05-11 10:59 | 22.84 | 26.05 | 26.05 | 22.84 | 205.53 | 166.63 | 83.8 | 77 | 13.9 | 230.76 | 0.72 | 0.72 | 0.71 | 0.06 | 95.35 | 0 | 0 | 60.91 | 0.85407 | 0.09408 | 0 | 0 | System Off | 1 | 0
3156 | 3156 | 2012-05-11 11:59 | 22.78 | 26.37 | 26.37 | 22.78 | 233.31 | 193.91 | 94.73 | 88 | 13.81 | 260.55 | 0.74 | 0.74 | 0.73 | 0.07 | 109.38 | 0 | 0 | 69.69 | 0.85593 | 0.09408 | 0 | 0 | System Off | 1 | 0
3157 | 3157 | 2012-05-11 12:59 | 22.28 | 26.67 | 26.67 | 22.28 | 294.21 | 253.69 | 118.41 | 110 | 13.93 | 325.31 | 0.76 | 0.78 | 0.76 | 0.09 | 158.5 | 0 | 0 | 86.98 | 0.85724 | 0.09408 | 0 | 0 | System Off | 1 | 0
3158 | 3158 | 2012-05-11 13:59 | 21.78 | 24.88 | 24.88 | 21.78 | 211.32 | 172.32 | 85.62 | 79 | 13.93 | 236.83 | 0.7 | 0.73 | 0.71 | 0.06 | 121.7 | 0 | 0 | 62.46 | 0.84795 | 0.09408 | 0 | 0 | System Off | 1 | 0
3159 | 3159 | 2012-05-11 14:59 | 21.29 | 23.13 | 23.13 | 21.29 | 126.21 | 88.72 | 51.92 | 48 | 13.69 | 144.56 | 0.58 | 0.61 | 0.6 | 0.03 | 65.98 | 0 | 0 | 38.07 | 0.83878 | 0.09408 | 0 | 0 | System Off | 0 | 0
3160 | 3160 | 2012-05-11 15:59 | 19.83 | 20.99 | 20.99 | 19.83 | 78.78 | 42.13 | 32.79 | 30 | 13.68 | 92.04 | 0.61 | 0.46 | 0.45 | 0.02 | 31.96 | 0 | 0 | 23.8 | 0.82632 | 0.09408 | 0 | 0 | System Off | 0 | 0
3161 | 3161 | 2012-05-11 16:59 | 18.37 | 19.25 | 19.25 | 18.37 | 58.77 | 22.46 | 24.59 | 22 | 13.91 | 69.48 | 0.41 | 0.32 | 0.32 | 0.01 | 16.46 | 0 | 0 | 17.4 | 0.81592 | 0.09408 | 0 | 0 | System Off | 0 | 0
3162 | 3162 | 2012-05-11 17:59 | 16.91 | 17.33 | 17.33 | 16.91 | 27.56 | 0 | 11.84 | 11 | 13.05 | 33.69 | 0 | 0 | 0 | 0 | 0 | 0 | 0 | 8.79 | 0.80503 | 0.09408 | 0 | 0 | System Off | 0 | 0
3163 | 3163 | 2012-05-11 18:59 | 15.85 | 15.85 | 15.85 | 15.85 | 0 | 0 | 0 | 0 | 0 | 0 | 0 | 0 | 0 | 0 | 0 | 0 | 0 | 0 | 0 | 0 | 0 | 0 | System Off | 0 | 0
3164 | 3164 | 2012-05-11 19:59 | 14.8 | 14.8 | 14.8 | 14.8 | 0 | 0 | 0 | 0 | 0 | 0 | 0 | 0 | 0 | 0 | 0 | 0 | 0 | 0 | 0 | 0 | 0 | 0 | System Off | 0 | 0
3165 | 3165 | 2012-05-11 20:59 | 13.74 | 13.74 | 13.74 | 13.74 | 0 | 0 | 0 | 0 | 0 | 0 | 0 | 0 | 0 | 0 | 0 | 0 | 0 | 0 | 0 | 0 | 0 | 0 | System Off | 0 | 0
3166 | 3166 | 2012-05-11 21:59 | 13.24 | 13.24 | 13.24 | 13.24 | 0 | 0 | 0 | 0 | 0 | 0 | 0 | 0 | 0 | 0 | 0 | 0 | 0 | 0 | 0 | 0 | 0 | 0 | System Off | 0 | 0
3167 | 3167 | 2012-05-11 22:59 | 12.74 | 12.74 | 12.74 | 12.74 | 0 | 0 | 0 | 0 | 0 | 0 | 0 | 0 | 0 | 0 | 0 | 0 | 0 | 0 | 0 | 0 | 0 | 0 | System Off | 0 | 0
3168 | 3168 | 2012-05-11 23:59 | 12.24 | 12.24 | 12.24 | 12.24 | 0 | 0 | 0 | 0 | 0 | 0 | 0 | 0 | 0 | 0 | 0 | 0 | 0 | 0 | 0 | 0 | 0 | 0 | System Off | 0 | 0
3169 | 3169 | 2012-05-12 00:59 | 11.42 | 11.42 | 11.42 | 11.42 | 0 | 0 | 0 | 0 | 0 | 0 | 0 | 0 | 0 | 0 | 0 | 0 | 0 | 0 | 0 | 0 | 0 | 0 | System Off | 0 | 0
3170 | 3170 | 2012-05-12 01:59 | 10.61 | 10.61 | 10.61 | 10.61 | 0 | 0 | 0 | 0 | 0 | 0 | 0 | 0 | 0 | 0 | 0 | 0 | 0 | 0 | 0 | 0 | 0 | 0 | System Off | 0 | 0
3171 | 3171 | 2012-05-12 02:59 | 9.79 | 9.79 | 9.79 | 9.79 | 0 | 0 | 0 | 0 | 0 | 0 | 0 | 0 | 0 | 0 | 0 | 0 | 0 | 0 | 0 | 0 | 0 | 0 | System Off | 0 | 0
3172 | 3172 | 2012-05-12 03:59 | 9.47 |  |  | 9.47 | 0 | 0 | 9.39 | 8 | 0 |  | 0 |  |  | 0 | 0 | 0 | 0 | 7.44 | 0.76096 | 0.09408 | 0 | 0 | System Off | 0 | 0
3173 | 3173 | 2012-05-12 04:59 | 9.16 | 11.66 | 11.66 | 9.16 | 167.17 | 128.96 | 66.13 | 60 | 14.51 | 192.09 | 0.76 | 0.67 | 0.66 | 0.05 | 210.27 | 0 | 0 | 47.09 | 0.76871 | 0.09408 | 0 | 0 | System Off | 1 | 0
3174 | 3174 | 2012-05-12 05:59 | 8.84 | 14.84 | 14.84 | 8.84 | 410.26 | 367.55 | 157.12 | 144 | 14.84 | 451.15 | 0.83 | 0.81 | 0.8 | 0.13 | 471.37 | 0 | 0 | 112.55 | 0.78262 | 0.09408 | 0 | 0 | System Off | 1 | 0
3175 | 3175 | 2012-05-12 06:59 | 9.73 | 22.23 | 22.23 | 9.73 | 874.41 | 822.22 | 330.36 | 308 | 14.79 | 922.95 | 0.91 | 0.89 | 0.87 | 0.3 | 820.23 | 0 | 0 | 240.9 | 0.81904 | 0.09408 | 0 | 0 | System Off | 1 | 0
3176 | 3176 | 2012-05-12 07:59 | 10.62 | 20.15 | 20.15 | 10.62 | 671.26 | 623.36 | 254.18 | 236 | 14.81 | 715.66 | 0.9 | 0.87 | 0.85 | 0.23 | 488.94 | 0 | 0 | 184.52 | 0.81064 | 0.09408 | 0 | 0 | System Off | 1 | 0
3177 | 3177 | 2012-05-12 08:59 | 11.51 | 16.55 | 16.55 | 11.51 | 354.37 | 312.72 | 135.72 | 126 | 14.65 | 387.25 | 0.81 | 0.81 | 0.79 | 0.11 | 204.61 | 0 | 0 | 98.72 | 0.79503 | 0.09408 | 0 | 0 | System Off | 1 | 0
3178 | 3178 | 2012-05-12 09:59 | 12.15 | 21.04 | 21.04 | 12.15 | 626.51 | 579.53 | 239.03 | 222 | 14.7 | 670.79 | 0.88 | 0.86 | 0.84 | 0.21 | 348.07 | 0 | 0 | 173.83 | 0.81721 | 0.09408 | 0 | 0 | System Off | 1 | 0
3179 | 3179 | 2012-05-12 10:59 | 12.8 | 19.82 | 19.82 | 12.8 | 492.06 | 447.76 | 188.55 | 175 | 14.64 | 531.53 | 0.85 | 0.84 | 0.82 | 0.16 | 256.22 | 0 | 0 | 137.12 | 0.81211 | 0.09408 | 0 | 0 | System Off | 1 | 0
3180 | 3180 | 2012-05-12 11:59 | 13.44 | 29.89 | 29.89 | 13.44 | 1145.97 | 1087.7 | 441.14 | 412 | 14.49 | 1197.06 | 0.88 | 0.91 | 0.89 | 0.39 | 613.55 | 0 | 0 | 323.47 | 0.86198 | 0.09408 | 0 | 0 | System Off | 1 | 0
3181 | 3181 | 2012-05-12 12:59 | 13.58 | 38.55 | 38.55 | 13.58 | 1744.28 | 1671.2 | 678.29 | 641 | 14.17 | 1778.99 | 0.88 | 0.94 | 0.92 | 0.6 | 1044.16 | 0 | 0 | 505.28 | 0.90813 | 0.09408 | 0 | 0 | System Off | 1 | 0
3182 | 3182 | 2012-05-12 13:59 | 13.72 | 28.42 | 28.42 | 13.72 | 1054.86 | 998.67 | 404.27 | 378 | 14.53 | 1103.25 | 0.89 | 0.91 | 0.88 | 0.36 | 705.32 | 0 | 0 | 296.6 | 0.85705 | 0.09408 | 0 | 0 | System Off | 1 | 0
3183 | 3183 | 2012-05-12 14:59 | 13.87 | 30.01 | 30.01 | 13.87 | 1171.79 | 1112.91 | 449.61 | 421 | 14.5 | 1219.44 | 0.89 | 0.91 | 0.89 | 0.4 | 827.59 | 0 | 0 | 330.5 | 0.86639 | 0.09408 | 0 | 0 | System Off | 1 | 0
3184 | 3184 | 2012-05-12 15:59 | 13.05 | 21.93 | 21.93 | 13.05 | 626.37 | 579.39 | 243.78 | 223 | 14.63 | 681.84 | 0.86 | 0.85 | 0.83 | 0.21 | 439.56 | 0 | 0 | 174.77 | 0.82286 | 0.09408 | 0 | 0 | System Off | 1 | 0
3185 | 3185 | 2012-05-12 16:59 | 12.23 | 16.46 | 16.46 | 12.23 | 287.54 | 247.14 | 114.33 | 103 | 14.54 | 326.35 | 0.79 | 0.76 | 0.74 | 0.09 | 181.13 | 0 | 0 | 80.81 | 0.79493 | 0.09408 | 0 | 0 | System Off | 1 | 0
3186 | 3186 | 2012-05-12 17:59 | 11.41 | 13.04 | 13.04 | 11.41 | 109.6 | 72.41 | 43.42 | 40 | 14.27 | 125.48 | 0.69 | 0.58 | 0.56 | 0.03 | 48.78 | 0 | 0 | 31.49 | 0.77808 | 0.09408 | 0 | 0 | System Off | 0 | 0
3187 | 3187 | 2012-05-12 18:59 | 10.49 | 10.49 | 10.49 | 10.49 | 0 | 0 | 0 | 0 | 0 | 0 | 0 | 0 | 0 | 0 | 0 | 0 | 0 | 0 | 0 | 0 | 0 | 0 | System Off | 0 | 0
3188 | 3188 | 2012-05-12 19:59 | 9.57 | 9.57 | 9.57 | 9.57 | 0 | 0 | 0 | 0 | 0 | 0 | 0 | 0 | 0 | 0 | 0 | 0 | 0 | 0 | 0 | 0 | 0 | 0 | System Off | 0 | 0
3189 | 3189 | 2012-05-12 20:59 | 8.65 | 8.65 | 8.65 | 8.65 | 0 | 0 | 0 | 0 | 0 | 0 | 0 | 0 | 0 | 0 | 0 | 0 | 0 | 0 | 0 | 0 | 0 | 0 | System Off | 0 | 0
3190 | 3190 | 2012-05-12 21:59 | 7.99 | 7.99 | 7.99 | 7.99 | 0 | 0 | 0 | 0 | 0 | 0 | 0 | 0 | 0 | 0 | 0 | 0 | 0 | 0 | 0 | 0 | 0 | 0 | System Off | 0 | 0
3191 | 3191 | 2012-05-12 22:59 | 7.32 | 7.32 | 7.32 | 7.32 | 0 | 0 | 0 | 0 | 0 | 0 | 0 | 0 | 0 | 0 | 0 | 0 | 0 | 0 | 0 | 0 | 0 | 0 | System Off | 0 | 0
3192 | 3192 | 2012-05-12 23:59 | 6.65 | 6.65 | 6.65 | 6.65 | 0 | 0 | 0 | 0 | 0 | 0 | 0 | 0 | 0 | 0 | 0 | 0 | 0 | 0 | 0 | 0 | 0 | 0 | System Off | 0 | 0
3193 | 3193 | 2012-05-13 00:59 | 6.03 | 6.03 | 6.03 | 6.03 | 0 | 0 | 0 | 0 | 0 | 0 | 0 | 0 | 0 | 0 | 0 | 0 | 0 | 0 | 0 | 0 | 0 | 0 | System Off | 0 | 0
3194 | 3194 | 2012-05-13 01:59 | 5.42 | 5.42 | 5.42 | 5.42 | 0 | 0 | 0 | 0 | 0 | 0 | 0 | 0 | 0 | 0 | 0 | 0 | 0 | 0 | 0 | 0 | 0 | 0 | System Off | 0 | 0
3195 | 3195 | 2012-05-13 02:59 | 4.8 | 4.8 | 4.8 | 4.8 | 0 | 0 | 0 | 0 | 0 | 0 | 0 | 0 | 0 | 0 | 0 | 0 | 0 | 0 | 0 | 0 | 0 | 0 | System Off | 0 | 0
3196 | 3196 | 2012-05-13 03:59 | 5.48 | 5.61 | 5.61 | 5.48 | 6.3 | 0 | 2.73 | 2 | 16.41 | 8.11 | 0 | 0 | 0 | 0 | 0 | 0 | 0 | 1.53 | 0.73664 | 0.09408 | 0 | 0 | System Off | 0 | 0
3197 | 3197 | 2012-05-13 04:59 | 6.15 | 9.57 | 9.57 | 6.15 | 145.41 | 107.59 | 69.53 | 52 | 14.56 | 203.5 | 0.58 | 0.53 | 0.52 | 0.04 | 175.42 | 0 | 0 | 40.79 | 0.74979 | 0.09408 | 0 | 0 | System Off | 1 | 0
3198 | 3198 | 2012-05-13 05:59 | 6.83 | 20.74 | 20.74 | 6.83 | 668.44 | 620.6 | 271.55 | 236 | 14.75 | 762.92 | 0.81 | 0.81 | 0.8 | 0.22 | 795.9 | 0 | 0 | 184.67 | 0.78815 | 0.09408 | 0 | 0 | System Off | 1 | 0
3199 | 3199 | 2012-05-13 06:59 | 8.01 | 27.04 | 27.04 | 8.01 | 1011.15 | 955.94 | 386.95 | 361 | 14.59 | 1061.58 | 0.9 | 0.9 | 0.88 | 0.35 | 953.63 | 0 | 0 | 283.07 | 0.81893 | 0.09408 | 0 | 0 | System Off | 1 | 0
3200 | 3200 | 2012-05-13 07:59 | 9.18 | 28.66 | 28.66 | 9.18 | 1074.88 | 1018.24 | 411.32 | 385 | 14.54 | 1121.45 | 0.9 | 0.91 | 0.89 | 0.37 | 798.67 | 0 | 0 | 302.07 | 0.83062 | 0.09408 | 0 | 0 | System Off | 1 | 0
3201 | 3201 | 2012-05-13 08:59 | 10.36 | 30.81 | 30.81 | 10.36 | 1164.23 | 1105.54 | 448.44 | 420 | 14.44 | 1212.52 | 0.89 | 0.91 | 0.89 | 0.4 | 723.35 | 0 | 0 | 329.96 | 0.84463 | 0.09408 | 0 | 0 | System Off | 1 | 0
3202 | 3202 | 2012-05-13 09:59 | 11.13 | 40.76 | 40.76 | 11.13 | 1620.01 | 1550.16 | 638.96 | 602 | 14.02 | 1661.01 | 0.88 | 0.93 | 0.91 | 0.56 | 931.04 | 0 | 0 | 475.48 | 0.88524 | 0.09408 | 0 | 0 | System Off | 1 | 0
3203 | 3203 | 2012-05-13 10:59 | 11.91 | 50.79 | 50.79 | 11.91 | 2030.29 | 1949.45 | 824.36 | 782 | 13.52 | 2056.27 | 0.86 | 0.95 | 0.92 | 0.71 | 1115.54 | 0 | 0 | 621.52 | 0.92648 | 0.09408 | 0 | 0 | System Off | 1 | 0
3204 | 3204 | 2012-05-13 11:59 | 12.68 | 46.9 | 46.9 | 12.68 | 1771.59 | 1697.78 | 713.05 | 674 | 13.69 | 1807.72 | 0.86 | 0.94 | 0.92 | 0.61 | 957.69 | 0 | 0 | 534.55 | 0.90971 | 0.09408 | 0 | 0 | System Off | 1 | 0
3205 | 3205 | 2012-05-13 12:59 | 12.98 | 55.33 | 55.33 | 12.98 | 2158.64 | 2074.17 | 885.92 | 846 | 13.29 | 2167.68 | 0.85 | 0.96 | 0.93 | 0.75 | 1295.94 | 0 | 0 | 674.35 | 0.91792 | 0.09408 | 0 | 0 | System Off | 1 | 0
3206 | 3206 | 2012-05-13 13:59 | 13.28 | 47.71 | 47.71 | 13.28 | 1804.71 | 1730.03 | 722.93 | 688 | 13.66 | 1826.65 | 0.87 | 0.95 | 0.92 | 0.63 | 1221.85 | 0 | 0 | 545.84 | 0.91636 | 0.09408 | 0 | 0 | System Off | 1 | 0
3207 | 3207 | 2012-05-13 14:59 | 13.58 | 38.61 | 38.61 | 13.58 | 1340.51 | 1277.63 | 528.03 | 497 | 14.05 | 1384.59 | 0.87 | 0.92 | 0.9 | 0.46 | 950.08 | 0 | 0 | 392.39 | 0.87998 | 0.09408 | 0 | 0 | System Off | 1 | 0
3208 | 3208 | 2012-05-13 15:59 | 13.07 | 27.68 | 27.68 | 13.07 | 742.72 | 693.34 | 301.23 | 268 | 14.43 | 824.38 | 0.83 | 0.84 | 0.82 | 0.25 | 526.01 | 0 | 0 | 210.56 | 0.8318 | 0.09408 | 0 | 0 | System Off | 1 | 0
3209 | 3209 | 2012-05-13 16:59 | 12.57 | 18 | 18 | 12.57 | 225.86 | 186.6 | 109.53 | 82 | 14.35 | 310.85 | 0.64 | 0.6 | 0.59 | 0.07 | 136.75 | 0 | 0 | 64.5 | 0.79295 | 0.09408 | 0 | 0 | System Off | 1 | 0
3210 | 3210 | 2012-05-13 17:59 | 12.07 | 13.87 | 13.87 | 12.07 | 88.11 | 51.3 | 35.43 | 32 | 14.34 | 102.08 | 0.56 | 0.5 | 0.49 | 0.02 | 34.55 | 0 | 0 | 25.17 | 0.78041 | 0.09408 | 0 | 0 | System Off | 0 | 0
3211 | 3211 | 2012-05-13 18:59 | 10.21 | 10.21 | 10.21 | 10.21 | 0 | 0 | 0 | 0 | 0 | 0 | 0 | 0 | 0 | 0 | 0 | 0 | 0 | 0 | 0 | 0 | 0 | 0 | System Off | 0 | 0
3212 | 3212 | 2012-05-13 19:59 | 8.35 | 8.35 | 8.35 | 8.35 | 0 | 0 | 0 | 0 | 0 | 0 | 0 | 0 | 0 | 0 | 0 | 0 | 0 | 0 | 0 | 0 | 0 | 0 | System Off | 0 | 0
3213 | 3213 | 2012-05-13 20:59 | 6.49 | 6.49 | 6.49 | 6.49 | 0 | 0 | 0 | 0 | 0 | 0 | 0 | 0 | 0 | 0 | 0 | 0 | 0 | 0 | 0 | 0 | 0 | 0 | System Off | 0 | 0
3214 | 3214 | 2012-05-13 21:59 | 5.87 | 5.87 | 5.87 | 5.87 | 0 | 0 | 0 | 0 | 0 | 0 | 0 | 0 | 0 | 0 | 0 | 0 | 0 | 0 | 0 | 0 | 0 | 0 | System Off | 0 | 0
3215 | 3215 | 2012-05-13 22:59 | 5.24 | 5.24 | 5.24 | 5.24 | 0 | 0 | 0 | 0 | 0 | 0 | 0 | 0 | 0 | 0 | 0 | 0 | 0 | 0 | 0 | 0 | 0 | 0 | System Off | 0 | 0
3216 | 3216 | 2012-05-13 23:59 | 4.62 | 4.62 | 4.62 | 4.62 | 0 | 0 | 0 | 0 | 0 | 0 | 0 | 0 | 0 | 0 | 0 | 0 | 0 | 0 | 0 | 0 | 0 | 0 | System Off | 0 | 0
3217 | 3217 | 2012-05-14 00:59 | 4.42 | 4.42 | 4.42 | 4.42 | 0 | 0 | 0 | 0 | 0 | 0 | 0 | 0 | 0 | 0 | 0 | 0 | 0 | 0 | 0 | 0 | 0 | 0 | System Off | 0 | 0
3218 | 3218 | 2012-05-14 01:59 | 4.21 | 4.21 | 4.21 | 4.21 | 0 | 0 | 0 | 0 | 0 | 0 | 0 | 0 | 0 | 0 | 0 | 0 | 0 | 0 | 0 | 0 | 0 | 0 | System Off | 0 | 0
3219 | 3219 | 2012-05-14 02:59 | 4.01 | 4.01 | 4.01 | 4.01 | 0 | 0 | 0 | 0 | 0 | 0 | 0 | 0 | 0 | 0 | 0 | 0 | 0 | 0 | 0 | 0 | 0 | 0 | System Off | 0 | 0
3220 | 3220 | 2012-05-14 03:59 | 5.51 | 5.96 | 5.96 | 5.51 | 24.5 | 0 | 10.02 | 9 | 14.18 | 29.7 | 0 | 0 | 0 | 0 | 0 | 0 | 0 | 7.09 | 0.73813 | 0.09408 | 0 | 0 | System Off | 0 | 0
3221 | 3221 | 2012-05-14 04:59 | 7 | 9.94 | 9.94 | 7 | 133.27 | 95.66 | 67.62 | 48 | 14.46 | 197.62 | 0.44 | 0.48 | 0.47 | 0.03 | 155.97 | 0 | 0 | 37.7 | 0.75395 | 0.09408 | 0 | 0 | System Off | 1 | 0
3222 | 3222 | 2012-05-14 05:59 | 8.5 | 20.15 | 20.15 | 8.5 | 676.94 | 628.92 | 274.39 | 238 | 14.81 | 772.59 | 0.84 | 0.81 | 0.8 | 0.23 | 806.57 | 0 | 0 | 186.08 | 0.79838 | 0.09408 | 0 | 0 | System Off | 1 | 0
3223 | 3223 | 2012-05-14 06:59 | 10.43 | 31.03 | 31.03 | 10.43 | 1295.79 | 1233.99 | 498.5 | 466 | 14.48 | 1346.75 | 0.9 | 0.92 | 0.9 | 0.45 | 1231.01 | 0 | 0 | 365.89 | 0.85388 | 0.09408 | 0 | 0 | System Off | 1 | 0
3224 | 3224 | 2012-05-14 07:59 | 12.35 | 37.89 | 37.89 | 12.35 | 1634.82 | 1564.59 | 634.13 | 600 | 14.19 | 1667.54 | 0.9 | 0.94 | 0.92 | 0.57 | 1227.21 | 0 | 0 | 472.85 | 0.89226 | 0.09408 | 0 | 0 | System Off | 1 | 0
3225 | 3225 | 2012-05-14 08:59 | 14.28 | 45.19 | 45.19 | 14.28 | 1986.44 | 1906.82 | 786.6 | 748 | 13.83 | 2008.34 | 0.88 | 0.95 | 0.93 | 0.69 | 1247.63 | 0 | 0 | 592.18 | 0.9344 | 0.09408 | 0 | 0 | System Off | 1 | 0
3226 | 3226 | 2012-05-14 09:59 | 15.01 | 52.97 | 52.97 | 15.01 | 2324.89 | 2235.6 | 944.02 | 901 | 13.44 | 2333.18 | 0.86 | 0.96 | 0.93 | 0.81 | 1342.72 | 0 | 0 | 716.84 | 0.9413 | 0.09408 | 0 | 0 | System Off | 1 | 0
3227 | 3227 | 2012-05-14 10:59 | 15.75 | 56.93 | 56.93 | 15.75 | 2426.9 | 2334.58 | 1000.07 | 955 | 13.24 | 2430.19 | 0.84 | 0.96 | 0.94 | 0.84 | 1335.92 | 0 | 0 | 761.75 | 0.95718 | 0.09408 | 0 | 0 | System Off | 1 | 0
3228 | 3228 | 2012-05-14 11:59 | 16.48 | 57.22 | 57.22 | 16.48 | 2337.63 | 2247.96 | 965.47 | 922 | 13.21 | 2343.22 | 0.84 | 0.96 | 0.94 | 0.81 | 1268.04 | 0 | 0 | 735.71 | 0.95545 | 0.09408 | 0 | 0 | System Off | 1 | 0
3229 | 3229 | 2012-05-14 12:59 | 16.79 | 53.83 | 53.83 | 16.79 | 2189.12 | 2103.78 | 892.12 | 852 | 13.38 | 2196.83 | 0.85 | 0.96 | 0.93 | 0.76 | 1314.44 | 0 | 0 | 678.34 | 0.94322 | 0.09408 | 0 | 0 | System Off | 1 | 0
3230 | 3230 | 2012-05-14 13:59 | 17.1 | 46.64 | 46.64 | 17.1 | 1812.5 | 1737.61 | 722.76 | 688 | 13.72 | 1834.29 | 0.87 | 0.95 | 0.92 | 0.63 | 1227.21 | 0 | 0 | 545.44 | 0.9123 | 0.09408 | 0 | 0 | System Off | 1 | 0
3231 | 3231 | 2012-05-14 14:59 | 17.42 | 38.48 | 38.48 | 17.42 | 1328.52 | 1265.94 | 523.34 | 492 | 14.06 | 1372.97 | 0.88 | 0.92 | 0.9 | 0.46 | 941.38 | 0 | 0 | 388.37 | 0.90315 | 0.09408 | 0 | 0 | System Off | 1 | 0
3232 | 3232 | 2012-05-14 15:59 | 16.74 | 28.91 | 28.91 | 16.74 | 704.8 | 656.21 | 285.03 | 256 | 14.34 | 776.37 | 0.84 | 0.85 | 0.83 | 0.24 | 497.84 | 0 | 0 | 201.37 | 0.85194 | 0.09408 | 0 | 0 | System Off | 1 | 0
3233 | 3233 | 2012-05-14 16:59 | 16.06 | 21.39 | 21.39 | 16.06 | 288.7 | 248.28 | 117.31 | 105 | 14.32 | 328.77 | 0.77 | 0.76 | 0.74 | 0.09 | 181.96 | 0 | 0 | 82.61 | 0.81824 | 0.09408 | 0 | 0 | System Off | 1 | 0
3234 | 3234 | 2012-05-14 17:59 | 15.38 | 17.33 | 17.33 | 15.38 | 98.79 | 61.78 | 40.1 | 37 | 13.91 | 114.1 | 0.5 | 0.54 | 0.53 | 0.02 | 41.62 | 0 | 0 | 29.26 | 0.80098 | 0.09408 | 0 | 0 | System Off | 0 | 0
3235 | 3235 | 2012-05-14 18:59 | 13.67 | 13.67 | 13.67 | 13.67 | 0 | 0 | 0 | 0 | 0 | 0 | 0 | 0 | 0 | 0 | 0 | 0 | 0 | 0 | 0 | 0 | 0 | 0 | System Off | 0 | 0
3236 | 3236 | 2012-05-14 19:59 | 11.96 | 11.96 | 11.96 | 11.96 | 0 | 0 | 0 | 0 | 0 | 0 | 0 | 0 | 0 | 0 | 0 | 0 | 0 | 0 | 0 | 0 | 0 | 0 | System Off | 0 | 0
3237 | 3237 | 2012-05-14 20:59 | 10.25 | 10.25 | 10.25 | 10.25 | 0 | 0 | 0 | 0 | 0 | 0 | 0 | 0 | 0 | 0 | 0 | 0 | 0 | 0 | 0 | 0 | 0 | 0 | System Off | 0 | 0
3238 | 3238 | 2012-05-14 21:59 | 9.89 | 9.89 | 9.89 | 9.89 | 0 | 0 | 0 | 0 | 0 | 0 | 0 | 0 | 0 | 0 | 0 | 0 | 0 | 0 | 0 | 0 | 0 | 0 | System Off | 0 | 0
3239 | 3239 | 2012-05-14 22:59 | 9.53 | 9.53 | 9.53 | 9.53 | 0 | 0 | 0 | 0 | 0 | 0 | 0 | 0 | 0 | 0 | 0 | 0 | 0 | 0 | 0 | 0 | 0 | 0 | System Off | 0 | 0
3240 | 3240 | 2012-05-14 23:59 | 9.17 | 9.17 | 9.17 | 9.17 | 0 | 0 | 0 | 0 | 0 | 0 | 0 | 0 | 0 | 0 | 0 | 0 | 0 | 0 | 0 | 0 | 0 | 0 | System Off | 0 | 0
3241 | 3241 | 2012-05-15 00:59 | 8.4 | 8.4 | 8.4 | 8.4 | 0 | 0 | 0 | 0 | 0 | 0 | 0 | 0 | 0 | 0 | 0 | 0 | 0 | 0 | 0 | 0 | 0 | 0 | System Off | 0 | 0
3242 | 3242 | 2012-05-15 01:59 | 7.62 | 7.62 | 7.62 | 7.62 | 0 | 0 | 0 | 0 | 0 | 0 | 0 | 0 | 0 | 0 | 0 | 0 | 0 | 0 | 0 | 0 | 0 | 0 | System Off | 0 | 0
3243 | 3243 | 2012-05-15 02:59 | 6.85 | 6.85 | 6.85 | 6.85 | 0 | 0 | 0 | 0 | 0 | 0 | 0 | 0 | 0 | 0 | 0 | 0 | 0 | 0 | 0 | 0 | 0 | 0 | System Off | 0 | 0
3244 | 3244 | 2012-05-15 03:59 | 7.64 |  |  | 7.64 | 0 | 0 | 13.18 | 12 | 0 |  | 0 |  |  | 0 | 0 | 0 | 0 | 11.16 | 0.75129 | 0.09408 | 0 | 0 | System Off | 0 | 0
3245 | 3245 | 2012-05-15 04:59 | 8.43 | 9.09 | 9.09 | 8.43 | 38.04 | 2.09 | 15.48 | 14 | 14.15 | 45.4 | 0 | 0.05 | 0.05 | 0 | 3.41 | 0 | 0 | 11.04 | 0.75581 | 0.09408 | 0 | 0 | System Off | 0 | 0
3246 | 3246 | 2012-05-15 05:59 | 9.22 | 11.48 | 11.48 | 9.22 | 137.98 | 100.29 | 53.74 | 49 | 14.67 | 156.2 | 0.74 | 0.64 | 0.63 | 0.04 | 128.62 | 0 | 0 | 38.38 | 0.76696 | 0.09408 | 0 | 0 | System Off | 1 | 0
3247 | 3247 | 2012-05-15 06:59 | 10.04 | 27.84 | 27.84 | 10.04 | 1140.07 | 1081.93 | 435.48 | 406 | 14.63 | 1191.06 | 0.9 | 0.91 | 0.89 | 0.39 | 1079.32 | 0 | 0 | 318.2 | 0.83979 | 0.09408 | 0 | 0 | System Off | 1 | 0
3248 | 3248 | 2012-05-15 07:59 | 10.86 | 23.63 | 23.63 | 10.86 | 846.86 | 795.27 | 321.66 | 300 | 14.7 | 893.96 | 0.9 | 0.89 | 0.87 | 0.29 | 623.78 | 0 | 0 | 234.89 | 0.82439 | 0.09408 | 0 | 0 | System Off | 1 | 0
3249 | 3249 | 2012-05-15 08:59 | 11.68 | 27.56 | 27.56 | 11.68 | 1076.97 | 1020.28 | 411.26 | 384 | 14.61 | 1126.02 | 0.9 | 0.91 | 0.89 | 0.37 | 667.57 | 0 | 0 | 301.03 | 0.8456 | 0.09408 | 0 | 0 | System Off | 1 | 0
3250 | 3250 | 2012-05-15 09:59 | 11.74 | 48.97 | 48.97 | 11.74 | 2505.22 | 2410.52 | 996.39 | 953 | 13.69 | 2504.4 | 0.87 | 0.96 | 0.94 | 0.87 | 1447.78 | 0 | 0 | 755.81 | 0.92994 | 0.09408 | 0 | 0 | System Off | 1 | 0
3251 | 3251 | 2012-05-15 10:59 | 11.81 | 36.46 | 36.46 | 11.81 | 1760.9 | 1687.38 | 680.63 | 642 | 14.29 | 1800.01 | 0.9 | 0.94 | 0.92 | 0.61 | 965.57 | 0 | 0 | 505.35 | 0.89693 | 0.09408 | 0 | 0 | System Off | 1 | 0
3252 | 3252 | 2012-05-15 11:59 | 11.88 | 15.56 | 15.56 | 11.88 | 271.77 | 231.66 | 104.75 | 97 | 14.59 | 299.97 | 0.76 | 0.77 | 0.76 | 0.08 | 130.67 | 0 | 0 | 76.06 | 0.79169 | 0.09408 | 0 | 0 | System Off | 1 | 0
3253 | 3253 | 2012-05-15 12:59 | 11.05 | 13.36 | 13.36 | 11.05 | 168.42 | 130.19 | 65.58 | 60 | 14.62 | 189.32 | 0.76 | 0.69 | 0.67 | 0.05 | 81.34 | 0 | 0 | 47.03 | 0.77974 | 0.09408 | 0 | 0 | System Off | 1 | 0
3254 | 3254 | 2012-05-15 13:59 | 10.22 | 30.26 | 30.26 | 10.22 | 1494.79 | 1428.12 | 566.22 | 534 | 14.58 | 1534.27 | 0.92 | 0.93 | 0.91 | 0.52 | 1008.62 | 0 | 0 | 418.77 | 0.86558 | 0.09408 | 0 | 0 | System Off | 1 | 0
3255 | 3255 | 2012-05-15 14:59 | 9.39 | 14.6 | 14.6 | 9.39 | 387.27 | 345 | 146.65 | 136 | 14.83 | 421.44 | 0.82 | 0.82 | 0.8 | 0.12 | 256.55 | 0 | 0 | 106.31 | 0.78435 | 0.09408 | 0 | 0 | System Off | 1 | 0
3256 | 3256 | 2012-05-15 15:59 | 8.97 | 16.3 | 16.3 | 8.97 | 540.58 | 495.33 | 204.9 | 189 | 14.9 | 585.2 | 0.88 | 0.85 | 0.83 | 0.18 | 375.78 | 0 | 0 | 147.61 | 0.79186 | 0.09408 | 0 | 0 | System Off | 1 | 0
3257 | 3257 | 2012-05-15 16:59 | 8.55 | 12.02 | 12.02 | 8.55 | 251.31 | 211.57 | 96.47 | 89 | 14.71 | 279.86 | 0.83 | 0.76 | 0.74 | 0.08 | 155.06 | 0 | 0 | 69.68 | 0.77059 | 0.09408 | 0 | 0 | System Off | 1 | 0
3258 | 3258 | 2012-05-15 17:59 | 8.14 | 9.78 | 9.78 | 8.14 | 115.9 | 78.6 | 45.19 | 41 | 14.72 | 132.14 | 0.66 | 0.59 | 0.58 | 0.03 | 52.95 | 0 | 0 | 32.09 | 0.75919 | 0.09408 | 0 | 0 | System Off | 0 | 0
3259 | 3259 | 2012-05-15 18:59 | 7.83 | 7.83 | 7.83 | 7.83 | 0 | 0 | 0 | 0 | 0 | 0 | 0 | 0 | 0 | 0 | 0 | 0 | 0 | 0 | 0 | 0 | 0 | 0 | System Off | 0 | 0
3260 | 3260 | 2012-05-15 19:59 | 7.52 | 7.52 | 7.52 | 7.52 | 0 | 0 | 0 | 0 | 0 | 0 | 0 | 0 | 0 | 0 | 0 | 0 | 0 | 0 | 0 | 0 | 0 | 0 | System Off | 0 | 0
3261 | 3261 | 2012-05-15 20:59 | 7.2 | 7.2 | 7.2 | 7.2 | 0 | 0 | 0 | 0 | 0 | 0 | 0 | 0 | 0 | 0 | 0 | 0 | 0 | 0 | 0 | 0 | 0 | 0 | System Off | 0 | 0
3262 | 3262 | 2012-05-15 21:59 | 6.88 | 6.88 | 6.88 | 6.88 | 0 | 0 | 0 | 0 | 0 | 0 | 0 | 0 | 0 | 0 | 0 | 0 | 0 | 0 | 0 | 0 | 0 | 0 | System Off | 0 | 0
3263 | 3263 | 2012-05-15 22:59 | 6.55 | 6.55 | 6.55 | 6.55 | 0 | 0 | 0 | 0 | 0 | 0 | 0 | 0 | 0 | 0 | 0 | 0 | 0 | 0 | 0 | 0 | 0 | 0 | System Off | 0 | 0
3264 | 3264 | 2012-05-15 23:59 | 6.23 | 6.23 | 6.23 | 6.23 | 0 | 0 | 0 | 0 | 0 | 0 | 0 | 0 | 0 | 0 | 0 | 0 | 0 | 0 | 0 | 0 | 0 | 0 | System Off | 0 | 0
3265 | 3265 | 2012-05-16 00:59 | 6.11 | 6.11 | 6.11 | 6.11 | 0 | 0 | 0 | 0 | 0 | 0 | 0 | 0 | 0 | 0 | 0 | 0 | 0 | 0 | 0 | 0 | 0 | 0 | System Off | 0 | 0
3266 | 3266 | 2012-05-16 01:59 | 6 | 6 | 6 | 6 | 0 | 0 | 0 | 0 | 0 | 0 | 0 | 0 | 0 | 0 | 0 | 0 | 0 | 0 | 0 | 0 | 0 | 0 | System Off | 0 | 0
3267 | 3267 | 2012-05-16 02:59 | 5.88 | 5.88 | 5.88 | 5.88 | 0 | 0 | 0 | 0 | 0 | 0 | 0 | 0 | 0 | 0 | 0 | 0 | 0 | 0 | 0 | 0 | 0 | 0 | System Off | 0 | 0
3268 | 3268 | 2012-05-16 03:59 | 5.94 | 6.22 | 6.22 | 5.94 | 19.84 | 0 | 8.2 | 7 | 14.76 | 24.28 | 0 | 0 | 0 | 0 | 0 | 0 | 0 | 5.48 | 0.7402 | 0.09408 | 0 | 0 | System Off | 0 | 0
3269 | 3269 | 2012-05-16 04:59 | 6 | 8.45 | 8.45 | 6 | 148.38 | 110.5 | 71.79 | 52 | 14.86 | 210.93 | 0.56 | 0.52 | 0.51 | 0.04 | 180.18 | 0 | 0 | 40.63 | 0.74889 | 0.09408 | 0 | 0 | System Off | 1 | 0
3270 | 3270 | 2012-05-16 05:59 | 6.06 | 13.28 | 13.28 | 6.06 | 558.98 | 513.36 | 214.37 | 193 | 15.08 | 619.05 | 0.89 | 0.83 | 0.81 | 0.19 | 658.36 | 0 | 0 | 150.38 | 0.77541 | 0.09408 | 0 | 0 | System Off | 1 | 0
3271 | 3271 | 2012-05-16 06:59 | 6.95 | 13.09 | 13.09 | 6.95 | 497.48 | 453.07 | 185.46 | 172 | 15.06 | 535.93 | 0.86 | 0.85 | 0.83 | 0.16 | 451.97 | 0 | 0 | 134.05 | 0.77671 | 0.09408 | 0 | 0 | System Off | 1 | 0
3272 | 3272 | 2012-05-16 07:59 | 7.84 | 23.78 | 23.78 | 7.84 | 1316.31 | 1254.02 | 489.44 | 460 | 14.9 | 1359.49 | 0.92 | 0.92 | 0.9 | 0.45 | 983.61 | 0 | 0 | 359.24 | 0.8364 | 0.09408 | 0 | 0 | System Off | 1 | 0
3273 | 3273 | 2012-05-16 08:59 | 8.73 | 26.23 | 26.23 | 8.73 | 1459.9 | 1394.09 | 546.3 | 514 | 14.79 | 1503.37 | 0.92 | 0.93 | 0.91 | 0.5 | 912.15 | 0 | 0 | 401.98 | 0.85226 | 0.09408 | 0 | 0 | System Off | 1 | 0
3274 | 3274 | 2012-05-16 09:59 | 9.54 | 21.19 | 21.19 | 9.54 | 956.22 | 902.23 | 358.83 | 334 | 14.91 | 1006.44 | 0.92 | 0.9 | 0.88 | 0.33 | 541.89 | 0 | 0 | 260.82 | 0.82275 | 0.09408 | 0 | 0 | System Off | 1 | 0
3275 | 3275 | 2012-05-16 10:59 | 10.36 | 43.89 | 43.89 | 10.36 | 2620.94 | 2522.69 | 1020.37 | 976 | 13.99 | 2619.02 | 0.89 | 0.96 | 0.94 | 0.91 | 1443.56 | 0 | 0 | 771.17 | 0.92489 | 0.09408 | 0 | 0 | System Off | 1 | 0
3276 | 3276 | 2012-05-16 11:59 | 11.18 | 32.03 | 32.03 | 11.18 | 1643.31 | 1572.87 | 626.44 | 589 | 14.53 | 1685.82 | 0.91 | 0.93 | 0.91 | 0.57 | 887.23 | 0 | 0 | 462.18 | 0.88227 | 0.09408 | 0 | 0 | System Off | 1 | 0
3277 | 3277 | 2012-05-16 12:59 | 11.02 | 14.16 | 14.16 | 11.02 | 246.23 | 206.59 | 94.73 | 88 | 14.57 | 272.68 | 0.74 | 0.76 | 0.74 | 0.07 | 129.08 | 0 | 0 | 69.02 | 0.7849 | 0.09408 | 0 | 0 | System Off | 1 | 0
3278 | 3278 | 2012-05-16 13:59 | 10.86 | 31.42 | 31.42 | 10.86 | 1649.86 | 1579.24 | 624.12 | 590 | 14.56 | 1683.52 | 0.91 | 0.94 | 0.92 | 0.57 | 1115.36 | 0 | 0 | 462.77 | 0.88041 | 0.09408 | 0 | 0 | System Off | 1 | 0
3279 | 3279 | 2012-05-16 14:59 | 10.7 | 18.5 | 18.5 | 10.7 | 630.36 | 583.3 | 237.87 | 221 | 14.86 | 673.88 | 0.88 | 0.87 | 0.85 | 0.21 | 433.75 | 0 | 0 | 172.7 | 0.80824 | 0.09408 | 0 | 0 | System Off | 1 | 0
3280 | 3280 | 2012-05-16 15:59 | 10.31 | 17.41 | 17.41 | 10.31 | 546.17 | 500.81 | 207.89 | 191 | 14.89 | 591.34 | 0.87 | 0.85 | 0.83 | 0.18 | 379.94 | 0 | 0 | 149.18 | 0.80019 | 0.09408 | 0 | 0 | System Off | 1 | 0
3281 | 3281 | 2012-05-16 16:59 | 9.92 | 14.4 | 14.4 | 9.92 | 311.61 | 270.76 | 125.83 | 110 | 14.75 | 361.88 | 0.79 | 0.75 | 0.73 | 0.1 | 198.44 | 0 | 0 | 86.07 | 0.78257 | 0.09408 | 0 | 0 | System Off | 1 | 0
3282 | 3282 | 2012-05-16 17:59 | 9.53 | 10.96 | 10.96 | 9.53 | 97 | 60.03 | 38.35 | 35 | 14.43 | 111.67 | 0.52 | 0.54 | 0.53 | 0.02 | 40.44 | 0 | 0 | 27.5 | 0.76614 | 0.09408 | 0 | 0 | System Off | 0 | 0
3283 | 3283 | 2012-05-16 18:59 | 8.3 | 8.3 | 8.3 | 8.3 | 0 | 0 | 0 | 0 | 0 | 0 | 0 | 0 | 0 | 0 | 0 | 0 | 0 | 0 | 0 | 0 | 0 | 0 | System Off | 0 | 0
3284 | 3284 | 2012-05-16 19:59 | 7.07 | 7.07 | 7.07 | 7.07 | 0 | 0 | 0 | 0 | 0 | 0 | 0 | 0 | 0 | 0 | 0 | 0 | 0 | 0 | 0 | 0 | 0 | 0 | System Off | 0 | 0
3285 | 3285 | 2012-05-16 20:59 | 5.84 | 5.84 | 5.84 | 5.84 | 0 | 0 | 0 | 0 | 0 | 0 | 0 | 0 | 0 | 0 | 0 | 0 | 0 | 0 | 0 | 0 | 0 | 0 | System Off | 0 | 0
3286 | 3286 | 2012-05-16 21:59 | 5.21 | 5.21 | 5.21 | 5.21 | 0 | 0 | 0 | 0 | 0 | 0 | 0 | 0 | 0 | 0 | 0 | 0 | 0 | 0 | 0 | 0 | 0 | 0 | System Off | 0 | 0
3287 | 3287 | 2012-05-16 22:59 | 4.57 | 4.57 | 4.57 | 4.57 | 0 | 0 | 0 | 0 | 0 | 0 | 0 | 0 | 0 | 0 | 0 | 0 | 0 | 0 | 0 | 0 | 0 | 0 | System Off | 0 | 0
3288 | 3288 | 2012-05-16 23:59 | 3.93 | 3.93 | 3.93 | 3.93 | 0 | 0 | 0 | 0 | 0 | 0 | 0 | 0 | 0 | 0 | 0 | 0 | 0 | 0 | 0 | 0 | 0 | 0 | System Off | 0 | 0
3289 | 3289 | 2012-05-17 00:59 | 4.02 | 4.02 | 4.02 | 4.02 | 0 | 0 | 0 | 0 | 0 | 0 | 0 | 0 | 0 | 0 | 0 | 0 | 0 | 0 | 0 | 0 | 0 | 0 | System Off | 0 | 0
3290 | 3290 | 2012-05-17 01:59 | 4.12 | 4.12 | 4.12 | 4.12 | 0 | 0 | 0 | 0 | 0 | 0 | 0 | 0 | 0 | 0 | 0 | 0 | 0 | 0 | 0 | 0 | 0 | 0 | System Off | 0 | 0
3291 | 3291 | 2012-05-17 02:59 | 4.21 | 4.21 | 4.21 | 4.21 | 0 | 0 | 0 | 0 | 0 | 0 | 0 | 0 | 0 | 0 | 0 | 0 | 0 | 0 | 0 | 0 | 0 | 0 | System Off | 0 | 0
3292 | 3292 | 2012-05-17 03:59 | 5.2 | 5.89 | 5.89 | 5.2 | 37.94 | 1.99 | 15.23 | 14 | 14.11 | 45.16 | 0 | 0.04 | 0.04 | 0 | 3.86 | 0 | 0 | 11.04 | 0.7373 | 0.09408 | 0 | 0 | System Off | 0 | 0
3293 | 3293 | 2012-05-17 04:59 | 6.19 | 9.51 | 9.51 | 6.19 | 140.62 | 102.88 | 70.88 | 50 | 14.65 | 207.47 | 0.56 | 0.5 | 0.49 | 0.04 | 167.74 | 0 | 0 | 39.18 | 0.74964 | 0.09408 | 0 | 0 | System Off | 1 | 0
3294 | 3294 | 2012-05-17 05:59 | 7.18 | 20.73 | 20.73 | 7.18 | 690.69 | 642.39 | 280.95 | 243 | 14.8 | 789.36 | 0.82 | 0.81 | 0.8 | 0.23 | 823.85 | 0 | 0 | 190.02 | 0.7915 | 0.09408 | 0 | 0 | System Off | 1 | 0
3295 | 3295 | 2012-05-17 06:59 | 8.8 | 33.21 | 33.21 | 8.8 | 1306.11 | 1244.06 | 506.64 | 474 | 14.35 | 1357.17 | 0.89 | 0.92 | 0.9 | 0.45 | 1241.06 | 0 | 0 | 372.79 | 0.84556 | 0.09408 | 0 | 0 | System Off | 1 | 0
3296 | 3296 | 2012-05-17 07:59 | 10.41 | 41.01 | 41.01 | 10.41 | 1618.03 | 1548.24 | 635.8 | 602 | 14 | 1651.14 | 0.88 | 0.94 | 0.92 | 0.56 | 1214.38 | 0 | 0 | 475.59 | 0.88076 | 0.09408 | 0 | 0 | System Off | 1 | 0
3297 | 3297 | 2012-05-17 08:59 | 12.03 | 54.24 | 54.24 | 12.03 | 2145.38 | 2061.3 | 877.02 | 837 | 13.35 | 2155.93 | 0.86 | 0.96 | 0.93 | 0.75 | 1348.7 | 0 | 0 | 666.67 | 0.91004 | 0.09408 | 0 | 0 | System Off | 1 | 0
3298 | 3298 | 2012-05-17 09:59 | 12.86 | 44.1 | 44.1 | 12.86 | 1673.91 | 1602.67 | 668.05 | 630 | 13.84 | 1713.23 | 0.87 | 0.94 | 0.91 | 0.58 | 962.58 | 0 | 0 | 498.72 | 0.90192 | 0.09408 | 0 | 0 | System Off | 1 | 0
3299 | 3299 | 2012-05-17 10:59 | 13.7 | 60.09 | 60.09 | 13.7 | 2444.46 | 2351.61 | 1020.03 | 975 | 13.06 | 2444.89 | 0.83 | 0.96 | 0.94 | 0.85 | 1345.67 | 0 | 0 | 779.43 | 0.9483 | 0.09408 | 0 | 0 | System Off | 1 | 0
3300 | 3300 | 2012-05-17 11:59 | 14.54 | 58.39 | 58.39 | 14.54 | 2390.77 | 2299.53 | 990.7 | 947 | 13.15 | 2392.24 | 0.84 | 0.96 | 0.94 | 0.83 | 1297.13 | 0 | 0 | 756.19 | 0.94799 | 0.09408 | 0 | 0 | System Off | 1 | 0
3301 | 3301 | 2012-05-17 12:59 | 15.02 | 54.15 | 54.15 | 15.02 | 2229.16 | 2142.67 | 908.44 | 869 | 13.36 | 2234.02 | 0.85 | 0.96 | 0.94 | 0.77 | 1338.73 | 0 | 0 | 692.07 | 0.93526 | 0.09408 | 0 | 0 | System Off | 1 | 0
3302 | 3302 | 2012-05-17 13:59 | 15.5 | 46.05 | 46.05 | 15.5 | 1831.91 | 1756.5 | 728.33 | 693 | 13.77 | 1852.95 | 0.88 | 0.95 | 0.93 | 0.64 | 1240.55 | 0 | 0 | 549.08 | 0.93142 | 0.09408 | 0 | 0 | System Off | 1 | 0
3303 | 3303 | 2012-05-17 14:59 | 15.99 | 37.59 | 37.59 | 15.99 | 1347.26 | 1284.22 | 528.45 | 497 | 14.12 | 1391.31 | 0.87 | 0.92 | 0.9 | 0.46 | 954.98 | 0 | 0 | 392.04 | 0.89503 | 0.09408 | 0 | 0 | System Off | 1 | 0
3304 | 3304 | 2012-05-17 15:59 | 15.32 | 23.56 | 23.56 | 15.32 | 519.19 | 474.36 | 202.75 | 187 | 14.46 | 563.63 | 0.84 | 0.84 | 0.82 | 0.17 | 359.88 | 0 | 0 | 146.87 | 0.82971 | 0.09408 | 0 | 0 | System Off | 1 | 0
3305 | 3305 | 2012-05-17 16:59 | 14.66 | 19.58 | 19.58 | 14.66 | 303.17 | 262.48 | 121.94 | 109 | 14.49 | 344.07 | 0.74 | 0.76 | 0.75 | 0.09 | 192.37 | 0 | 0 | 85.58 | 0.81057 | 0.09408 | 0 | 0 | System Off | 1 | 0
3306 | 3306 | 2012-05-17 17:59 | 14 | 15.73 | 15.73 | 14 | 107.51 | 70.36 | 43.11 | 40 | 14 | 123.38 | 0.7 | 0.57 | 0.56 | 0.03 | 47.4 | 0 | 0 | 31.6 | 0.79336 | 0.09408 | 0 | 0 | System Off | 0 | 0
3307 | 3307 | 2012-05-17 18:59 | 13.27 | 13.27 | 13.27 | 13.27 | 0 | 0 | 0 | 0 | 0 | 0 | 0 | 0 | 0 | 0 | 0 | 0 | 0 | 0 | 0 | 0 | 0 | 0 | System Off | 0 | 0
3308 | 3308 | 2012-05-17 19:59 | 12.54 | 12.54 | 12.54 | 12.54 | 0 | 0 | 0 | 0 | 0 | 0 | 0 | 0 | 0 | 0 | 0 | 0 | 0 | 0 | 0 | 0 | 0 | 0 | System Off | 0 | 0
3309 | 3309 | 2012-05-17 20:59 | 11.81 | 11.81 | 11.81 | 11.81 | 0 | 0 | 0 | 0 | 0 | 0 | 0 | 0 | 0 | 0 | 0 | 0 | 0 | 0 | 0 | 0 | 0 | 0 | System Off | 0 | 0
3310 | 3310 | 2012-05-17 21:59 | 11.51 | 11.51 | 11.51 | 11.51 | 0 | 0 | 0 | 0 | 0 | 0 | 0 | 0 | 0 | 0 | 0 | 0 | 0 | 0 | 0 | 0 | 0 | 0 | System Off | 0 | 0
3311 | 3311 | 2012-05-17 22:59 | 11.2 | 11.2 | 11.2 | 11.2 | 0 | 0 | 0 | 0 | 0 | 0 | 0 | 0 | 0 | 0 | 0 | 0 | 0 | 0 | 0 | 0 | 0 | 0 | System Off | 0 | 0
3312 | 3312 | 2012-05-17 23:59 | 10.89 | 10.89 | 10.89 | 10.89 | 0 | 0 | 0 | 0 | 0 | 0 | 0 | 0 | 0 | 0 | 0 | 0 | 0 | 0 | 0 | 0 | 0 | 0 | System Off | 0 | 0
3313 | 3313 | 2012-05-18 00:59 | 11.01 | 11.01 | 11.01 | 11.01 | 0 | 0 | 0 | 0 | 0 | 0 | 0 | 0 | 0 | 0 | 0 | 0 | 0 | 0 | 0 | 0 | 0 | 0 | System Off | 0 | 0
3314 | 3314 | 2012-05-18 01:59 | 11.14 | 11.14 | 11.14 | 11.14 | 0 | 0 | 0 | 0 | 0 | 0 | 0 | 0 | 0 | 0 | 0 | 0 | 0 | 0 | 0 | 0 | 0 | 0 | System Off | 0 | 0
3315 | 3315 | 2012-05-18 02:59 | 11.26 | 11.26 | 11.26 | 11.26 | 0 | 0 | 0 | 0 | 0 | 0 | 0 | 0 | 0 | 0 | 0 | 0 | 0 | 0 | 0 | 0 | 0 | 0 | System Off | 0 | 0
3316 | 3316 | 2012-05-18 03:59 | 11.05 | 11.14 | 11.14 | 11.05 | 6.11 | 0 | 2.73 | 2 | 15.91 | 7.95 | 0 | 0 | 0 | 0 | 0 | 0 | 0 | 1.54 | 0.76871 | 0.09408 | 0 | 0 | System Off | 0 | 0
3317 | 3317 | 2012-05-18 04:59 | 10.85 | 11.94 | 11.94 | 10.85 | 82.22 | 45.5 | 32.79 | 30 | 14.27 | 95.15 | 0.61 | 0.48 | 0.47 | 0.02 | 74.19 | 0 | 0 | 23.62 | 0.77289 | 0.09408 | 0 | 0 | System Off | 1 | 0
3318 | 3318 | 2012-05-18 05:59 | 10.64 | 12.36 | 12.36 | 10.64 | 132.59 | 94.99 | 51.92 | 48 | 14.39 | 150.42 | 0.58 | 0.63 | 0.62 | 0.03 | 121.82 | 0 | 0 | 37.73 | 0.77509 | 0.09408 | 0 | 0 | System Off | 1 | 0
3319 | 3319 | 2012-05-18 06:59 | 11.34 | 12.93 | 12.93 | 11.34 | 122.58 | 85.16 | 48.28 | 44 | 14.51 | 139.58 | 0.62 | 0.61 | 0.6 | 0.03 | 84.95 | 0 | 0 | 34.54 | 0.77841 | 0.09408 | 0 | 0 | System Off | 1 | 0
3320 | 3320 | 2012-05-18 07:59 | 12.05 | 21.69 | 21.69 | 12.05 | 780.28 | 730.11 | 295.32 | 275 | 14.78 | 826.73 | 0.88 | 0.88 | 0.86 | 0.26 | 572.67 | 0 | 0 | 215.11 | 0.82674 | 0.09408 | 0 | 0 | System Off | 1 | 0
3321 | 3321 | 2012-05-18 08:59 | 12.75 | 41.91 | 41.91 | 12.75 | 2324.74 | 2235.46 | 900.33 | 860 | 14.08 | 2329.58 | 0.9 | 0.96 | 0.94 | 0.81 | 1462.65 | 0 | 0 | 678.72 | 0.91753 | 0.09408 | 0 | 0 | System Off | 1 | 0
3322 | 3322 | 2012-05-18 09:59 | 13.92 | 24.18 | 24.18 | 13.92 | 795.63 | 745.13 | 304.48 | 283 | 14.64 | 844.44 | 0.89 | 0.88 | 0.86 | 0.27 | 447.53 | 0 | 0 | 221.75 | 0.83974 | 0.09408 | 0 | 0 | System Off | 1 | 0
3323 | 3323 | 2012-05-18 10:59 | 15.1 | 38.62 | 38.62 | 15.1 | 1715.63 | 1643.3 | 669.78 | 631 | 14.16 | 1756.15 | 0.88 | 0.94 | 0.91 | 0.59 | 940.35 | 0 | 0 | 497.47 | 0.91586 | 0.09408 | 0 | 0 | System Off | 1 | 0
3324 | 3324 | 2012-05-18 11:59 | 16.27 | 19.81 | 19.81 | 16.27 | 245.08 | 205.47 | 96.55 | 89 | 14.34 | 272.2 | 0.73 | 0.75 | 0.74 | 0.07 | 115.9 | 0 | 0 | 70.01 | 0.81638 | 0.09408 | 0 | 0 | System Off | 1 | 0
3325 | 3325 | 2012-05-18 12:59 | 17.09 | 21.83 | 21.83 | 17.09 | 329.56 | 288.37 | 129.34 | 120 | 14.3 | 361.9 | 0.77 | 0.8 | 0.78 | 0.1 | 180.18 | 0 | 0 | 94.44 | 0.8274 | 0.09408 | 0 | 0 | System Off | 1 | 0
3326 | 3326 | 2012-05-18 13:59 | 17.91 | 20.04 | 20.04 | 17.91 | 144.54 | 106.73 | 58.29 | 54 | 13.94 | 164.2 | 0.69 | 0.65 | 0.64 | 0.04 | 75.38 | 0 | 0 | 42.69 | 0.81946 | 0.09408 | 0 | 0 | System Off | 1 | 0
3327 | 3327 | 2012-05-18 14:59 | 18.74 | 22.57 | 22.57 | 18.74 | 263.61 | 223.65 | 104.75 | 97 | 14.15 | 292.27 | 0.76 | 0.77 | 0.75 | 0.08 | 166.31 | 0 | 0 | 76.48 | 0.83292 | 0.09408 | 0 | 0 | System Off | 1 | 0
3328 | 3328 | 2012-05-18 15:59 | 18.08 | 20.63 | 20.63 | 18.08 | 163.04 | 124.9 | 65.58 | 60 | 14.15 | 184.33 | 0.76 | 0.68 | 0.66 | 0.05 | 94.76 | 0 | 0 | 47.31 | 0.82163 | 0.09408 | 0 | 0 | System Off | 1 | 0
3329 | 3329 | 2012-05-18 16:59 | 17.43 | 18.3 | 18.3 | 17.43 | 49.91 | 13.75 | 20.95 | 19 | 13.68 | 59.39 | 0 | 0.23 | 0.23 | 0 | 10.08 | 0 | 0 | 15.07 | 0.8097 | 0.09408 | 0 | 0 | System Off | 0 | 0
3330 | 3330 | 2012-05-18 17:59 | 16.78 | 17.18 | 17.18 | 16.78 | 20.94 | 0 | 9.11 | 8 | 13.63 | 25.93 | 0 | 0 | 0 | 0 | 0 | 0 | 0 | 6.35 | 0.80365 | 0.09408 | 0 | 0 | System Off | 0 | 0
3331 | 3331 | 2012-05-18 18:59 | 15.56 | 15.56 | 15.56 | 15.56 | 0 | 0 | 0 | 0 | 0 | 0 | 0 | 0 | 0 | 0 | 0 | 0 | 0 | 0 | 0 | 0 | 0 | 0 | System Off | 0 | 0
3332 | 3332 | 2012-05-18 19:59 | 14.35 | 14.35 | 14.35 | 14.35 | 0 | 0 | 0 | 0 | 0 | 0 | 0 | 0 | 0 | 0 | 0 | 0 | 0 | 0 | 0 | 0 | 0 | 0 | System Off | 0 | 0
3333 | 3333 | 2012-05-18 20:59 | 13.13 | 13.13 | 13.13 | 13.13 | 0 | 0 | 0 | 0 | 0 | 0 | 0 | 0 | 0 | 0 | 0 | 0 | 0 | 0 | 0 | 0 | 0 | 0 | System Off | 0 | 0
3334 | 3334 | 2012-05-18 21:59 | 12.9 | 12.9 | 12.9 | 12.9 | 0 | 0 | 0 | 0 | 0 | 0 | 0 | 0 | 0 | 0 | 0 | 0 | 0 | 0 | 0 | 0 | 0 | 0 | System Off | 0 | 0
3335 | 3335 | 2012-05-18 22:59 | 12.66 | 12.66 | 12.66 | 12.66 | 0 | 0 | 0 | 0 | 0 | 0 | 0 | 0 | 0 | 0 | 0 | 0 | 0 | 0 | 0 | 0 | 0 | 0 | System Off | 0 | 0
3336 | 3336 | 2012-05-18 23:59 | 12.42 | 12.42 | 12.42 | 12.42 | 0 | 0 | 0 | 0 | 0 | 0 | 0 | 0 | 0 | 0 | 0 | 0 | 0 | 0 | 0 | 0 | 0 | 0 | System Off | 0 | 0
3337 | 3337 | 2012-05-19 00:59 | 12.21 | 12.21 | 12.21 | 12.21 | 0 | 0 | 0 | 0 | 0 | 0 | 0 | 0 | 0 | 0 | 0 | 0 | 0 | 0 | 0 | 0 | 0 | 0 | System Off | 0 | 0
3338 | 3338 | 2012-05-19 01:59 | 11.99 | 11.99 | 11.99 | 11.99 | 0 | 0 | 0 | 0 | 0 | 0 | 0 | 0 | 0 | 0 | 0 | 0 | 0 | 0 | 0 | 0 | 0 | 0 | System Off | 0 | 0
3339 | 3339 | 2012-05-19 02:59 | 11.78 | 11.78 | 11.78 | 11.78 | 0 | 0 | 0 | 0 | 0 | 0 | 0 | 0 | 0 | 0 | 0 | 0 | 0 | 0 | 0 | 0 | 0 | 0 | System Off | 0 | 0
3340 | 3340 | 2012-05-19 03:59 | 12.37 | 12.82 | 12.82 | 12.37 | 23.67 | 0 | 10.02 | 9 | 13.7 | 28.98 | 0 | 0 | 0 | 0 | 0 | 0 | 0 | 7.14 | 0.77778 | 0.09408 | 0 | 0 | System Off | 0 | 0
3341 | 3341 | 2012-05-19 04:59 | 12.96 | 16.69 | 16.69 | 12.96 | 200.62 | 161.81 | 83.11 | 73 | 14.31 | 237.02 | 0.72 | 0.68 | 0.67 | 0.06 | 263.83 | 0 | 0 | 57.44 | 0.79354 | 0.09408 | 0 | 0 | System Off | 1 | 0
3342 | 3342 | 2012-05-19 05:59 | 13.55 | 19.28 | 19.28 | 13.55 | 330.7 | 289.5 | 128.9 | 119 | 14.47 | 364.13 | 0.78 | 0.8 | 0.78 | 0.1 | 371.27 | 0 | 0 | 93.45 | 0.80587 | 0.09408 | 0 | 0 | System Off | 1 | 0
3343 | 3343 | 2012-05-19 06:59 | 14.71 | 24.8 | 24.8 | 14.71 | 591.17 | 544.9 | 229.3 | 213 | 14.46 | 634.47 | 0.87 | 0.86 | 0.84 | 0.2 | 543.58 | 0 | 0 | 167.3 | 0.83107 | 0.09408 | 0 | 0 | System Off | 1 | 0
3344 | 3344 | 2012-05-19 07:59 | 15.88 | 24.64 | 24.64 | 15.88 | 515.46 | 470.7 | 200.98 | 186 | 14.43 | 556.43 | 0.85 | 0.85 | 0.83 | 0.17 | 369.2 | 0 | 0 | 146.13 | 0.83292 | 0.09408 | 0 | 0 | System Off | 1 | 0
3345 | 3345 | 2012-05-19 08:59 | 17.04 | 35.78 | 35.78 | 17.04 | 1101.37 | 1044.12 | 434.02 | 406 | 14.13 | 1150.9 | 0.88 | 0.91 | 0.89 | 0.38 | 683.16 | 0 | 0 | 320.22 | 0.88359 | 0.09408 | 0 | 0 | System Off | 1 | 0
3346 | 3346 | 2012-05-19 09:59 | 17.69 | 59.03 | 59.03 | 17.69 | 2261.64 | 2174.2 | 943.11 | 900 | 13.09 | 2271.01 | 0.84 | 0.96 | 0.93 | 0.79 | 1305.85 | 0 | 0 | 719.21 | 0.95918 | 0.09408 | 0 | 0 | System Off | 1 | 0
3347 | 3347 | 2012-05-19 10:59 | 18.35 | 60.98 | 60.98 | 18.35 | 2277.03 | 2189.14 | 957.98 | 913 | 12.99 | 2287.21 | 0.82 | 0.96 | 0.93 | 0.79 | 1252.7 | 0 | 0 | 730.49 | 0.96629 | 0.09408 | 0 | 0 | System Off | 1 | 0
3348 | 3348 | 2012-05-19 11:59 | 19.01 | 46.6 | 46.6 | 19.01 | 1504.46 | 1437.55 | 610.47 | 574 | 13.65 | 1549.6 | 0.85 | 0.93 | 0.91 | 0.52 | 810.89 | 0 | 0 | 455.46 | 0.93032 | 0.09408 | 0 | 0 | System Off | 1 | 0
3349 | 3349 | 2012-05-19 12:59 | 19.53 | 52.03 | 52.03 | 19.53 | 1746.99 | 1673.84 | 717.15 | 679 | 13.4 | 1779.57 | 0.85 | 0.94 | 0.92 | 0.61 | 1045.81 | 0 | 0 | 540.48 | 0.92648 | 0.09408 | 0 | 0 | System Off | 1 | 0
3350 | 3350 | 2012-05-19 13:59 | 20.05 | 32.02 | 32.02 | 20.05 | 662.65 | 614.93 | 263.55 | 245 | 14.09 | 709.29 | 0.83 | 0.87 | 0.85 | 0.22 | 434.3 | 0 | 0 | 193.34 | 0.87039 | 0.09408 | 0 | 0 | System Off | 1 | 0
3351 | 3351 | 2012-05-19 14:59 | 20.58 | 37.38 | 37.38 | 20.58 | 923.47 | 870.21 | 369.47 | 345 | 13.94 | 973.54 | 0.84 | 0.89 | 0.87 | 0.31 | 647.11 | 0 | 0 | 272.75 | 0.89385 | 0.09408 | 0 | 0 | System Off | 1 | 0
3352 | 3352 | 2012-05-19 15:59 | 19.98 | 33.29 | 33.29 | 19.98 | 698.63 | 650.16 | 286.94 | 259 | 14.05 | 768.41 | 0.84 | 0.85 | 0.83 | 0.24 | 493.25 | 0 | 0 | 204.48 | 0.87278 | 0.09408 | 0 | 0 | System Off | 1 | 0
3353 | 3353 | 2012-05-19 16:59 | 19.38 | 25.34 | 25.34 | 19.38 | 279.68 | 239.43 | 125.96 | 104 | 14.01 | 347.79 | 0.71 | 0.69 | 0.67 | 0.09 | 175.47 | 0 | 0 | 82.15 | 0.83824 | 0.09408 | 0 | 0 | System Off | 1 | 0
3354 | 3354 | 2012-05-19 17:59 | 18.78 | 21.22 | 21.22 | 18.78 | 123.77 | 86.33 | 50.56 | 46 | 14.01 | 141.8 | 0.59 | 0.61 | 0.6 | 0.03 | 58.15 | 0 | 0 | 36.33 | 0.82312 | 0.09408 | 0 | 0 | System Off | 0 | 0
3355 | 3355 | 2012-05-19 18:59 | 17.5 | 17.5 | 17.5 | 17.5 | 0 | 0 | 0 | 0 | 0 | 0 | 0 | 0 | 0 | 0 | 0 | 0 | 0 | 0 | 0 | 0 | 0 | 0 | System Off | 0 | 0
3356 | 3356 | 2012-05-19 19:59 | 16.22 | 16.22 | 16.22 | 16.22 | 0 | 0 | 0 | 0 | 0 | 0 | 0 | 0 | 0 | 0 | 0 | 0 | 0 | 0 | 0 | 0 | 0 | 0 | System Off | 0 | 0
3357 | 3357 | 2012-05-19 20:59 | 14.94 | 14.94 | 14.94 | 14.94 | 0 | 0 | 0 | 0 | 0 | 0 | 0 | 0 | 0 | 0 | 0 | 0 | 0 | 0 | 0 | 0 | 0 | 0 | System Off | 0 | 0
3358 | 3358 | 2012-05-19 21:59 | 14.46 | 14.46 | 14.46 | 14.46 | 0 | 0 | 0 | 0 | 0 | 0 | 0 | 0 | 0 | 0 | 0 | 0 | 0 | 0 | 0 | 0 | 0 | 0 | System Off | 0 | 0
3359 | 3359 | 2012-05-19 22:59 | 13.97 | 13.97 | 13.97 | 13.97 | 0 | 0 | 0 | 0 | 0 | 0 | 0 | 0 | 0 | 0 | 0 | 0 | 0 | 0 | 0 | 0 | 0 | 0 | System Off | 0 | 0
3360 | 3360 | 2012-05-19 23:59 | 13.48 | 13.48 | 13.48 | 13.48 | 0 | 0 | 0 | 0 | 0 | 0 | 0 | 0 | 0 | 0 | 0 | 0 | 0 | 0 | 0 | 0 | 0 | 0 | System Off | 0 | 0
3361 | 3361 | 2012-05-20 00:59 | 13.22 | 13.22 | 13.22 | 13.22 | 0 | 0 | 0 | 0 | 0 | 0 | 0 | 0 | 0 | 0 | 0 | 0 | 0 | 0 | 0 | 0 | 0 | 0 | System Off | 0 | 0
3362 | 3362 | 2012-05-20 01:59 | 12.96 | 12.96 | 12.96 | 12.96 | 0 | 0 | 0 | 0 | 0 | 0 | 0 | 0 | 0 | 0 | 0 | 0 | 0 | 0 | 0 | 0 | 0 | 0 | System Off | 0 | 0
3363 | 3363 | 2012-05-20 02:59 | 12.7 | 12.7 | 12.7 | 12.7 | 0 | 0 | 0 | 0 | 0 | 0 | 0 | 0 | 0 | 0 | 0 | 0 | 0 | 0 | 0 | 0 | 0 | 0 | System Off | 0 | 0
3364 | 3364 | 2012-05-20 03:59 | 13.71 | 14.48 | 14.48 | 13.71 | 40.5 | 4.51 | 16.86 | 15 | 14.06 | 48.47 | 0 | 0.09 | 0.09 | 0 | 8.75 | 0 | 0 | 11.84 | 0.78681 | 0.09408 | 0 | 0 | System Off | 0 | 0
3365 | 3365 | 2012-05-20 04:59 | 14.71 | 18.14 | 18.14 | 14.71 | 151.01 | 113.08 | 75.69 | 56 | 14.04 | 214.72 | 0.53 | 0.53 | 0.52 | 0.04 | 184.38 | 0 | 0 | 44.21 | 0.80068 | 0.09408 | 0 | 0 | System Off | 1 | 0
3366 | 3366 | 2012-05-20 05:59 | 15.72 | 23.66 | 23.66 | 15.72 | 443.78 | 400.42 | 175.94 | 161 | 14.36 | 488.91 | 0.8 | 0.82 | 0.8 | 0.14 | 513.52 | 0 | 0 | 126.62 | 0.82711 | 0.09408 | 0 | 0 | System Off | 1 | 0
3367 | 3367 | 2012-05-20 06:59 | 17.39 | 20.66 | 20.66 | 17.39 | 177.25 | 138.85 | 71.05 | 66 | 13.99 | 199.67 | 0.7 | 0.7 | 0.68 | 0.05 | 138.52 | 0 | 0 | 52.15 | 0.81868 | 0.09408 | 0 | 0 | System Off | 1 | 0
3368 | 3368 | 2012-05-20 07:59 | 19.05 | 37.73 | 37.73 | 19.05 | 998.68 | 943.75 | 397.89 | 372 | 13.98 | 1047 | 0.85 | 0.9 | 0.88 | 0.34 | 740.24 | 0 | 0 | 293.95 | 0.88959 | 0.09408 | 0 | 0 | System Off | 1 | 0
3369 | 3369 | 2012-05-20 08:59 | 20.72 | 63.54 | 63.54 | 20.72 | 2100.86 | 2018.04 | 893.94 | 854 | 12.81 | 2110.39 | 0.82 | 0.96 | 0.93 | 0.73 | 1320.4 | 0 | 0 | 684.8 | 0.97028 | 0.09408 | 0 | 0 | System Off | 1 | 0
3370 | 3370 | 2012-05-20 09:59 | 20.62 | 68.59 | 68.59 | 20.62 | 2295.12 | 2206.7 | 995.7 | 952 | 12.56 | 2297.88 | 0.8 | 0.96 | 0.93 | 0.8 | 1325.37 | 0 | 0 | 765.82 | 0.99003 | 0.09408 | 0 | 0 | System Off | 1 | 0
3371 | 3371 | 2012-05-20 10:59 | 20.53 | 54.89 | 54.89 | 20.53 | 1701.42 | 1629.46 | 709.82 | 670 | 13.23 | 1740.06 | 0.83 | 0.94 | 0.91 | 0.59 | 932.43 | 0 | 0 | 534.48 | 0.93136 | 0.09408 | 0 | 0 | System Off | 1 | 0
3372 | 3372 | 2012-05-20 11:59 | 20.43 | 56.88 | 56.88 | 20.43 | 1785.38 | 1711.22 | 748.56 | 708 | 13.13 | 1819.4 | 0.83 | 0.94 | 0.92 | 0.62 | 965.27 | 0 | 0 | 565.45 | 0.93847 | 0.09408 | 0 | 0 | System Off | 1 | 0
3373 | 3373 | 2012-05-20 12:59 | 20.63 | 63.46 | 63.46 | 20.63 | 1987.03 | 1907.39 | 848.48 | 809 | 12.79 | 2003.75 | 0.81 | 0.95 | 0.93 | 0.69 | 1191.73 | 0 | 0 | 648.88 | 0.96067 | 0.09408 | 0 | 0 | System Off | 1 | 0
3374 | 3374 | 2012-05-20 13:59 | 20.83 | 55.26 | 55.26 | 20.83 | 1575.45 | 1506.75 | 657.16 | 623 | 13.17 | 1608.42 | 0.82 | 0.94 | 0.91 | 0.54 | 1064.16 | 0 | 0 | 497.34 | 0.92398 | 0.09408 | 0 | 0 | System Off | 1 | 0
3375 | 3375 | 2012-05-20 14:59 | 21.04 | 34.53 | 34.53 | 21.04 | 614.31 | 567.57 | 247.65 | 230 | 13.91 | 659.95 | 0.85 | 0.86 | 0.84 | 0.21 | 422.06 | 0 | 0 | 181.9 | 0.87366 | 0.09408 | 0 | 0 | System Off | 1 | 0
3376 | 3376 | 2012-05-20 15:59 | 20.42 | 27.49 | 27.49 | 20.42 | 342 | 300.58 | 137.28 | 127 | 14.03 | 375.98 | 0.8 | 0.8 | 0.78 | 0.11 | 228.04 | 0 | 0 | 100.3 | 0.84917 | 0.09408 | 0 | 0 | System Off | 1 | 0
3377 | 3377 | 2012-05-20 16:59 | 19.81 | 20.83 | 20.83 | 19.81 | 49.28 | 13.14 | 20.95 | 19 | 13.51 | 58.84 | 0 | 0.22 | 0.22 | 0 | 9.63 | 0 | 0 | 15.1 | 0.82402 | 0.09408 | 0 | 0 | System Off | 0 | 0
3378 | 3378 | 2012-05-20 17:59 | 19.2 | 21.39 | 21.39 | 19.2 | 114.76 | 77.48 | 47.12 | 43 | 13.9 | 132.07 | 0.64 | 0.59 | 0.57 | 0.03 | 52.19 | 0 | 0 | 34.01 | 0.82507 | 0.09408 | 0 | 0 | System Off | 0 | 0
3379 | 3379 | 2012-05-20 18:59 | 18 | 18 | 18 | 18 | 0 | 0 | 0 | 0 | 0 | 0 | 0 | 0 | 0 | 0 | 0 | 0 | 0 | 0 | 0 | 0 | 0 | 0 | System Off | 0 | 0
3380 | 3380 | 2012-05-20 19:59 | 16.8 | 16.8 | 16.8 | 16.8 | 0 | 0 | 0 | 0 | 0 | 0 | 0 | 0 | 0 | 0 | 0 | 0 | 0 | 0 | 0 | 0 | 0 | 0 | System Off | 0 | 0
3381 | 3381 | 2012-05-20 20:59 | 15.6 | 15.6 | 15.6 | 15.6 | 0 | 0 | 0 | 0 | 0 | 0 | 0 | 0 | 0 | 0 | 0 | 0 | 0 | 0 | 0 | 0 | 0 | 0 | System Off | 0 | 0
3382 | 3382 | 2012-05-20 21:59 | 15.47 | 15.47 | 15.47 | 15.47 | 0 | 0 | 0 | 0 | 0 | 0 | 0 | 0 | 0 | 0 | 0 | 0 | 0 | 0 | 0 | 0 | 0 | 0 | System Off | 0 | 0
3383 | 3383 | 2012-05-20 22:59 | 15.33 | 15.33 | 15.33 | 15.33 | 0 | 0 | 0 | 0 | 0 | 0 | 0 | 0 | 0 | 0 | 0 | 0 | 0 | 0 | 0 | 0 | 0 | 0 | System Off | 0 | 0
3384 | 3384 | 2012-05-20 23:59 | 15.2 | 15.2 | 15.2 | 15.2 | 0 | 0 | 0 | 0 | 0 | 0 | 0 | 0 | 0 | 0 | 0 | 0 | 0 | 0 | 0 | 0 | 0 | 0 | System Off | 0 | 0
3385 | 3385 | 2012-05-21 00:59 | 15.19 | 15.19 | 15.19 | 15.19 | 0 | 0 | 0 | 0 | 0 | 0 | 0 | 0 | 0 | 0 | 0 | 0 | 0 | 0 | 0 | 0 | 0 | 0 | System Off | 0 | 0
3386 | 3386 | 2012-05-21 01:59 | 15.17 | 15.17 | 15.17 | 15.17 | 0 | 0 | 0 | 0 | 0 | 0 | 0 | 0 | 0 | 0 | 0 | 0 | 0 | 0 | 0 | 0 | 0 | 0 | System Off | 0 | 0
3387 | 3387 | 2012-05-21 02:59 | 15.16 | 15.16 | 15.16 | 15.16 | 0 | 0 | 0 | 0 | 0 | 0 | 0 | 0 | 0 | 0 | 0 | 0 | 0 | 0 | 0 | 0 | 0 | 0 | System Off | 0 | 0
3388 | 3388 | 2012-05-21 03:59 | 15.79 | 15.95 | 15.95 | 15.79 | 8.05 | 0 | 3.64 | 3 | 13.98 | 10.42 | 0 | 0 | 0 | 0 | 0 | 0 | 0 | 2.37 | 0.79678 | 0.09408 | 0 | 0 | System Off | 0 | 0
3389 | 3389 | 2012-05-21 04:59 | 16.42 | 17.22 | 17.22 | 16.42 | 43.34 | 7.3 | 18.22 | 16 | 14.11 | 51.85 | 0 | 0.14 | 0.14 | 0 | 11.9 | 0 | 0 | 12.62 | 0.80306 | 0.09408 | 0 | 0 | System Off | 0 | 0
3390 | 3390 | 2012-05-21 05:59 | 17.05 | 24.51 | 24.51 | 17.05 | 433.8 | 390.63 | 172.45 | 158 | 14.3 | 477.67 | 0.81 | 0.82 | 0.8 | 0.14 | 500.97 | 0 | 0 | 124.35 | 0.83461 | 0.09408 | 0 | 0 | System Off | 1 | 0
3391 | 3391 | 2012-05-21 06:59 | 18.2 | 29.4 | 29.4 | 18.2 | 648.22 | 600.79 | 255.18 | 237 | 14.25 | 693.77 | 0.86 | 0.87 | 0.85 | 0.22 | 599.34 | 0 | 0 | 186.65 | 0.85725 | 0.09408 | 0 | 0 | System Off | 1 | 0
3392 | 3392 | 2012-05-21 07:59 | 19.35 | 29.69 | 29.69 | 19.35 | 586.61 | 540.43 | 232.21 | 216 | 14.14 | 630.59 | 0.86 | 0.86 | 0.84 | 0.2 | 423.9 | 0 | 0 | 170.33 | 0.86024 | 0.09408 | 0 | 0 | System Off | 1 | 0
3393 | 3393 | 2012-05-21 08:59 | 20.5 | 40.42 | 40.42 | 20.5 | 1097.48 | 1040.32 | 440.8 | 412 | 13.87 | 1147.45 | 0.86 | 0.91 | 0.89 | 0.38 | 680.68 | 0 | 0 | 326 | 0.90689 | 0.09408 | 0 | 0 | System Off | 1 | 0
3394 | 3394 | 2012-05-21 09:59 | 21.16 | 41.33 | 41.33 | 21.16 | 1109.06 | 1051.64 | 447.53 | 418 | 13.82 | 1160.7 | 0.85 | 0.91 | 0.88 | 0.38 | 631.62 | 0 | 0 | 330.98 | 0.91237 | 0.09408 | 0 | 0 | System Off | 1 | 0
3395 | 3395 | 2012-05-21 10:59 | 21.82 | 57.65 | 57.65 | 21.82 | 1902.69 | 1825.37 | 797.91 | 756 | 13.11 | 1932.92 | 0.83 | 0.94 | 0.92 | 0.66 | 1044.53 | 0 | 0 | 603.98 | 0.95709 | 0.09408 | 0 | 0 | System Off | 1 | 0
3396 | 3396 | 2012-05-21 11:59 | 22.48 | 36.01 | 36.01 | 22.48 | 751.44 | 701.87 | 302.43 | 281 | 13.93 | 801.24 | 0.83 | 0.88 | 0.86 | 0.25 | 395.91 | 0 | 0 | 222.19 | 0.89294 | 0.09408 | 0 | 0 | System Off | 1 | 0
3397 | 3397 | 2012-05-21 12:59 | 23.03 | 28.5 | 28.5 | 23.03 | 296.5 | 255.93 | 120.23 | 111 | 13.91 | 328.01 | 0.75 | 0.78 | 0.76 | 0.09 | 159.91 | 0 | 0 | 87.79 | 0.86208 | 0.09408 | 0 | 0 | System Off | 1 | 0
3398 | 3398 | 2012-05-21 13:59 | 23.57 | 27.36 | 27.36 | 23.57 | 199.65 | 160.86 | 81.98 | 76 | 13.68 | 224.62 | 0.73 | 0.72 | 0.7 | 0.06 | 113.61 | 0 | 0 | 60.28 | 0.85841 | 0.09408 | 0 | 0 | System Off | 1 | 0
3399 | 3399 | 2012-05-21 14:59 | 24.12 | 28.06 | 28.06 | 24.12 | 203.64 | 164.77 | 83.8 | 77 | 13.77 | 229 | 0.72 | 0.72 | 0.7 | 0.06 | 122.53 | 0 | 0 | 61 | 0.86199 | 0.09408 | 0 | 0 | System Off | 1 | 0
3400 | 3400 | 2012-05-21 15:59 | 22.98 | 30.46 | 30.46 | 22.98 | 390.66 | 348.33 | 158.08 | 146 | 13.94 | 428.01 | 0.82 | 0.81 | 0.8 | 0.13 | 264.26 | 0 | 0 | 115.43 | 0.86882 | 0.09408 | 0 | 0 | System Off | 1 | 0
3401 | 3401 | 2012-05-21 16:59 | 21.85 | 28.07 | 28.07 | 21.85 | 293.54 | 253.03 | 130.71 | 110 | 13.9 | 357.17 | 0.69 | 0.71 | 0.69 | 0.09 | 185.44 | 0 | 0 | 87.01 | 0.8546 | 0.09408 | 0 | 0 | System Off | 1 | 0
3402 | 3402 | 2012-05-21 17:59 | 20.72 | 23.28 | 23.28 | 20.72 | 130.07 | 92.52 | 53.5 | 49 | 13.83 | 148.87 | 0.56 | 0.62 | 0.61 | 0.03 | 62.32 | 0 | 0 | 38.8 | 0.83549 | 0.09408 | 0 | 0 | System Off | 0 | 0
3403 | 3403 | 2012-05-21 18:59 | 20.09 | 20.09 | 20.09 | 20.09 | 0 | 0 | 0 | 0 | 0 | 0 | 0 | 0 | 0 | 0 | 0 | 0 | 0 | 0 | 0 | 0 | 0 | 0 | System Off | 0 | 0
3404 | 3404 | 2012-05-21 19:59 | 19.47 | 19.47 | 19.47 | 19.47 | 0 | 0 | 0 | 0 | 0 | 0 | 0 | 0 | 0 | 0 | 0 | 0 | 0 | 0 | 0 | 0 | 0 | 0 | System Off | 0 | 0
3405 | 3405 | 2012-05-21 20:59 | 18.84 | 18.84 | 18.84 | 18.84 | 0 | 0 | 0 | 0 | 0 | 0 | 0 | 0 | 0 | 0 | 0 | 0 | 0 | 0 | 0 | 0 | 0 | 0 | System Off | 0 | 0
3406 | 3406 | 2012-05-21 21:59 | 18.57 | 18.57 | 18.57 | 18.57 | 0 | 0 | 0 | 0 | 0 | 0 | 0 | 0 | 0 | 0 | 0 | 0 | 0 | 0 | 0 | 0 | 0 | 0 | System Off | 0 | 0
3407 | 3407 | 2012-05-21 22:59 | 18.3 | 18.3 | 18.3 | 18.3 | 0 | 0 | 0 | 0 | 0 | 0 | 0 | 0 | 0 | 0 | 0 | 0 | 0 | 0 | 0 | 0 | 0 | 0 | System Off | 0 | 0
3408 | 3408 | 2012-05-21 23:59 | 18.03 | 18.03 | 18.03 | 18.03 | 0 | 0 | 0 | 0 | 0 | 0 | 0 | 0 | 0 | 0 | 0 | 0 | 0 | 0 | 0 | 0 | 0 | 0 | System Off | 0 | 0
3409 | 3409 | 2012-05-22 00:59 | 17.23 | 17.23 | 17.23 | 17.23 | 0 | 0 | 0 | 0 | 0 | 0 | 0 | 0 | 0 | 0 | 0 | 0 | 0 | 0 | 0 | 0 | 0 | 0 | System Off | 0 | 0
3410 | 3410 | 2012-05-22 01:59 | 16.43 | 16.43 | 16.43 | 16.43 | 0 | 0 | 0 | 0 | 0 | 0 | 0 | 0 | 0 | 0 | 0 | 0 | 0 | 0 | 0 | 0 | 0 | 0 | System Off | 0 | 0
3411 | 3411 | 2012-05-22 02:59 | 15.63 | 15.63 | 15.63 | 15.63 | 0 | 0 | 0 | 0 | 0 | 0 | 0 | 0 | 0 | 0 | 0 | 0 | 0 | 0 | 0 | 0 | 0 | 0 | System Off | 0 | 0
3412 | 3412 | 2012-05-22 03:59 | 16.43 | 17.12 | 17.12 | 16.43 | 35.68 | 0 | 15.13 | 14 | 13.27 | 43.08 | 0 | 0 | 0 | 0 | 0 | 0 | 0 | 11.16 | 0.80276 | 0.09408 | 0 | 0 | System Off | 0 | 0
3413 | 3413 | 2012-05-22 04:59 | 17.22 | 18.63 | 18.63 | 17.22 | 75.05 | 38.46 | 30.97 | 28 | 13.96 | 87.69 | 0.32 | 0.44 | 0.43 | 0.01 | 62.72 | 0 | 0 | 22.13 | 0.8102 | 0.09408 | 0 | 0 | System Off | 1 | 0
3414 | 3414 | 2012-05-22 05:59 | 18.02 | 20.59 | 20.59 | 18.02 | 139.47 | 101.75 | 56.47 | 52 | 13.97 | 158.75 | 0.71 | 0.64 | 0.63 | 0.04 | 130.49 | 0 | 0 | 41.1 | 0.81972 | 0.09408 | 0 | 0 | System Off | 1 | 0
3415 | 3415 | 2012-05-22 06:59 | 19.73 | 25.34 | 25.34 | 19.73 | 295.94 | 255.38 | 118.41 | 110 | 14.01 | 326.96 | 0.76 | 0.78 | 0.76 | 0.09 | 254.77 | 0 | 0 | 86.89 | 0.84157 | 0.09408 | 0 | 0 | System Off | 1 | 0
3416 | 3416 | 2012-05-22 07:59 | 21.45 | 30.99 | 30.99 | 21.45 | 479.36 | 435.31 | 192.47 | 178 | 14.03 | 520.05 | 0.83 | 0.84 | 0.82 | 0.16 | 341.44 | 0 | 0 | 140.57 | 0.86572 | 0.09408 | 0 | 0 | System Off | 1 | 0
3417 | 3417 | 2012-05-22 08:59 | 23.16 | 40.78 | 40.78 | 23.16 | 831.84 | 780.57 | 339.49 | 316 | 13.71 | 882.45 | 0.82 | 0.88 | 0.86 | 0.28 | 510.72 | 0 | 0 | 250.56 | 0.90451 | 0.09408 | 0 | 0 | System Off | 1 | 0
3418 | 3418 | 2012-05-22 09:59 | 23.89 | 67.07 | 67.07 | 23.89 | 1932.9 | 1854.76 | 842.33 | 800 | 12.58 | 1957.36 | 0.8 | 0.95 | 0.92 | 0.67 | 1113.98 | 0 | 0 | 643.33 | 0.98054 | 0.09408 | 0 | 0 | System Off | 1 | 0
3419 | 3419 | 2012-05-22 10:59 | 24.62 | 76.58 | 76.58 | 24.62 | 2277.33 | 2189.43 | 1025.22 | 981 | 12.09 | 2280.08 | 0.77 | 0.96 | 0.93 | 0.79 | 1252.86 | 0 | 0 | 793.72 | 1.0237 | 0.09408 | 0 | 0 | System Off | 1 | 0
3420 | 3420 | 2012-05-22 11:59 | 25.35 | 74.93 | 74.93 | 25.35 | 2214.38 | 2128.32 | 990.17 | 947 | 12.18 | 2219.3 | 0.78 | 0.96 | 0.93 | 0.77 | 1200.55 | 0 | 0 | 765.38 | 1.0214 | 0.09408 | 0 | 0 | System Off | 1 | 0
3421 | 3421 | 2012-05-22 12:59 | 25.35 | 67.55 | 67.55 | 25.35 | 1977.7 | 1898.32 | 859.73 | 820 | 12.56 | 1993.49 | 0.8 | 0.95 | 0.93 | 0.69 | 1186.07 | 0 | 0 | 659.59 | 0.9943 | 0.09408 | 0 | 0 | System Off | 1 | 0
3422 | 3422 | 2012-05-22 13:59 | 25.35 | 60.58 | 60.58 | 25.35 | 1725.52 | 1652.94 | 731.22 | 696 | 12.91 | 1748.93 | 0.82 | 0.95 | 0.92 | 0.6 | 1167.41 | 0 | 0 | 557.41 | 0.96824 | 0.09408 | 0 | 0 | System Off | 1 | 0
3423 | 3423 | 2012-05-22 14:59 | 25.36 | 47.12 | 47.12 | 25.36 | 1116.06 | 1058.47 | 460.09 | 431 | 13.49 | 1165.35 | 0.83 | 0.91 | 0.89 | 0.38 | 787.11 | 0 | 0 | 342.7 | 0.9424 | 0.09408 | 0 | 0 | System Off | 1 | 0
3424 | 3424 | 2012-05-22 15:59 | 24.67 | 36.53 | 36.53 | 24.67 | 632.97 | 585.86 | 261.47 | 239 | 13.79 | 691.3 | 0.8 | 0.85 | 0.83 | 0.21 | 444.46 | 0 | 0 | 189.3 | 0.89834 | 0.09408 | 0 | 0 | System Off | 1 | 0
3425 | 3425 | 2012-05-22 16:59 | 23.98 | 29.79 | 29.79 | 23.98 | 302.07 | 261.4 | 133.21 | 114 | 13.8 | 361.62 | 0.68 | 0.72 | 0.71 | 0.09 | 191.57 | 0 | 0 | 90.29 | 0.86861 | 0.09408 | 0 | 0 | System Off | 1 | 0
3426 | 3426 | 2012-05-22 17:59 | 23.29 | 25.56 | 25.56 | 23.29 | 129.9 | 92.35 | 54 | 50 | 13.53 | 148.99 | 0.56 | 0.62 | 0.61 | 0.03 | 62.21 | 0 | 0 | 39.73 | 0.85145 | 0.09408 | 0 | 0 | System Off | 0 | 0
3427 | 3427 | 2012-05-22 18:59 | 21.86 | 21.86 | 21.86 | 21.86 | 0 | 0 | 0 | 0 | 0 | 0 | 0 | 0 | 0 | 0 | 0 | 0 | 0 | 0 | 0 | 0 | 0 | 0 | System Off | 0 | 0
3428 | 3428 | 2012-05-22 19:59 | 20.44 | 20.44 | 20.44 | 20.44 | 0 | 0 | 0 | 0 | 0 | 0 | 0 | 0 | 0 | 0 | 0 | 0 | 0 | 0 | 0 | 0 | 0 | 0 | System Off | 0 | 0
3429 | 3429 | 2012-05-22 20:59 | 19.01 | 19.01 | 19.01 | 19.01 | 0 | 0 | 0 | 0 | 0 | 0 | 0 | 0 | 0 | 0 | 0 | 0 | 0 | 0 | 0 | 0 | 0 | 0 | System Off | 0 | 0
3430 | 3430 | 2012-05-22 21:59 | 18.33 | 18.33 | 18.33 | 18.33 | 0 | 0 | 0 | 0 | 0 | 0 | 0 | 0 | 0 | 0 | 0 | 0 | 0 | 0 | 0 | 0 | 0 | 0 | System Off | 0 | 0
3431 | 3431 | 2012-05-22 22:59 | 17.64 | 17.64 | 17.64 | 17.64 | 0 | 0 | 0 | 0 | 0 | 0 | 0 | 0 | 0 | 0 | 0 | 0 | 0 | 0 | 0 | 0 | 0 | 0 | System Off | 0 | 0
3432 | 3432 | 2012-05-22 23:59 | 16.95 | 16.95 | 16.95 | 16.95 | 0 | 0 | 0 | 0 | 0 | 0 | 0 | 0 | 0 | 0 | 0 | 0 | 0 | 0 | 0 | 0 | 0 | 0 | System Off | 0 | 0
3433 | 3433 | 2012-05-23 00:59 | 16.5 | 16.5 | 16.5 | 16.5 | 0 | 0 | 0 | 0 | 0 | 0 | 0 | 0 | 0 | 0 | 0 | 0 | 0 | 0 | 0 | 0 | 0 | 0 | System Off | 0 | 0
3434 | 3434 | 2012-05-23 01:59 | 16.04 | 16.04 | 16.04 | 16.04 | 0 | 0 | 0 | 0 | 0 | 0 | 0 | 0 | 0 | 0 | 0 | 0 | 0 | 0 | 0 | 0 | 0 | 0 | System Off | 0 | 0
3435 | 3435 | 2012-05-23 02:59 | 15.59 | 15.59 | 15.59 | 15.59 | 0 | 0 | 0 | 0 | 0 | 0 | 0 | 0 | 0 | 0 | 0 | 0 | 0 | 0 | 0 | 0 | 0 | 0 | System Off | 0 | 0
3436 | 3436 | 2012-05-23 03:59 | 16.39 | 17.17 | 17.17 | 16.39 | 43.49 | 7.44 | 18.28 | 16 | 14.16 | 52.03 | 0 | 0.14 | 0.14 | 0 | 14.45 | 0 | 0 | 12.61 | 0.80288 | 0.09408 | 0 | 0 | System Off | 0 | 0
3437 | 3437 | 2012-05-23 04:59 | 17.18 | 18.82 | 18.82 | 17.18 | 93.55 | 56.64 | 38.26 | 35 | 13.92 | 108.25 | 0.52 | 0.52 | 0.51 | 0.02 | 92.36 | 0 | 0 | 27.68 | 0.81134 | 0.09408 | 0 | 0 | System Off | 1 | 0
3438 | 3438 | 2012-05-23 05:59 | 17.98 | 21.12 | 21.12 | 17.98 | 181.62 | 143.15 | 72.87 | 67 | 14.12 | 204.43 | 0.69 | 0.7 | 0.68 | 0.05 | 183.58 | 0 | 0 | 52.85 | 0.82241 | 0.09408 | 0 | 0 | System Off | 1 | 0
3439 | 3439 | 2012-05-23 06:59 | 19.92 | 35.58 | 35.58 | 19.92 | 902.6 | 849.79 | 359.23 | 335 | 14.03 | 953.34 | 0.86 | 0.89 | 0.87 | 0.31 | 847.74 | 0 | 0 | 264.54 | 0.88761 | 0.09408 | 0 | 0 | System Off | 1 | 0
3440 | 3440 | 2012-05-23 07:59 | 21.86 | 50.58 | 50.58 | 21.86 | 1592.67 | 1523.52 | 651.14 | 617 | 13.44 | 1625.65 | 0.84 | 0.94 | 0.91 | 0.55 | 1195 | 0 | 0 | 490.86 | 0.92892 | 0.09408 | 0 | 0 | System Off | 1 | 0
3441 | 3441 | 2012-05-23 08:59 | 23.8 | 60.77 | 60.77 | 23.8 | 1962.81 | 1883.85 | 829.22 | 790 | 12.94 | 1981.66 | 0.82 | 0.95 | 0.93 | 0.68 | 1232.59 | 0 | 0 | 632.47 | 0.97719 | 0.09408 | 0 | 0 | System Off | 1 | 0
3442 | 3442 | 2012-05-23 09:59 | 24.1 | 64.48 | 64.48 | 24.1 | 2056.94 | 1975.36 | 882.96 | 840 | 12.75 | 2075.73 | 0.8 | 0.95 | 0.93 | 0.71 | 1186.42 | 0 | 0 | 674.07 | 0.98974 | 0.09408 | 0 | 0 | System Off | 1 | 0
3443 | 3443 | 2012-05-23 10:59 | 24.4 | 70.33 | 70.33 | 24.4 | 2231.11 | 2144.57 | 978.37 | 934 | 12.44 | 2240.03 | 0.8 | 0.96 | 0.93 | 0.78 | 1227.19 | 0 | 0 | 752.42 | 1.0117 | 0.09408 | 0 | 0 | System Off | 1 | 0
3444 | 3444 | 2012-05-23 11:59 | 24.7 | 29.49 | 29.49 | 24.7 | 241.59 | 202.04 | 99.28 | 92 | 13.68 | 269.83 | 0.71 | 0.75 | 0.73 | 0.07 | 113.97 | 0 | 0 | 72.98 | 0.86865 | 0.09408 | 0 | 0 | System Off | 1 | 0
3445 | 3445 | 2012-05-23 12:59 | 24.21 | 31.94 | 31.94 | 24.21 | 410.74 | 368.02 | 166.69 | 154 | 13.89 | 448.73 | 0.78 | 0.82 | 0.8 | 0.13 | 229.94 | 0 | 0 | 121.83 | 0.87812 | 0.09408 | 0 | 0 | System Off | 1 | 0
3446 | 3446 | 2012-05-23 13:59 | 23.72 | 29.42 | 29.42 | 23.72 | 314.01 | 273.11 | 127.52 | 118 | 13.86 | 346.66 | 0.78 | 0.79 | 0.77 | 0.1 | 192.89 | 0 | 0 | 93.39 | 0.86779 | 0.09408 | 0 | 0 | System Off | 1 | 0
3447 | 3447 | 2012-05-23 14:59 | 23.24 | 27.36 | 27.36 | 23.24 | 234.6 | 195.17 | 95.64 | 88 | 13.88 | 262.06 | 0.73 | 0.74 | 0.73 | 0.07 | 145.13 | 0 | 0 | 69.62 | 0.85875 | 0.09408 | 0 | 0 | System Off | 1 | 0
3448 | 3448 | 2012-05-23 15:59 | 22.98 | 31.13 | 31.13 | 22.98 | 453.47 | 409.93 | 183.14 | 169 | 13.98 | 494.58 | 0.82 | 0.83 | 0.81 | 0.15 | 311 | 0 | 0 | 133.55 | 0.87344 | 0.09408 | 0 | 0 | System Off | 1 | 0
3449 | 3449 | 2012-05-23 16:59 | 22.72 | 28.81 | 28.81 | 22.72 | 314.67 | 273.76 | 132.35 | 118 | 13.89 | 360.64 | 0.76 | 0.76 | 0.74 | 0.1 | 200.64 | 0 | 0 | 93.35 | 0.86158 | 0.09408 | 0 | 0 | System Off | 1 | 0
3450 | 3450 | 2012-05-23 17:59 | 22.46 | 25.09 | 25.09 | 22.46 | 133.46 | 95.85 | 55.29 | 51 | 13.63 | 152.82 | 0.54 | 0.63 | 0.61 | 0.03 | 64.57 | 0 | 0 | 40.48 | 0.84655 | 0.09408 | 0 | 0 | System Off | 0 | 0
3451 | 3451 | 2012-05-23 18:59 | 21.05 | 21.05 | 21.05 | 21.05 | 0 | 0 | 0 | 0 | 0 | 0 | 0 | 0 | 0 | 0 | 0 | 0 | 0 | 0 | 0 | 0 | 0 | 0 | System Off | 0 | 0
3452 | 3452 | 2012-05-23 19:59 | 19.64 | 19.64 | 19.64 | 19.64 | 0 | 0 | 0 | 0 | 0 | 0 | 0 | 0 | 0 | 0 | 0 | 0 | 0 | 0 | 0 | 0 | 0 | 0 | System Off | 0 | 0
3453 | 3453 | 2012-05-23 20:59 | 18.23 | 18.23 | 18.23 | 18.23 | 0 | 0 | 0 | 0 | 0 | 0 | 0 | 0 | 0 | 0 | 0 | 0 | 0 | 0 | 0 | 0 | 0 | 0 | System Off | 0 | 0
3454 | 3454 | 2012-05-23 21:59 | 17.82 | 17.82 | 17.82 | 17.82 | 0 | 0 | 0 | 0 | 0 | 0 | 0 | 0 | 0 | 0 | 0 | 0 | 0 | 0 | 0 | 0 | 0 | 0 | System Off | 0 | 0
3455 | 3455 | 2012-05-23 22:59 | 17.4 | 17.4 | 17.4 | 17.4 | 0 | 0 | 0 | 0 | 0 | 0 | 0 | 0 | 0 | 0 | 0 | 0 | 0 | 0 | 0 | 0 | 0 | 0 | System Off | 0 | 0
3456 | 3456 | 2012-05-23 23:59 | 16.99 | 16.99 | 16.99 | 16.99 | 0 | 0 | 0 | 0 | 0 | 0 | 0 | 0 | 0 | 0 | 0 | 0 | 0 | 0 | 0 | 0 | 0 | 0 | System Off | 0 | 0
3457 | 3457 | 2012-05-24 00:59 | 17.09 | 17.09 | 17.09 | 17.09 | 0 | 0 | 0 | 0 | 0 | 0 | 0 | 0 | 0 | 0 | 0 | 0 | 0 | 0 | 0 | 0 | 0 | 0 | System Off | 0 | 0
3458 | 3458 | 2012-05-24 01:59 | 17.2 | 17.2 | 17.2 | 17.2 | 0 | 0 | 0 | 0 | 0 | 0 | 0 | 0 | 0 | 0 | 0 | 0 | 0 | 0 | 0 | 0 | 0 | 0 | System Off | 0 | 0
3459 | 3459 | 2012-05-24 02:59 | 17.3 | 17.3 | 17.3 | 17.3 | 0 | 0 | 0 | 0 | 0 | 0 | 0 | 0 | 0 | 0 | 0 | 0 | 0 | 0 | 0 | 0 | 0 | 0 | System Off | 0 | 0
3460 | 3460 | 2012-05-24 03:59 | 18.19 | 19.22 | 19.22 | 18.19 | 48.44 | 12.31 | 20.46 | 19 | 13.28 | 57.8 | 0 | 0.21 | 0.21 | 0 | 23.91 | 0 | 0 | 15.15 | 0.81427 | 0.09408 | 0 | 0 | System Off | 0 | 0
3461 | 3461 | 2012-05-24 04:59 | 19.08 | 23.61 | 23.61 | 19.08 | 189.36 | 150.75 | 86.49 | 71 | 13.89 | 240.37 | 0.58 | 0.63 | 0.61 | 0.05 | 245.8 | 0 | 0 | 56.17 | 0.8299 | 0.09408 | 0 | 0 | System Off | 1 | 0
3462 | 3462 | 2012-05-24 05:59 | 19.97 | 33.75 | 33.75 | 19.97 | 596.73 | 550.35 | 251.68 | 223 | 13.94 | 672.74 | 0.79 | 0.82 | 0.8 | 0.2 | 705.8 | 0 | 0 | 176.31 | 0.86559 | 0.09408 | 0 | 0 | System Off | 1 | 0
3463 | 3463 | 2012-05-24 06:59 | 21.64 | 46.65 | 46.65 | 21.64 | 1131.54 | 1073.6 | 466.68 | 436 | 13.52 | 1184.36 | 0.84 | 0.91 | 0.88 | 0.39 | 1071 | 0 | 0 | 346.55 | 0.91941 | 0.09408 | 0 | 0 | System Off | 1 | 0
3464 | 3464 | 2012-05-24 07:59 | 23.3 | 59.45 | 59.45 | 23.3 | 1626.3 | 1556.29 | 689.12 | 654 | 12.95 | 1656.41 | 0.81 | 0.94 | 0.92 | 0.56 | 1220.7 | 0 | 0 | 523.52 | 0.94637 | 0.09408 | 0 | 0 | System Off | 1 | 0
3465 | 3465 | 2012-05-24 08:59 | 24.97 | 69.89 | 69.89 | 24.97 | 1994.56 | 1914.71 | 875.37 | 835 | 12.44 | 2008.26 | 0.79 | 0.95 | 0.93 | 0.69 | 1252.79 | 0 | 0 | 672.67 | 0.99513 | 0.09408 | 0 | 0 | System Off | 1 | 0
3466 | 3466 | 2012-05-24 09:59 | 25.17 | 72.64 | 72.64 | 25.17 | 2231.83 | 2145.26 | 987.32 | 944 | 12.31 | 2236.58 | 0.79 | 0.96 | 0.93 | 0.78 | 1288.47 | 0 | 0 | 761.68 | 1.0192 | 0.09408 | 0 | 0 | System Off | 1 | 0
3467 | 3467 | 2012-05-24 10:59 | 25.38 | 72.31 | 72.31 | 25.38 | 2356.39 | 2266.17 | 1038.41 | 994 | 12.35 | 2355.95 | 0.79 | 0.96 | 0.94 | 0.82 | 1296.77 | 0 | 0 | 801.69 | 1.0309 | 0.09408 | 0 | 0 | System Off | 1 | 0
3468 | 3468 | 2012-05-24 11:59 | 25.59 | 59.5 | 59.5 | 25.59 | 1882.17 | 1805.41 | 795.47 | 754 | 13 | 1911.58 | 0.82 | 0.94 | 0.92 | 0.65 | 1018.4 | 0 | 0 | 603.19 | 0.98148 | 0.09408 | 0 | 0 | System Off | 1 | 0
3469 | 3469 | 2012-05-24 12:59 | 25.73 | 58.3 | 58.3 | 25.73 | 1847.73 | 1771.9 | 775.88 | 737 | 13.06 | 1874.25 | 0.82 | 0.95 | 0.92 | 0.64 | 1107.08 | 0 | 0 | 589.17 | 0.97882 | 0.09408 | 0 | 0 | System Off | 1 | 0
3470 | 3470 | 2012-05-24 13:59 | 25.87 | 36.94 | 36.94 | 25.87 | 659.92 | 612.25 | 267.97 | 249 | 13.8 | 707.34 | 0.82 | 0.87 | 0.85 | 0.22 | 432.41 | 0 | 0 | 197.2 | 0.90798 | 0.09408 | 0 | 0 | System Off | 1 | 0
3471 | 3471 | 2012-05-24 14:59 | 26.02 | 46.26 | 46.26 | 26.02 | 1216.44 | 1156.52 | 497.17 | 467 | 13.57 | 1263.76 | 0.84 | 0.92 | 0.89 | 0.42 | 860.02 | 0 | 0 | 370.95 | 0.92518 | 0.09408 | 0 | 0 | System Off | 1 | 0
3472 | 3472 | 2012-05-24 15:59 | 25.29 | 34.76 | 34.76 | 25.29 | 573.46 | 527.55 | 234.45 | 215 | 13.89 | 624.2 | 0.81 | 0.85 | 0.83 | 0.19 | 400.23 | 0 | 0 | 170.08 | 0.89731 | 0.09408 | 0 | 0 | System Off | 1 | 0
3473 | 3473 | 2012-05-24 16:59 | 24.57 | 29.89 | 29.89 | 24.57 | 289.58 | 249.14 | 132.49 | 109 | 13.84 | 359.54 | 0.68 | 0.69 | 0.68 | 0.09 | 182.59 | 0 | 0 | 86.29 | 0.87126 | 0.09408 | 0 | 0 | System Off | 1 | 0
3474 | 3474 | 2012-05-24 17:59 | 23.85 | 25.44 | 25.44 | 23.85 | 94.7 | 57.77 | 40.03 | 37 | 13.33 | 110.5 | 0.5 | 0.52 | 0.51 | 0.02 | 38.92 | 0 | 0 | 29.48 | 0.85228 | 0.09408 | 0 | 0 | System Off | 0 | 0
3475 | 3475 | 2012-05-24 18:59 | 22.62 | 22.62 | 22.62 | 22.62 | 0 | 0 | 0 | 0 | 0 | 0 | 0 | 0 | 0 | 0 | 0 | 0 | 0 | 0 | 0 | 0 | 0 | 0 | System Off | 0 | 0
3476 | 3476 | 2012-05-24 19:59 | 21.39 | 21.39 | 21.39 | 21.39 | 0 | 0 | 0 | 0 | 0 | 0 | 0 | 0 | 0 | 0 | 0 | 0 | 0 | 0 | 0 | 0 | 0 | 0 | System Off | 0 | 0
3477 | 3477 | 2012-05-24 20:59 | 20.15 | 20.15 | 20.15 | 20.15 | 0 | 0 | 0 | 0 | 0 | 0 | 0 | 0 | 0 | 0 | 0 | 0 | 0 | 0 | 0 | 0 | 0 | 0 | System Off | 0 | 0
3478 | 3478 | 2012-05-24 21:59 | 19.36 | 19.36 | 19.36 | 19.36 | 0 | 0 | 0 | 0 | 0 | 0 | 0 | 0 | 0 | 0 | 0 | 0 | 0 | 0 | 0 | 0 | 0 | 0 | System Off | 0 | 0
3479 | 3479 | 2012-05-24 22:59 | 18.56 | 18.56 | 18.56 | 18.56 | 0 | 0 | 0 | 0 | 0 | 0 | 0 | 0 | 0 | 0 | 0 | 0 | 0 | 0 | 0 | 0 | 0 | 0 | System Off | 0 | 0
3480 | 3480 | 2012-05-24 23:59 | 17.77 | 17.77 | 17.77 | 17.77 | 0 | 0 | 0 | 0 | 0 | 0 | 0 | 0 | 0 | 0 | 0 | 0 | 0 | 0 | 0 | 0 | 0 | 0 | System Off | 0 | 0
3481 | 3481 | 2012-05-25 00:59 | 17.07 | 17.07 | 17.07 | 17.07 | 0 | 0 | 0 | 0 | 0 | 0 | 0 | 0 | 0 | 0 | 0 | 0 | 0 | 0 | 0 | 0 | 0 | 0 | System Off | 0 | 0
3482 | 3482 | 2012-05-25 01:59 | 16.38 | 16.38 | 16.38 | 16.38 | 0 | 0 | 0 | 0 | 0 | 0 | 0 | 0 | 0 | 0 | 0 | 0 | 0 | 0 | 0 | 0 | 0 | 0 | System Off | 0 | 0
3483 | 3483 | 2012-05-25 02:59 | 15.68 | 15.68 | 15.68 | 15.68 | 0 | 0 | 0 | 0 | 0 | 0 | 0 | 0 | 0 | 0 | 0 | 0 | 0 | 0 | 0 | 0 | 0 | 0 | System Off | 0 | 0
3484 | 3484 | 2012-05-25 03:59 | 15.92 | 16.63 | 16.63 | 15.92 | 41.45 | 5.44 | 17.44 | 16 | 13.49 | 49.76 | 0 | 0.11 | 0.11 | 0 | 10.56 | 0 | 0 | 12.72 | 0.80011 | 0.09408 | 0 | 0 | System Off | 0 | 0
3485 | 3485 | 2012-05-25 04:59 | 16.17 | 19.01 | 19.01 | 16.17 | 123.54 | 86.1 | 71.48 | 46 | 13.99 | 202.11 | 0.42 | 0.43 | 0.42 | 0.03 | 140.39 | 0 | 0 | 36.35 | 0.80744 | 0.09408 | 0 | 0 | System Off | 1 | 0
3486 | 3486 | 2012-05-25 05:59 | 16.41 | 27.5 | 27.5 | 16.41 | 681.97 | 633.85 | 285.08 | 247 | 14.38 | 780.73 | 0.81 | 0.81 | 0.79 | 0.23 | 812.89 | 0 | 0 | 194.19 | 0.84812 | 0.09408 | 0 | 0 | System Off | 1 | 0
3487 | 3487 | 2012-05-25 06:59 | 17.79 | 30.91 | 30.91 | 17.79 | 870.8 | 818.69 | 340.64 | 317 | 14.31 | 920.69 | 0.88 | 0.89 | 0.87 | 0.3 | 816.71 | 0 | 0 | 249.46 | 0.87049 | 0.09408 | 0 | 0 | System Off | 1 | 0
3488 | 3488 | 2012-05-25 07:59 | 19.17 | 46.33 | 46.33 | 19.17 | 1783.17 | 1709.07 | 711.59 | 676 | 13.74 | 1808.27 | 0.87 | 0.95 | 0.92 | 0.62 | 1340.53 | 0 | 0 | 535.81 | 0.92303 | 0.09408 | 0 | 0 | System Off | 1 | 0
3489 | 3489 | 2012-05-25 08:59 | 20.55 | 54.07 | 54.07 | 20.55 | 2173.11 | 2088.24 | 886.96 | 847 | 13.36 | 2181.94 | 0.86 | 0.96 | 0.93 | 0.76 | 1366.33 | 0 | 0 | 674.53 | 0.96659 | 0.09408 | 0 | 0 | System Off | 1 | 0
3490 | 3490 | 2012-05-25 09:59 | 21.33 | 58.79 | 58.79 | 21.33 | 2426.72 | 2334.4 | 1006.21 | 963 | 13.12 | 2425.53 | 0.83 | 0.96 | 0.94 | 0.84 | 1402.06 | 0 | 0 | 769.2 | 0.99557 | 0.09408 | 0 | 0 | System Off | 1 | 0
3491 | 3491 | 2012-05-25 10:59 | 22.12 | 60.67 | 60.67 | 22.12 | 2516 | 2420.97 | 1050.21 | 1006 | 13.03 | 2510.93 | 0.84 | 0.96 | 0.94 | 0.88 | 1385.36 | 0 | 0 | 804.54 | 1.0098 | 0.09408 | 0 | 0 | System Off | 1 | 0
3492 | 3492 | 2012-05-25 11:59 | 22.9 | 59.38 | 59.38 | 22.9 | 2426.94 | 2334.62 | 1008.75 | 965 | 13.1 | 2425.34 | 0.83 | 0.96 | 0.94 | 0.84 | 1316.91 | 0 | 0 | 771.05 | 1.0065 | 0.09408 | 0 | 0 | System Off | 1 | 0
3493 | 3493 | 2012-05-25 12:59 | 23.05 | 56.1 | 56.1 | 23.05 | 2254.14 | 2166.93 | 925.12 | 886 | 13.25 | 2256.14 | 0.84 | 0.96 | 0.94 | 0.78 | 1353.89 | 0 | 0 | 706.58 | 0.99107 | 0.09408 | 0 | 0 | System Off | 1 | 0
3494 | 3494 | 2012-05-25 13:59 | 23.2 | 49.65 | 49.65 | 23.2 | 1859.72 | 1783.56 | 749.34 | 714 | 13.57 | 1878.15 | 0.87 | 0.95 | 0.93 | 0.65 | 1259.66 | 0 | 0 | 567.16 | 0.95674 | 0.09408 | 0 | 0 | System Off | 1 | 0
3495 | 3495 | 2012-05-25 14:59 | 23.35 | 42.36 | 42.36 | 23.35 | 1364.74 | 1301.27 | 545.16 | 513 | 13.86 | 1408.03 | 0.86 | 0.92 | 0.9 | 0.47 | 967.66 | 0 | 0 | 406.01 | 0.91708 | 0.09408 | 0 | 0 | System Off | 1 | 0
3496 | 3496 | 2012-05-25 15:59 | 22.44 | 33.91 | 33.91 | 22.44 | 766.64 | 716.75 | 318.4 | 284 | 14.06 | 850.55 | 0.82 | 0.84 | 0.82 | 0.26 | 543.77 | 0 | 0 | 224.19 | 0.8932 | 0.09408 | 0 | 0 | System Off | 1 | 0
3497 | 3497 | 2012-05-25 16:59 | 21.54 | 25.88 | 25.88 | 21.54 | 219.91 | 180.75 | 116.29 | 83 | 13.8 | 320.45 | 0.6 | 0.56 | 0.55 | 0.07 | 132.47 | 0 | 0 | 65.74 | 0.84731 | 0.09408 | 0 | 0 | System Off | 1 | 0
3498 | 3498 | 2012-05-25 17:59 | 20.64 | 21.99 | 21.99 | 20.64 | 83.06 | 46.33 | 34.81 | 32 | 13.52 | 97.35 | 0.57 | 0.48 | 0.47 | 0.02 | 31.21 | 0 | 0 | 25.43 | 0.83164 | 0.09408 | 0 | 0 | System Off | 0 | 0
3499 | 3499 | 2012-05-25 18:59 | 19.58 | 19.58 | 19.58 | 19.58 | 0 | 0 | 0 | 0 | 0 | 0 | 0 | 0 | 0 | 0 | 0 | 0 | 0 | 0 | 0 | 0 | 0 | 0 | System Off | 0 | 0
3500 | 3500 | 2012-05-25 19:59 | 18.53 | 18.53 | 18.53 | 18.53 | 0 | 0 | 0 | 0 | 0 | 0 | 0 | 0 | 0 | 0 | 0 | 0 | 0 | 0 | 0 | 0 | 0 | 0 | System Off | 0 | 0
3501 | 3501 | 2012-05-25 20:59 | 17.47 | 17.47 | 17.47 | 17.47 | 0 | 0 | 0 | 0 | 0 | 0 | 0 | 0 | 0 | 0 | 0 | 0 | 0 | 0 | 0 | 0 | 0 | 0 | System Off | 0 | 0
3502 | 3502 | 2012-05-25 21:59 | 16.87 | 16.87 | 16.87 | 16.87 | 0 | 0 | 0 | 0 | 0 | 0 | 0 | 0 | 0 | 0 | 0 | 0 | 0 | 0 | 0 | 0 | 0 | 0 | System Off | 0 | 0
3503 | 3503 | 2012-05-25 22:59 | 16.27 | 16.27 | 16.27 | 16.27 | 0 | 0 | 0 | 0 | 0 | 0 | 0 | 0 | 0 | 0 | 0 | 0 | 0 | 0 | 0 | 0 | 0 | 0 | System Off | 0 | 0
3504 | 3504 | 2012-05-25 23:59 | 15.67 | 15.67 | 15.67 | 15.67 | 0 | 0 | 0 | 0 | 0 | 0 | 0 | 0 | 0 | 0 | 0 | 0 | 0 | 0 | 0 | 0 | 0 | 0 | System Off | 0 | 0
3505 | 3505 | 2012-05-26 00:59 | 15.09 | 15.09 | 15.09 | 15.09 | 0 | 0 | 0 | 0 | 0 | 0 | 0 | 0 | 0 | 0 | 0 | 0 | 0 | 0 | 0 | 0 | 0 | 0 | System Off | 0 | 0
3506 | 3506 | 2012-05-26 01:59 | 14.51 | 14.51 | 14.51 | 14.51 | 0 | 0 | 0 | 0 | 0 | 0 | 0 | 0 | 0 | 0 | 0 | 0 | 0 | 0 | 0 | 0 | 0 | 0 | System Off | 0 | 0
3507 | 3507 | 2012-05-26 02:59 | 13.93 | 13.93 | 13.93 | 13.93 | 0 | 0 | 0 | 0 | 0 | 0 | 0 | 0 | 0 | 0 | 0 | 0 | 0 | 0 | 0 | 0 | 0 | 0 | System Off | 0 | 0
3508 | 3508 | 2012-05-26 03:59 | 14.5 | 15.25 | 15.25 | 14.5 | 41.71 | 5.69 | 17.44 | 16 | 13.58 | 50 | 0 | 0.11 | 0.11 | 0 | 11.05 | 0 | 0 | 12.71 | 0.79168 | 0.09408 | 0 | 0 | System Off | 0 | 0
3509 | 3509 | 2012-05-26 04:59 | 15.07 | 18.16 | 18.16 | 15.07 | 129.38 | 91.84 | 73.04 | 48 | 14.04 | 207.18 | 0.41 | 0.44 | 0.43 | 0.03 | 149.74 | 0 | 0 | 37.9 | 0.80126 | 0.09408 | 0 | 0 | System Off | 1 | 0
3510 | 3510 | 2012-05-26 05:59 | 15.64 | 27.61 | 27.61 | 15.64 | 688.69 | 640.43 | 288.43 | 249 | 14.41 | 789.57 | 0.8 | 0.81 | 0.79 | 0.23 | 821.33 | 0 | 0 | 195.7 | 0.84378 | 0.09408 | 0 | 0 | System Off | 1 | 0
3511 | 3511 | 2012-05-26 06:59 | 17.33 | 37.8 | 37.8 | 17.33 | 1287.28 | 1225.68 | 508.99 | 476 | 14.09 | 1338.96 | 0.86 | 0.92 | 0.89 | 0.44 | 1222.71 | 0 | 0 | 375.63 | 0.89937 | 0.09408 | 0 | 0 | System Off | 1 | 0
3512 | 3512 | 2012-05-26 07:59 | 19.03 | 47.81 | 47.81 | 19.03 | 1841.85 | 1766.17 | 737.7 | 702 | 13.67 | 1863.2 | 0.87 | 0.95 | 0.92 | 0.64 | 1385.33 | 0 | 0 | 556.93 | 0.92739 | 0.09408 | 0 | 0 | System Off | 1 | 0
3513 | 3513 | 2012-05-26 08:59 | 20.72 | 54.93 | 54.93 | 20.72 | 2207.12 | 2121.27 | 903.01 | 863 | 13.32 | 2213.33 | 0.85 | 0.96 | 0.93 | 0.77 | 1387.94 | 0 | 0 | 687.64 | 0.971 | 0.09408 | 0 | 0 | System Off | 1 | 0
3514 | 3514 | 2012-05-26 09:59 | 21.51 | 59.65 | 59.65 | 21.51 | 2415.32 | 2323.34 | 1005.3 | 962 | 13.08 | 2414.26 | 0.84 | 0.96 | 0.94 | 0.84 | 1395.42 | 0 | 0 | 768.86 | 0.99668 | 0.09408 | 0 | 0 | System Off | 1 | 0
3515 | 3515 | 2012-05-26 10:59 | 22.31 | 62.25 | 62.25 | 22.31 | 2498.38 | 2403.89 | 1050.3 | 1006 | 12.93 | 2493.71 | 0.83 | 0.96 | 0.94 | 0.87 | 1375.58 | 0 | 0 | 805.46 | 1.0113 | 0.09408 | 0 | 0 | System Off | 1 | 0
3516 | 3516 | 2012-05-26 11:59 | 23.1 | 46.02 | 46.02 | 23.1 | 1500.09 | 1433.29 | 601.93 | 571 | 13.68 | 1531.53 | 0.86 | 0.94 | 0.91 | 0.52 | 808.49 | 0 | 0 | 452.9 | 0.92729 | 0.09408 | 0 | 0 | System Off | 1 | 0
3517 | 3517 | 2012-05-26 12:59 | 23.32 | 58.14 | 58.14 | 23.32 | 2218.81 | 2132.61 | 919.31 | 880 | 13.13 | 2222.27 | 0.84 | 0.96 | 0.94 | 0.77 | 1332.45 | 0 | 0 | 702.84 | 0.99191 | 0.09408 | 0 | 0 | System Off | 1 | 0
3518 | 3518 | 2012-05-26 13:59 | 23.54 | 51.81 | 51.81 | 23.54 | 1843.57 | 1767.85 | 749.82 | 715 | 13.43 | 1862.32 | 0.85 | 0.95 | 0.93 | 0.64 | 1248.57 | 0 | 0 | 568.93 | 0.9594 | 0.09408 | 0 | 0 | System Off | 1 | 0
3519 | 3519 | 2012-05-26 14:59 | 23.77 | 44.16 | 44.16 | 23.77 | 1349.07 | 1285.99 | 543.17 | 511 | 13.75 | 1392.66 | 0.87 | 0.92 | 0.9 | 0.47 | 956.29 | 0 | 0 | 404.97 | 0.91948 | 0.09408 | 0 | 0 | System Off | 1 | 0
3520 | 3520 | 2012-05-26 15:59 | 22.96 | 35.46 | 35.46 | 22.96 | 762.03 | 712.24 | 318.33 | 284 | 13.98 | 845.23 | 0.82 | 0.84 | 0.82 | 0.26 | 540.35 | 0 | 0 | 224.43 | 0.89655 | 0.09408 | 0 | 0 | System Off | 1 | 0
3521 | 3521 | 2012-05-26 16:59 | 22.16 | 27.01 | 27.01 | 22.16 | 222.04 | 182.84 | 117.71 | 84 | 13.77 | 322.96 | 0.59 | 0.57 | 0.55 | 0.07 | 134 | 0 | 0 | 66.56 | 0.85132 | 0.09408 | 0 | 0 | System Off | 1 | 0
3522 | 3522 | 2012-05-26 17:59 | 21.36 | 22.93 | 22.93 | 21.36 | 86.39 | 49.6 | 36.29 | 33 | 13.63 | 101.12 | 0.55 | 0.49 | 0.48 | 0.02 | 33.41 | 0 | 0 | 26.19 | 0.83621 | 0.09408 | 0 | 0 | System Off | 0 | 0
3523 | 3523 | 2012-05-26 18:59 | 19.87 | 19.87 | 19.87 | 19.87 | 0 | 0 | 0 | 0 | 0 | 0 | 0 | 0 | 0 | 0 | 0 | 0 | 0 | 0 | 0 | 0 | 0 | 0 | System Off | 0 | 0
3524 | 3524 | 2012-05-26 19:59 | 18.38 | 18.38 | 18.38 | 18.38 | 0 | 0 | 0 | 0 | 0 | 0 | 0 | 0 | 0 | 0 | 0 | 0 | 0 | 0 | 0 | 0 | 0 | 0 | System Off | 0 | 0
3525 | 3525 | 2012-05-26 20:59 | 16.88 | 16.88 | 16.88 | 16.88 | 0 | 0 | 0 | 0 | 0 | 0 | 0 | 0 | 0 | 0 | 0 | 0 | 0 | 0 | 0 | 0 | 0 | 0 | System Off | 0 | 0
3526 | 3526 | 2012-05-26 21:59 | 16.22 | 16.22 | 16.22 | 16.22 | 0 | 0 | 0 | 0 | 0 | 0 | 0 | 0 | 0 | 0 | 0 | 0 | 0 | 0 | 0 | 0 | 0 | 0 | System Off | 0 | 0
3527 | 3527 | 2012-05-26 22:59 | 15.55 | 15.55 | 15.55 | 15.55 | 0 | 0 | 0 | 0 | 0 | 0 | 0 | 0 | 0 | 0 | 0 | 0 | 0 | 0 | 0 | 0 | 0 | 0 | System Off | 0 | 0
3528 | 3528 | 2012-05-26 23:59 | 14.88 | 14.88 | 14.88 | 14.88 | 0 | 0 | 0 | 0 | 0 | 0 | 0 | 0 | 0 | 0 | 0 | 0 | 0 | 0 | 0 | 0 | 0 | 0 | System Off | 0 | 0
3529 | 3529 | 2012-05-27 00:59 | 14.34 | 14.34 | 14.34 | 14.34 | 0 | 0 | 0 | 0 | 0 | 0 | 0 | 0 | 0 | 0 | 0 | 0 | 0 | 0 | 0 | 0 | 0 | 0 | System Off | 0 | 0
3530 | 3530 | 2012-05-27 01:59 | 13.81 | 13.81 | 13.81 | 13.81 | 0 | 0 | 0 | 0 | 0 | 0 | 0 | 0 | 0 | 0 | 0 | 0 | 0 | 0 | 0 | 0 | 0 | 0 | System Off | 0 | 0
3531 | 3531 | 2012-05-27 02:59 | 13.27 | 13.27 | 13.27 | 13.27 | 0 | 0 | 0 | 0 | 0 | 0 | 0 | 0 | 0 | 0 | 0 | 0 | 0 | 0 | 0 | 0 | 0 | 0 | System Off | 0 | 0
3532 | 3532 | 2012-05-27 03:59 | 14.21 | 14.87 | 14.87 | 14.21 | 34.98 | 0 | 14.74 | 13 | 14.01 | 42.31 | 0 | 0 | 0 | 0 | 0 | 0 | 0 | 10.27 | 0.78937 | 0.09408 | 0 | 0 | System Off | 0 | 0
3533 | 3533 | 2012-05-27 04:59 | 15.15 | 18.93 | 18.93 | 15.15 | 202.6 | 163.76 | 81.5 | 74 | 14.26 | 230.52 | 0.74 | 0.71 | 0.69 | 0.06 | 267.01 | 0 | 0 | 58.27 | 0.80677 | 0.09408 | 0 | 0 | System Off | 1 | 0
3534 | 3534 | 2012-05-27 05:59 | 16.09 | 22.81 | 22.81 | 16.09 | 355.8 | 314.12 | 140.33 | 129 | 14.37 | 391.19 | 0.78 | 0.8 | 0.79 | 0.11 | 402.85 | 0 | 0 | 101.44 | 0.8231 | 0.09408 | 0 | 0 | System Off | 1 | 0
3535 | 3535 | 2012-05-27 06:59 | 18.03 | 27.75 | 27.75 | 18.03 | 525.9 | 480.93 | 207.48 | 192 | 14.27 | 567.66 | 0.82 | 0.85 | 0.83 | 0.17 | 479.77 | 0 | 0 | 151.17 | 0.8473 | 0.09408 | 0 | 0 | System Off | 1 | 0
3536 | 3536 | 2012-05-27 07:59 | 19.98 | 33.15 | 33.15 | 19.98 | 722.22 | 673.27 | 287.24 | 267 | 14.09 | 769.62 | 0.84 | 0.87 | 0.85 | 0.24 | 528.09 | 0 | 0 | 210.69 | 0.87435 | 0.09408 | 0 | 0 | System Off | 1 | 0
3537 | 3537 | 2012-05-27 08:59 | 21.92 | 60.95 | 60.95 | 21.92 | 2062.34 | 1980.61 | 869.1 | 829 | 12.96 | 2075.34 | 0.83 | 0.95 | 0.93 | 0.72 | 1295.91 | 0 | 0 | 663.56 | 0.97276 | 0.09408 | 0 | 0 | System Off | 1 | 0
3538 | 3538 | 2012-05-27 09:59 | 22.66 | 39.23 | 39.23 | 22.66 | 916.6 | 863.49 | 370.34 | 345 | 13.84 | 968.67 | 0.84 | 0.89 | 0.87 | 0.31 | 518.62 | 0 | 0 | 273.11 | 0.90711 | 0.09408 | 0 | 0 | System Off | 1 | 0
3539 | 3539 | 2012-05-27 10:59 | 23.41 | 43.67 | 43.67 | 23.41 | 1114.67 | 1057.12 | 454.43 | 424 | 13.69 | 1167.45 | 0.84 | 0.91 | 0.88 | 0.38 | 604.91 | 0 | 0 | 336.26 | 0.92813 | 0.09408 | 0 | 0 | System Off | 1 | 0
3540 | 3540 | 2012-05-27 11:59 | 24.16 | 62.42 | 62.42 | 24.16 | 2021.31 | 1940.73 | 861.17 | 818 | 12.87 | 2043.15 | 0.81 | 0.95 | 0.93 | 0.7 | 1094.73 | 0 | 0 | 655.46 | 0.9854 | 0.09408 | 0 | 0 | System Off | 1 | 0
3541 | 3541 | 2012-05-27 12:59 | 23.88 | 55.17 | 55.17 | 23.88 | 1717.17 | 1644.81 | 715.01 | 677 | 13.21 | 1750.72 | 0.83 | 0.94 | 0.92 | 0.59 | 1027.67 | 0 | 0 | 540.17 | 0.95432 | 0.09408 | 0 | 0 | System Off | 1 | 0
3542 | 3542 | 2012-05-27 13:59 | 23.6 | 53.01 | 53.01 | 23.6 | 1657.69 | 1586.87 | 682.85 | 648 | 13.32 | 1687.39 | 0.83 | 0.94 | 0.92 | 0.57 | 1120.74 | 0 | 0 | 516.3 | 0.94648 | 0.09408 | 0 | 0 | System Off | 1 | 0
3543 | 3543 | 2012-05-27 14:59 | 23.33 | 45.09 | 45.09 | 23.33 | 1263.41 | 1202.38 | 512.73 | 482 | 13.65 | 1309.57 | 0.84 | 0.92 | 0.9 | 0.43 | 894.12 | 0 | 0 | 382.46 | 0.93952 | 0.09408 | 0 | 0 | System Off | 1 | 0
3544 | 3544 | 2012-05-27 15:59 | 22.6 | 25.49 | 25.49 | 22.6 | 157.11 | 119.08 | 64.67 | 60 | 13.64 | 178.47 | 0.62 | 0.67 | 0.65 | 0.04 | 90.34 | 0 | 0 | 47.62 | 0.84922 | 0.09408 | 0 | 0 | System Off | 1 | 0
3545 | 3545 | 2012-05-27 16:59 | 21.88 | 27.92 | 27.92 | 21.88 | 311.98 | 271.12 | 128.46 | 117 | 13.89 | 351.23 | 0.78 | 0.77 | 0.75 | 0.1 | 198.7 | 0 | 0 | 92.56 | 0.85619 | 0.09408 | 0 | 0 | System Off | 1 | 0
3546 | 3546 | 2012-05-27 17:59 | 21.16 | 24.03 | 24.03 | 21.16 | 140.38 | 102.64 | 57.72 | 53 | 13.8 | 160.18 | 0.69 | 0.64 | 0.63 | 0.04 | 69.14 | 0 | 0 | 41.98 | 0.83898 | 0.09408 | 0 | 0 | System Off | 0 | 0
3547 | 3547 | 2012-05-27 18:59 | 19.9 | 19.9 | 19.9 | 19.9 | 0 | 0 | 0 | 0 | 0 | 0 | 0 | 0 | 0 | 0 | 0 | 0 | 0 | 0 | 0 | 0 | 0 | 0 | System Off | 0 | 0
3548 | 3548 | 2012-05-27 19:59 | 18.65 | 18.65 | 18.65 | 18.65 | 0 | 0 | 0 | 0 | 0 | 0 | 0 | 0 | 0 | 0 | 0 | 0 | 0 | 0 | 0 | 0 | 0 | 0 | System Off | 0 | 0
3549 | 3549 | 2012-05-27 20:59 | 17.39 | 17.39 | 17.39 | 17.39 | 0 | 0 | 0 | 0 | 0 | 0 | 0 | 0 | 0 | 0 | 0 | 0 | 0 | 0 | 0 | 0 | 0 | 0 | System Off | 0 | 0
3550 | 3550 | 2012-05-27 21:59 | 17.38 | 17.38 | 17.38 | 17.38 | 0 | 0 | 0 | 0 | 0 | 0 | 0 | 0 | 0 | 0 | 0 | 0 | 0 | 0 | 0 | 0 | 0 | 0 | System Off | 0 | 0
3551 | 3551 | 2012-05-27 22:59 | 17.37 | 17.37 | 17.37 | 17.37 | 0 | 0 | 0 | 0 | 0 | 0 | 0 | 0 | 0 | 0 | 0 | 0 | 0 | 0 | 0 | 0 | 0 | 0 | System Off | 0 | 0
3552 | 3552 | 2012-05-27 23:59 | 17.36 | 17.36 | 17.36 | 17.36 | 0 | 0 | 0 | 0 | 0 | 0 | 0 | 0 | 0 | 0 | 0 | 0 | 0 | 0 | 0 | 0 | 0 | 0 | System Off | 0 | 0
3553 | 3553 | 2012-05-28 00:59 | 16.05 | 16.05 | 16.05 | 16.05 | 0 | 0 | 0 | 0 | 0 | 0 | 0 | 0 | 0 | 0 | 0 | 0 | 0 | 0 | 0 | 0 | 0 | 0 | System Off | 0 | 0
3554 | 3554 | 2012-05-28 01:59 | 14.73 | 14.73 | 14.73 | 14.73 | 0 | 0 | 0 | 0 | 0 | 0 | 0 | 0 | 0 | 0 | 0 | 0 | 0 | 0 | 0 | 0 | 0 | 0 | System Off | 0 | 0
3555 | 3555 | 2012-05-28 02:59 | 13.42 | 13.42 | 13.42 | 13.42 | 0 | 0 | 0 | 0 | 0 | 0 | 0 | 0 | 0 | 0 | 0 | 0 | 0 | 0 | 0 | 0 | 0 | 0 | System Off | 0 | 0
3556 | 3556 | 2012-05-28 03:59 | 14.81 | 15.93 | 15.93 | 14.81 | 55.55 | 19.3 | 22.97 | 21 | 13.78 | 65.69 | 0.44 | 0.29 | 0.29 | 0.01 | 37.48 | 0 | 0 | 16.64 | 0.79448 | 0.09408 | 0 | 0 | System Off | 1 | 0
3557 | 3557 | 2012-05-28 04:59 | 16.2 | 20.25 | 20.25 | 16.2 | 177.91 | 139.51 | 84.73 | 66 | 14.04 | 238.48 | 0.59 | 0.58 | 0.57 | 0.05 | 227.47 | 0 | 0 | 52.11 | 0.81153 | 0.09408 | 0 | 0 | System Off | 1 | 0
3558 | 3558 | 2012-05-28 05:59 | 17.59 | 29.77 | 29.77 | 17.59 | 624.02 | 577.08 | 259.25 | 229 | 14.19 | 703.79 | 0.81 | 0.82 | 0.8 | 0.21 | 740.09 | 0 | 0 | 180.47 | 0.85194 | 0.09408 | 0 | 0 | System Off | 1 | 0
3559 | 3559 | 2012-05-28 06:59 | 19.42 | 40.32 | 40.32 | 19.42 | 1155.32 | 1096.83 | 463.81 | 433 | 13.9 | 1207.83 | 0.86 | 0.91 | 0.89 | 0.4 | 1094.18 | 0 | 0 | 342.52 | 0.90424 | 0.09408 | 0 | 0 | System Off | 1 | 0
3560 | 3560 | 2012-05-28 07:59 | 21.25 | 51.43 | 51.43 | 21.25 | 1705.96 | 1633.89 | 696.91 | 662 | 13.42 | 1733.73 | 0.85 | 0.94 | 0.92 | 0.59 | 1281.56 | 0 | 0 | 526.81 | 0.93404 | 0.09408 | 0 | 0 | System Off | 1 | 0
3561 | 3561 | 2012-05-28 08:59 | 23.08 | 56.12 | 56.12 | 23.08 | 1910.67 | 1833.13 | 792.95 | 754 | 13.2 | 1933.66 | 0.83 | 0.95 | 0.92 | 0.66 | 1199.41 | 0 | 0 | 601.71 | 0.9647 | 0.09408 | 0 | 0 | System Off | 1 | 0
3562 | 3562 | 2012-05-28 09:59 | 23.47 | 58.52 | 58.52 | 23.47 | 1991.12 | 1911.37 | 834.97 | 793 | 13.08 | 2015.07 | 0.83 | 0.95 | 0.92 | 0.69 | 1147.99 | 0 | 0 | 633.79 | 0.97537 | 0.09408 | 0 | 0 | System Off | 1 | 0
3563 | 3563 | 2012-05-28 10:59 | 23.87 | 60.9 | 60.9 | 23.87 | 2068.69 | 1986.78 | 875.23 | 832 | 12.95 | 2090.47 | 0.82 | 0.95 | 0.93 | 0.72 | 1136.9 | 0 | 0 | 666.02 | 0.98617 | 0.09408 | 0 | 0 | System Off | 1 | 0
3564 | 3564 | 2012-05-28 11:59 | 24.26 | 54.41 | 54.41 | 24.26 | 1699.19 | 1627.29 | 707.34 | 668 | 13.25 | 1737.53 | 0.83 | 0.94 | 0.91 | 0.59 | 917.93 | 0 | 0 | 532.74 | 0.9549 | 0.09408 | 0 | 0 | System Off | 1 | 0
3565 | 3565 | 2012-05-28 12:59 | 24.22 | 60.25 | 60.25 | 24.22 | 2089.32 | 2006.82 | 877.17 | 837 | 13 | 2101 | 0.83 | 0.96 | 0.93 | 0.73 | 1253.86 | 0 | 0 | 669.59 | 0.98939 | 0.09408 | 0 | 0 | System Off | 1 | 0
3566 | 3566 | 2012-05-28 13:59 | 24.18 | 52.24 | 52.24 | 24.18 | 1730.81 | 1658.08 | 708.55 | 673 | 13.39 | 1756.65 | 0.85 | 0.94 | 0.92 | 0.6 | 1171.04 | 0 | 0 | 535.74 | 0.95514 | 0.09408 | 0 | 0 | System Off | 1 | 0
3567 | 3567 | 2012-05-28 14:59 | 24.15 | 43.98 | 43.98 | 24.15 | 1285.47 | 1223.91 | 518.77 | 487 | 13.75 | 1331.06 | 0.85 | 0.92 | 0.9 | 0.44 | 910.13 | 0 | 0 | 385.96 | 0.9171 | 0.09408 | 0 | 0 | System Off | 1 | 0
3568 | 3568 | 2012-05-28 15:59 | 23.53 | 35.37 | 35.37 | 23.53 | 733.16 | 683.98 | 303.68 | 274 | 13.94 | 806.61 | 0.82 | 0.85 | 0.83 | 0.25 | 518.91 | 0 | 0 | 216.63 | 0.89815 | 0.09408 | 0 | 0 | System Off | 1 | 0
3569 | 3569 | 2012-05-28 16:59 | 22.92 | 27.93 | 27.93 | 22.92 | 254.41 | 214.62 | 126.22 | 96 | 13.8 | 345.09 | 0.63 | 0.62 | 0.61 | 0.08 | 157.29 | 0 | 0 | 76.03 | 0.85841 | 0.09408 | 0 | 0 | System Off | 1 | 0
3570 | 3570 | 2012-05-28 17:59 | 22.31 | 24.17 | 24.17 | 22.31 | 110 | 72.8 | 45.88 | 42 | 13.64 | 127.26 | 0.65 | 0.57 | 0.56 | 0.03 | 49.04 | 0 | 0 | 33.33 | 0.84382 | 0.09408 | 0 | 0 | System Off | 0 | 0
3571 | 3571 | 2012-05-28 18:59 | 21.04 | 21.04 | 21.04 | 21.04 | 0 | 0 | 0 | 0 | 0 | 0 | 0 | 0 | 0 | 0 | 0 | 0 | 0 | 0 | 0 | 0 | 0 | 0 | System Off | 0 | 0
3572 | 3572 | 2012-05-28 19:59 | 19.77 | 19.77 | 19.77 | 19.77 | 0 | 0 | 0 | 0 | 0 | 0 | 0 | 0 | 0 | 0 | 0 | 0 | 0 | 0 | 0 | 0 | 0 | 0 | System Off | 0 | 0
3573 | 3573 | 2012-05-28 20:59 | 18.5 | 18.5 | 18.5 | 18.5 | 0 | 0 | 0 | 0 | 0 | 0 | 0 | 0 | 0 | 0 | 0 | 0 | 0 | 0 | 0 | 0 | 0 | 0 | System Off | 0 | 0
3574 | 3574 | 2012-05-28 21:59 | 17.45 | 17.45 | 17.45 | 17.45 | 0 | 0 | 0 | 0 | 0 | 0 | 0 | 0 | 0 | 0 | 0 | 0 | 0 | 0 | 0 | 0 | 0 | 0 | System Off | 0 | 0
3575 | 3575 | 2012-05-28 22:59 | 16.39 | 16.39 | 16.39 | 16.39 | 0 | 0 | 0 | 0 | 0 | 0 | 0 | 0 | 0 | 0 | 0 | 0 | 0 | 0 | 0 | 0 | 0 | 0 | System Off | 0 | 0
3576 | 3576 | 2012-05-28 23:59 | 15.34 | 15.34 | 15.34 | 15.34 | 0 | 0 | 0 | 0 | 0 | 0 | 0 | 0 | 0 | 0 | 0 | 0 | 0 | 0 | 0 | 0 | 0 | 0 | System Off | 0 | 0
3577 | 3577 | 2012-05-29 00:59 | 14.33 | 14.33 | 14.33 | 14.33 | 0 | 0 | 0 | 0 | 0 | 0 | 0 | 0 | 0 | 0 | 0 | 0 | 0 | 0 | 0 | 0 | 0 | 0 | System Off | 0 | 0
3578 | 3578 | 2012-05-29 01:59 | 13.31 | 13.31 | 13.31 | 13.31 | 0 | 0 | 0 | 0 | 0 | 0 | 0 | 0 | 0 | 0 | 0 | 0 | 0 | 0 | 0 | 0 | 0 | 0 | System Off | 0 | 0
3579 | 3579 | 2012-05-29 02:59 | 12.3 | 12.3 | 12.3 | 12.3 | 0 | 0 | 0 | 0 | 0 | 0 | 0 | 0 | 0 | 0 | 0 | 0 | 0 | 0 | 0 | 0 | 0 | 0 | System Off | 0 | 0
3580 | 3580 | 2012-05-29 03:59 | 13.44 | 14.45 | 14.45 | 13.44 | 56.43 | 20.17 | 23.16 | 21 | 14 | 66.6 | 0.43 | 0.3 | 0.3 | 0.01 | 39.16 | 0 | 0 | 16.59 | 0.78638 | 0.09408 | 0 | 0 | System Off | 1 | 0
3581 | 3581 | 2012-05-29 04:59 | 14.59 | 17.94 | 17.94 | 14.59 | 155.41 | 117.41 | 79.35 | 57 | 14.2 | 225.24 | 0.5 | 0.52 | 0.51 | 0.04 | 191.44 | 0 | 0 | 44.92 | 0.80014 | 0.09408 | 0 | 0 | System Off | 1 | 0
3582 | 3582 | 2012-05-29 05:59 | 15.73 | 27.4 | 27.4 | 15.73 | 680.61 | 632.52 | 284.03 | 246 | 14.41 | 778.14 | 0.81 | 0.81 | 0.79 | 0.23 | 811.18 | 0 | 0 | 193.33 | 0.84374 | 0.09408 | 0 | 0 | System Off | 1 | 0
3583 | 3583 | 2012-05-29 06:59 | 17.57 | 38.35 | 38.35 | 17.57 | 1284.58 | 1223.04 | 509.19 | 476 | 14.06 | 1336.55 | 0.86 | 0.92 | 0.89 | 0.44 | 1220.09 | 0 | 0 | 375.77 | 0.90092 | 0.09408 | 0 | 0 | System Off | 1 | 0
3584 | 3584 | 2012-05-29 07:59 | 19.42 | 48.92 | 48.92 | 19.42 | 1807.9 | 1733.13 | 728.27 | 693 | 13.59 | 1830.88 | 0.87 | 0.95 | 0.92 | 0.63 | 1359.41 | 0 | 0 | 550.33 | 0.92823 | 0.09408 | 0 | 0 | System Off | 1 | 0
3585 | 3585 | 2012-05-29 08:59 | 21.26 | 57.32 | 57.32 | 21.26 | 2165.76 | 2081.1 | 895.89 | 856 | 13.18 | 2173.43 | 0.84 | 0.96 | 0.93 | 0.75 | 1361.65 | 0 | 0 | 683.28 | 0.97343 | 0.09408 | 0 | 0 | System Off | 1 | 0
3586 | 3586 | 2012-05-29 09:59 | 22.02 | 61.87 | 61.87 | 22.02 | 2388.03 | 2296.87 | 1003.9 | 961 | 12.94 | 2387.49 | 0.83 | 0.96 | 0.94 | 0.83 | 1379.52 | 0 | 0 | 769.35 | 1.0002 | 0.09408 | 0 | 0 | System Off | 1 | 0
3587 | 3587 | 2012-05-29 10:59 | 22.79 | 63.57 | 63.57 | 22.79 | 2463.08 | 2369.66 | 1042.18 | 998 | 12.85 | 2459.93 | 0.83 | 0.96 | 0.94 | 0.86 | 1356 | 0 | 0 | 799.85 | 1.013 | 0.09408 | 0 | 0 | System Off | 1 | 0
3588 | 3588 | 2012-05-29 11:59 | 23.55 | 56.57 | 56.57 | 23.55 | 2058.97 | 1977.33 | 854.97 | 812 | 13.21 | 2080.88 | 0.84 | 0.95 | 0.93 | 0.72 | 1115.38 | 0 | 0 | 647.92 | 0.97948 | 0.09408 | 0 | 0 | System Off | 1 | 0
3589 | 3589 | 2012-05-29 12:59 | 23.22 | 41.98 | 41.98 | 23.22 | 1199.6 | 1140.07 | 483.25 | 452 | 13.82 | 1250.04 | 0.85 | 0.91 | 0.89 | 0.41 | 712.32 | 0 | 0 | 357.88 | 0.93248 | 0.09408 | 0 | 0 | System Off | 1 | 0
3590 | 3590 | 2012-05-29 13:59 | 22.89 | 44.25 | 44.25 | 22.89 | 1358.89 | 1295.57 | 547.23 | 515 | 13.74 | 1402.5 | 0.86 | 0.92 | 0.9 | 0.47 | 915.01 | 0 | 0 | 408.17 | 0.91471 | 0.09408 | 0 | 0 | System Off | 1 | 0
3591 | 3591 | 2012-05-29 14:59 | 22.57 | 33.31 | 33.31 | 22.57 | 684.7 | 636.52 | 273.33 | 254 | 14.04 | 731.89 | 0.84 | 0.87 | 0.85 | 0.23 | 473.34 | 0 | 0 | 200.56 | 0.88798 | 0.09408 | 0 | 0 | System Off | 1 | 0
3592 | 3592 | 2012-05-29 15:59 | 21.54 | 31.52 | 31.52 | 21.54 | 614.46 | 567.72 | 247.37 | 227 | 14.1 | 667.02 | 0.85 | 0.85 | 0.83 | 0.21 | 430.71 | 0 | 0 | 179.11 | 0.87607 | 0.09408 | 0 | 0 | System Off | 1 | 0
3593 | 3593 | 2012-05-29 16:59 | 20.51 | 26.17 | 26.17 | 20.51 | 299.56 | 258.94 | 136.53 | 111 | 14.06 | 375.79 | 0.66 | 0.69 | 0.67 | 0.09 | 189.77 | 0 | 0 | 87.63 | 0.84653 | 0.09408 | 0 | 0 | System Off | 1 | 0
3594 | 3594 | 2012-05-29 17:59 | 19.49 | 21.81 | 21.81 | 19.49 | 132.94 | 95.34 | 54.34 | 50 | 13.85 | 152.05 | 0.55 | 0.63 | 0.61 | 0.03 | 64.22 | 0 | 0 | 39.58 | 0.82822 | 0.09408 | 0 | 0 | System Off | 0 | 0
3595 | 3595 | 2012-05-29 18:59 | 18.34 | 18.34 | 18.34 | 18.34 | 0 | 0 | 0 | 0 | 0 | 0 | 0 | 0 | 0 | 0 | 0 | 0 | 0 | 0 | 0 | 0 | 0 | 0 | System Off | 0 | 0
3596 | 3596 | 2012-05-29 19:59 | 17.2 | 17.2 | 17.2 | 17.2 | 0 | 0 | 0 | 0 | 0 | 0 | 0 | 0 | 0 | 0 | 0 | 0 | 0 | 0 | 0 | 0 | 0 | 0 | System Off | 0 | 0
3597 | 3597 | 2012-05-29 20:59 | 16.05 | 16.05 | 16.05 | 16.05 | 0 | 0 | 0 | 0 | 0 | 0 | 0 | 0 | 0 | 0 | 0 | 0 | 0 | 0 | 0 | 0 | 0 | 0 | System Off | 0 | 0
3598 | 3598 | 2012-05-29 21:59 | 15.29 | 15.29 | 15.29 | 15.29 | 0 | 0 | 0 | 0 | 0 | 0 | 0 | 0 | 0 | 0 | 0 | 0 | 0 | 0 | 0 | 0 | 0 | 0 | System Off | 0 | 0
3599 | 3599 | 2012-05-29 22:59 | 14.52 | 14.52 | 14.52 | 14.52 | 0 | 0 | 0 | 0 | 0 | 0 | 0 | 0 | 0 | 0 | 0 | 0 | 0 | 0 | 0 | 0 | 0 | 0 | System Off | 0 | 0
3600 | 3600 | 2012-05-29 23:59 | 13.76 | 13.76 | 13.76 | 13.76 | 0 | 0 | 0 | 0 | 0 | 0 | 0 | 0 | 0 | 0 | 0 | 0 | 0 | 0 | 0 | 0 | 0 | 0 | System Off | 0 | 0
3601 | 3601 | 2012-05-30 00:59 | 13.44 | 13.44 | 13.44 | 13.44 | 0 | 0 | 0 | 0 | 0 | 0 | 0 | 0 | 0 | 0 | 0 | 0 | 0 | 0 | 0 | 0 | 0 | 0 | System Off | 0 | 0
3602 | 3602 | 2012-05-30 01:59 | 13.13 | 13.13 | 13.13 | 13.13 | 0 | 0 | 0 | 0 | 0 | 0 | 0 | 0 | 0 | 0 | 0 | 0 | 0 | 0 | 0 | 0 | 0 | 0 | System Off | 0 | 0
3603 | 3603 | 2012-05-30 02:59 | 12.81 | 12.81 | 12.81 | 12.81 | 0 | 0 | 0 | 0 | 0 | 0 | 0 | 0 | 0 | 0 | 0 | 0 | 0 | 0 | 0 | 0 | 0 | 0 | System Off | 0 | 0
3604 | 3604 | 2012-05-30 03:59 | 13.98 | 15.17 | 15.17 | 13.98 | 60.9 | 24.56 | 24.98 | 23 | 13.79 | 71.63 | 0.4 | 0.34 | 0.34 | 0.01 | 47.69 | 0 | 0 | 18.22 | 0.78996 | 0.09408 | 0 | 0 | System Off | 1 | 0
3605 | 3605 | 2012-05-30 04:59 | 15.15 | 18.27 | 18.27 | 15.15 | 166.99 | 128.78 | 66.58 | 61 | 14.26 | 188.79 | 0.75 | 0.68 | 0.67 | 0.05 | 209.98 | 0 | 0 | 48.03 | 0.80424 | 0.09408 | 0 | 0 | System Off | 1 | 0
3606 | 3606 | 2012-05-30 05:59 | 16.32 | 22.25 | 22.25 | 16.32 | 326.69 | 285.56 | 128.8 | 119 | 14.3 | 359.82 | 0.78 | 0.79 | 0.78 | 0.1 | 366.22 | 0 | 0 | 93.65 | 0.82255 | 0.09408 | 0 | 0 | System Off | 1 | 0
3607 | 3607 | 2012-05-30 06:59 | 17.19 | 29 | 29 | 17.19 | 659.25 | 611.59 | 258.97 | 241 | 14.25 | 705.14 | 0.85 | 0.87 | 0.85 | 0.22 | 610.12 | 0 | 0 | 189.79 | 0.85181 | 0.09408 | 0 | 0 | System Off | 1 | 0
3608 | 3608 | 2012-05-30 07:59 | 18.06 | 44.98 | 44.98 | 18.06 | 1483.96 | 1417.56 | 595.66 | 563 | 13.73 | 1522.12 | 0.86 | 0.93 | 0.91 | 0.51 | 1111.88 | 0 | 0 | 446.3 | 0.92189 | 0.09408 | 0 | 0 | System Off | 1 | 0
3609 | 3609 | 2012-05-30 08:59 | 18.93 | 56.49 | 56.49 | 18.93 | 2027.21 | 1946.46 | 839.54 | 800 | 13.2 | 2043.94 | 0.83 | 0.95 | 0.93 | 0.7 | 1273.56 | 0 | 0 | 638.42 | 0.94706 | 0.09408 | 0 | 0 | System Off | 1 | 0
3610 | 3610 | 2012-05-30 09:59 | 19.89 | 45.49 | 45.49 | 19.89 | 1465.89 | 1399.94 | 592.87 | 557 | 13.71 | 1511.79 | 0.86 | 0.93 | 0.9 | 0.51 | 840.82 | 0 | 0 | 441.66 | 0.93248 | 0.09408 | 0 | 0 | System Off | 1 | 0
3611 | 3611 | 2012-05-30 10:59 | 20.86 | 57.93 | 57.93 | 20.86 | 2129.63 | 2046 | 888.23 | 844 | 13.14 | 2149.13 | 0.83 | 0.95 | 0.93 | 0.74 | 1170.78 | 0 | 0 | 674 | 0.96848 | 0.09408 | 0 | 0 | System Off | 1 | 0
3612 | 3612 | 2012-05-30 11:59 | 21.82 | 54.24 | 54.24 | 21.82 | 1945.68 | 1867.18 | 802.9 | 761 | 13.32 | 1973.74 | 0.85 | 0.95 | 0.92 | 0.68 | 1053.24 | 0 | 0 | 606.39 | 0.9577 | 0.09408 | 0 | 0 | System Off | 1 | 0
3613 | 3613 | 2012-05-30 12:59 | 21.98 | 48.49 | 48.49 | 21.98 | 1626.98 | 1556.96 | 661.43 | 624 | 13.58 | 1665.81 | 0.85 | 0.93 | 0.91 | 0.56 | 972.78 | 0 | 0 | 495.58 | 0.93087 | 0.09408 | 0 | 0 | System Off | 1 | 0
3614 | 3614 | 2012-05-30 13:59 | 22.13 | 43.12 | 43.12 | 22.13 | 1313.68 | 1251.45 | 527.78 | 496 | 13.79 | 1358.97 | 0.85 | 0.92 | 0.9 | 0.45 | 883.85 | 0 | 0 | 392.86 | 0.93444 | 0.09408 | 0 | 0 | System Off | 1 | 0
3615 | 3615 | 2012-05-30 14:59 | 22.29 | 41.35 | 41.35 | 22.29 | 1205.29 | 1145.64 | 483.13 | 453 | 13.86 | 1252.94 | 0.85 | 0.91 | 0.89 | 0.41 | 851.92 | 0 | 0 | 358.51 | 0.92665 | 0.09408 | 0 | 0 | System Off | 1 | 0
3616 | 3616 | 2012-05-30 15:59 | 21.69 | 34.08 | 34.08 | 21.69 | 722.36 | 673.4 | 296.23 | 268 | 14.04 | 790.79 | 0.81 | 0.85 | 0.83 | 0.24 | 510.88 | 0 | 0 | 211.62 | 0.88528 | 0.09408 | 0 | 0 | System Off | 1 | 0
3617 | 3617 | 2012-05-30 16:59 | 21.09 | 26.92 | 26.92 | 21.09 | 272.59 | 232.47 | 131.03 | 102 | 13.92 | 359.65 | 0.61 | 0.65 | 0.63 | 0.08 | 170.37 | 0 | 0 | 80.66 | 0.84832 | 0.09408 | 0 | 0 | System Off | 1 | 0
3618 | 3618 | 2012-05-30 17:59 | 20.49 | 22.86 | 22.86 | 20.49 | 120.98 | 83.58 | 49.93 | 46 | 13.7 | 139.16 | 0.6 | 0.6 | 0.59 | 0.03 | 56.3 | 0 | 0 | 36.48 | 0.83351 | 0.09408 | 0 | 0 | System Off | 0 | 0
3619 | 3619 | 2012-05-30 18:59 | 19.25 | 19.25 | 19.25 | 19.25 | 0 | 0 | 0 | 0 | 0 | 0 | 0 | 0 | 0 | 0 | 0 | 0 | 0 | 0 | 0 | 0 | 0 | 0 | System Off | 0 | 0
3620 | 3620 | 2012-05-30 19:59 | 18.01 | 18.01 | 18.01 | 18.01 | 0 | 0 | 0 | 0 | 0 | 0 | 0 | 0 | 0 | 0 | 0 | 0 | 0 | 0 | 0 | 0 | 0 | 0 | System Off | 0 | 0
3621 | 3621 | 2012-05-30 20:59 | 16.76 | 16.76 | 16.76 | 16.76 | 0 | 0 | 0 | 0 | 0 | 0 | 0 | 0 | 0 | 0 | 0 | 0 | 0 | 0 | 0 | 0 | 0 | 0 | System Off | 0 | 0
3622 | 3622 | 2012-05-30 21:59 | 16.17 | 16.17 | 16.17 | 16.17 | 0 | 0 | 0 | 0 | 0 | 0 | 0 | 0 | 0 | 0 | 0 | 0 | 0 | 0 | 0 | 0 | 0 | 0 | System Off | 0 | 0
3623 | 3623 | 2012-05-30 22:59 | 15.57 | 15.57 | 15.57 | 15.57 | 0 | 0 | 0 | 0 | 0 | 0 | 0 | 0 | 0 | 0 | 0 | 0 | 0 | 0 | 0 | 0 | 0 | 0 | System Off | 0 | 0
3624 | 3624 | 2012-05-30 23:59 | 14.97 | 14.97 | 14.97 | 14.97 | 0 | 0 | 0 | 0 | 0 | 0 | 0 | 0 | 0 | 0 | 0 | 0 | 0 | 0 | 0 | 0 | 0 | 0 | System Off | 0 | 0
3625 | 3625 | 2012-05-31 00:59 | 14.28 | 14.28 | 14.28 | 14.28 | 0 | 0 | 0 | 0 | 0 | 0 | 0 | 0 | 0 | 0 | 0 | 0 | 0 | 0 | 0 | 0 | 0 | 0 | System Off | 0 | 0
3626 | 3626 | 2012-05-31 01:59 | 13.59 | 13.59 | 13.59 | 13.59 | 0 | 0 | 0 | 0 | 0 | 0 | 0 | 0 | 0 | 0 | 0 | 0 | 0 | 0 | 0 | 0 | 0 | 0 | System Off | 0 | 0
3627 | 3627 | 2012-05-31 02:59 | 12.9 | 12.9 | 12.9 | 12.9 | 0 | 0 | 0 | 0 | 0 | 0 | 0 | 0 | 0 | 0 | 0 | 0 | 0 | 0 | 0 | 0 | 0 | 0 | System Off | 0 | 0
3628 | 3628 | 2012-05-31 03:59 | 14.16 | 15.24 | 15.24 | 14.16 | 58.77 | 22.47 | 24.15 | 22 | 13.91 | 69.24 | 0.41 | 0.32 | 0.32 | 0.01 | 43.62 | 0 | 0 | 17.4 | 0.79082 | 0.09408 | 0 | 0 | System Off | 1 | 0
3629 | 3629 | 2012-05-31 04:59 | 15.43 | 18.38 | 18.38 | 15.43 | 166.9 | 128.69 | 66.58 | 61 | 14.25 | 188.7 | 0.75 | 0.68 | 0.67 | 0.05 | 209.84 | 0 | 0 | 48.04 | 0.80591 | 0.09408 | 0 | 0 | System Off | 1 | 0
3630 | 3630 | 2012-05-31 05:59 | 16.69 | 20 | 20 | 16.69 | 189.69 | 151.07 | 75.6 | 70 | 14.11 | 212.98 | 0.66 | 0.71 | 0.69 | 0.05 | 193.74 | 0 | 0 | 55.22 | 0.81524 | 0.09408 | 0 | 0 | System Off | 1 | 0
3631 | 3631 | 2012-05-31 06:59 | 17.88 | 24.63 | 24.63 | 17.88 | 393.1 | 350.72 | 154.97 | 144 | 14.22 | 429.06 | 0.84 | 0.82 | 0.8 | 0.13 | 349.87 | 0 | 0 | 113.45 | 0.83694 | 0.09408 | 0 | 0 | System Off | 1 | 0
3632 | 3632 | 2012-05-31 07:59 | 19.06 | 31.42 | 31.42 | 19.06 | 723.55 | 674.56 | 285.73 | 266 | 14.17 | 770.76 | 0.84 | 0.88 | 0.86 | 0.24 | 529.1 | 0 | 0 | 209.7 | 0.86837 | 0.09408 | 0 | 0 | System Off | 1 | 0
3633 | 3633 | 2012-05-31 08:59 | 20.25 | 33.78 | 33.78 | 20.25 | 791.75 | 741.33 | 314.73 | 293 | 14.07 | 841.19 | 0.86 | 0.88 | 0.86 | 0.27 | 485.05 | 0 | 0 | 231.25 | 0.88124 | 0.09408 | 0 | 0 | System Off | 1 | 0
3634 | 3634 | 2012-05-31 09:59 | 20.39 | 25.44 | 25.44 | 20.39 | 310.08 | 269.26 | 123.88 | 115 | 14.04 | 341.92 | 0.81 | 0.79 | 0.77 | 0.1 | 161.72 | 0 | 0 | 90.8 | 0.84659 | 0.09408 | 0 | 0 | System Off | 1 | 0
3635 | 3635 | 2012-05-31 10:59 | 20.54 | 41.7 | 41.7 | 20.54 | 1363.72 | 1300.28 | 545.76 | 511 | 13.9 | 1413.37 | 0.86 | 0.92 | 0.9 | 0.47 | 744.06 | 0 | 0 | 404.2 | 0.9271 | 0.09408 | 0 | 0 | System Off | 1 | 0
3636 | 3636 | 2012-05-31 11:59 | 20.68 | 25.59 | 25.59 | 20.68 | 333.69 | 292.43 | 132.99 | 123 | 14.13 | 366.85 | 0.83 | 0.8 | 0.78 | 0.11 | 164.95 | 0 | 0 | 97.01 | 0.84994 | 0.09408 | 0 | 0 | System Off | 1 | 0
3637 | 3637 | 2012-05-31 12:59 | 20.17 | 27.99 | 27.99 | 20.17 | 547.23 | 501.84 | 215.87 | 200 | 14.25 | 590.08 | 0.83 | 0.85 | 0.83 | 0.18 | 313.55 | 0 | 0 | 157.5 | 0.86207 | 0.09408 | 0 | 0 | System Off | 1 | 0
3638 | 3638 | 2012-05-31 13:59 | 19.65 | 23.4 | 23.4 | 19.65 | 265.03 | 225.04 | 105.66 | 98 | 14.09 | 293.9 | 0.76 | 0.77 | 0.75 | 0.08 | 158.94 | 0 | 0 | 77.34 | 0.83868 | 0.09408 | 0 | 0 | System Off | 1 | 0
3639 | 3639 | 2012-05-31 14:59 | 19.14 | 25.23 | 25.23 | 19.14 | 444.7 | 401.32 | 174.88 | 162 | 14.3 | 483.1 | 0.86 | 0.83 | 0.81 | 0.15 | 298.43 | 0 | 0 | 127.5 | 0.84817 | 0.09408 | 0 | 0 | System Off | 1 | 0
3640 | 3640 | 2012-05-31 15:59 | 18.51 | 26.26 | 26.26 | 18.51 | 583.41 | 537.3 | 229.5 | 211 | 14.4 | 631.49 | 0.83 | 0.85 | 0.83 | 0.19 | 407.63 | 0 | 0 | 165.84 | 0.85393 | 0.09408 | 0 | 0 | System Off | 1 | 0
3641 | 3641 | 2012-05-31 16:59 | 17.88 | 18.86 | 18.86 | 17.88 | 72.66 | 36.11 | 30.06 | 27 | 14.02 | 85.04 | 0.33 | 0.42 | 0.42 | 0.01 | 26.47 | 0 | 0 | 21.33 | 0.81395 | 0.09408 | 0 | 0 | System Off | 0 | 0
3642 | 3642 | 2012-05-31 17:59 | 17.26 | 17.64 | 17.64 | 17.26 | 27.52 | 0 | 11.84 | 11 | 13.03 | 33.65 | 0 | 0 | 0 | 0 | 0 | 0 | 0 | 8.8 | 0.80712 | 0.09408 | 0 | 0 | System Off | 0 | 0
3643 | 3643 | 2012-05-31 18:59 | 16.78 | 16.78 | 16.78 | 16.78 | 0 | 0 | 0 | 0 | 0 | 0 | 0 | 0 | 0 | 0 | 0 | 0 | 0 | 0 | 0 | 0 | 0 | 0 | System Off | 0 | 0
3644 | 3644 | 2012-05-31 19:59 | 16.31 | 16.31 | 16.31 | 16.31 | 0 | 0 | 0 | 0 | 0 | 0 | 0 | 0 | 0 | 0 | 0 | 0 | 0 | 0 | 0 | 0 | 0 | 0 | System Off | 0 | 0
3645 | 3645 | 2012-05-31 20:59 | 15.83 | 15.83 | 15.83 | 15.83 | 0 | 0 | 0 | 0 | 0 | 0 | 0 | 0 | 0 | 0 | 0 | 0 | 0 | 0 | 0 | 0 | 0 | 0 | System Off | 0 | 0
3646 | 3646 | 2012-05-31 21:59 | 15.49 | 15.49 | 15.49 | 15.49 | 0 | 0 | 0 | 0 | 0 | 0 | 0 | 0 | 0 | 0 | 0 | 0 | 0 | 0 | 0 | 0 | 0 | 0 | System Off | 0 | 0
3647 | 3647 | 2012-05-31 22:59 | 15.15 | 15.15 | 15.15 | 15.15 | 0 | 0 | 0 | 0 | 0 | 0 | 0 | 0 | 0 | 0 | 0 | 0 | 0 | 0 | 0 | 0 | 0 | 0 | System Off | 0 | 0
3648 | 3648 | 2012-05-31 23:59 | 14.81 | 14.81 | 14.81 | 14.81 | 0 | 0 | 0 | 0 | 0 | 0 | 0 | 0 | 0 | 0 | 0 | 0 | 0 | 0 | 0 | 0 | 0 | 0 | System Off | 0 | 0
3649 | 3649 | 2012-06-01 00:59 | 14.35 | 14.35 | 14.35 | 14.35 | 0 | 0 | 0 | 0 | 0 | 0 | 0 | 0 | 0 | 0 | 0 | 0 | 0 | 0 | 0 | 0 | 0 | 0 | System Off | 0 | 0
3650 | 3650 | 2012-06-01 01:59 | 13.89 | 13.89 | 13.89 | 13.89 | 0 | 0 | 0 | 0 | 0 | 0 | 0 | 0 | 0 | 0 | 0 | 0 | 0 | 0 | 0 | 0 | 0 | 0 | System Off | 0 | 0
3651 | 3651 | 2012-06-01 02:59 | 13.44 | 13.44 | 13.44 | 13.44 | 0 | 0 | 0 | 0 | 0 | 0 | 0 | 0 | 0 | 0 | 0 | 0 | 0 | 0 | 0 | 0 | 0 | 0 | System Off | 0 | 0
3652 | 3652 | 2012-06-01 03:59 | 13.54 | 14.45 | 14.45 | 13.54 | 62.27 | 25.9 | 25.43 | 23 | 14.1 | 73.12 | 0.39 | 0.35 | 0.35 | 0.01 | 50.29 | 0 | 0 | 18.15 | 0.78735 | 0.09408 | 0 | 0 | System Off | 1 | 0
3653 | 3653 | 2012-06-01 04:59 | 13.65 | 16.93 | 16.93 | 13.65 | 219.56 | 180.4 | 92.98 | 79 | 14.48 | 264.95 | 0.75 | 0.68 | 0.67 | 0.07 | 294.15 | 0 | 0 | 62.03 | 0.79876 | 0.09408 | 0 | 0 | System Off | 1 | 0
3654 | 3654 | 2012-06-01 05:59 | 13.75 | 22.48 | 22.48 | 13.75 | 623.51 | 576.59 | 250.37 | 222 | 14.63 | 698.82 | 0.84 | 0.83 | 0.81 | 0.21 | 739.45 | 0 | 0 | 173.99 | 0.8269 | 0.09408 | 0 | 0 | System Off | 1 | 0
3655 | 3655 | 2012-06-01 06:59 | 14.17 | 24.47 | 24.47 | 14.17 | 758.34 | 708.63 | 290.87 | 270 | 14.63 | 805.83 | 0.89 | 0.88 | 0.86 | 0.26 | 706.91 | 0 | 0 | 211.6 | 0.83875 | 0.09408 | 0 | 0 | System Off | 1 | 0
3656 | 3656 | 2012-06-01 07:59 | 14.58 | 27.21 | 27.21 | 14.58 | 914.63 | 861.56 | 351.17 | 328 | 14.52 | 962.79 | 0.88 | 0.89 | 0.87 | 0.31 | 675.78 | 0 | 0 | 257.4 | 0.85262 | 0.09408 | 0 | 0 | System Off | 1 | 0
3657 | 3657 | 2012-06-01 08:59 | 14.99 | 24.49 | 24.49 | 14.99 | 673.92 | 625.97 | 259.89 | 241 | 14.56 | 719.94 | 0.88 | 0.87 | 0.85 | 0.23 | 409.57 | 0 | 0 | 189.03 | 0.83816 | 0.09408 | 0 | 0 | System Off | 1 | 0
3658 | 3658 | 2012-06-01 09:59 | 15.39 | 28.09 | 28.09 | 15.39 | 897.88 | 845.18 | 347.19 | 323 | 14.48 | 948.67 | 0.89 | 0.89 | 0.87 | 0.31 | 507.62 | 0 | 0 | 253.63 | 0.85667 | 0.09408 | 0 | 0 | System Off | 1 | 0
3659 | 3659 | 2012-06-01 10:59 | 15.79 | 25.6 | 25.6 | 15.79 | 692.52 | 644.19 | 268.1 | 249 | 14.49 | 739.54 | 0.86 | 0.87 | 0.85 | 0.23 | 368.62 | 0 | 0 | 195.5 | 0.84465 | 0.09408 | 0 | 0 | System Off | 1 | 0
3660 | 3660 | 2012-06-01 11:59 | 16.19 | 21.66 | 21.66 | 16.19 | 383.2 | 341 | 149.38 | 138 | 14.46 | 418.23 | 0.8 | 0.82 | 0.8 | 0.12 | 192.35 | 0 | 0 | 108.38 | 0.82542 | 0.09408 | 0 | 0 | System Off | 1 | 0
3661 | 3661 | 2012-06-01 12:59 | 16.44 | 24.09 | 24.09 | 16.44 | 531.97 | 486.89 | 206.76 | 192 | 14.43 | 573.65 | 0.87 | 0.85 | 0.83 | 0.18 | 304.21 | 0 | 0 | 150.85 | 0.8375 | 0.09408 | 0 | 0 | System Off | 1 | 0
3662 | 3662 | 2012-06-01 13:59 | 16.69 | 25.57 | 25.57 | 16.69 | 612.37 | 565.67 | 238.07 | 221 | 14.43 | 656.8 | 0.84 | 0.86 | 0.84 | 0.2 | 399.51 | 0 | 0 | 173.64 | 0.84471 | 0.09408 | 0 | 0 | System Off | 1 | 0
3663 | 3663 | 2012-06-01 14:59 | 16.93 | 24.4 | 24.4 | 16.93 | 509.25 | 464.61 | 198.49 | 184 | 14.41 | 550.04 | 0.86 | 0.84 | 0.83 | 0.17 | 345.5 | 0 | 0 | 144.6 | 0.83893 | 0.09408 | 0 | 0 | System Off | 1 | 0
3664 | 3664 | 2012-06-01 15:59 | 16.64 | 28.37 | 28.37 | 16.64 | 743.6 | 694.2 | 297.52 | 269 | 14.4 | 812.07 | 0.84 | 0.85 | 0.84 | 0.25 | 526.66 | 0 | 0 | 211.44 | 0.85384 | 0.09408 | 0 | 0 | System Off | 1 | 0
3665 | 3665 | 2012-06-01 16:59 | 16.34 | 20.93 | 20.93 | 16.34 | 280.6 | 240.33 | 111.1 | 102 | 14.33 | 311.9 | 0.81 | 0.77 | 0.75 | 0.09 | 176.13 | 0 | 0 | 80.25 | 0.81934 | 0.09408 | 0 | 0 | System Off | 1 | 0
3666 | 3666 | 2012-06-01 17:59 | 16.05 | 17.99 | 17.99 | 16.05 | 110.02 | 72.82 | 44.51 | 41 | 13.98 | 126.32 | 0.67 | 0.58 | 0.56 | 0.03 | 49.06 | 0 | 0 | 32.4 | 0.80575 | 0.09408 | 0 | 0 | System Off | 0 | 0
3667 | 3667 | 2012-06-01 18:59 | 14.91 | 14.95 | 14.95 | 14.91 | 1.88 | 0 | 0.91 | 0 | 0 | 0 | 0 | 0 | 0 | 0 | 0 | 0 | 0 | -0.1 | 0.79096 | 0.09408 | 0 | 0 | System Off | 0 | 0
3668 | 3668 | 2012-06-01 19:59 | 13.76 | 13.76 | 13.76 | 13.76 | 0 | 0 | 0 | 0 | 0 | 0 | 0 | 0 | 0 | 0 | 0 | 0 | 0 | 0 | 0 | 0 | 0 | 0 | System Off | 0 | 0
3669 | 3669 | 2012-06-01 20:59 | 12.62 | 12.62 | 12.62 | 12.62 | 0 | 0 | 0 | 0 | 0 | 0 | 0 | 0 | 0 | 0 | 0 | 0 | 0 | 0 | 0 | 0 | 0 | 0 | System Off | 0 | 0
3670 | 3670 | 2012-06-01 21:59 | 11.97 | 11.97 | 11.97 | 11.97 | 0 | 0 | 0 | 0 | 0 | 0 | 0 | 0 | 0 | 0 | 0 | 0 | 0 | 0 | 0 | 0 | 0 | 0 | System Off | 0 | 0
3671 | 3671 | 2012-06-01 22:59 | 11.32 | 11.32 | 11.32 | 11.32 | 0 | 0 | 0 | 0 | 0 | 0 | 0 | 0 | 0 | 0 | 0 | 0 | 0 | 0 | 0 | 0 | 0 | 0 | System Off | 0 | 0
3672 | 3672 | 2012-06-01 23:59 | 10.67 | 10.67 | 10.67 | 10.67 | 0 | 0 | 0 | 0 | 0 | 0 | 0 | 0 | 0 | 0 | 0 | 0 | 0 | 0 | 0 | 0 | 0 | 0 | System Off | 0 | 0
3673 | 3673 | 2012-06-02 00:59 | 10.18 | 10.18 | 10.18 | 10.18 | 0 | 0 | 0 | 0 | 0 | 0 | 0 | 0 | 0 | 0 | 0 | 0 | 0 | 0 | 0 | 0 | 0 | 0 | System Off | 0 | 0
3674 | 3674 | 2012-06-02 01:59 | 9.68 | 9.68 | 9.68 | 9.68 | 0 | 0 | 0 | 0 | 0 | 0 | 0 | 0 | 0 | 0 | 0 | 0 | 0 | 0 | 0 | 0 | 0 | 0 | System Off | 0 | 0
3675 | 3675 | 2012-06-02 02:59 | 9.19 | 9.19 | 9.19 | 9.19 | 0 | 0 | 0 | 0 | 0 | 0 | 0 | 0 | 0 | 0 | 0 | 0 | 0 | 0 | 0 | 0 | 0 | 0 | System Off | 0 | 0
3676 | 3676 | 2012-06-02 03:59 | 10.35 | 10.83 | 10.83 | 10.35 | 23.92 | 0 | 10.02 | 9 | 13.84 | 29.19 | 0 | 0 | 0 | 0 | 0 | 0 | 0 | 7.12 | 0.76599 | 0.09408 | 0 | 0 | System Off | 0 | 0
3677 | 3677 | 2012-06-02 04:59 | 11.51 | 15.64 | 15.64 | 11.51 | 187.2 | 148.63 | 86.48 | 68 | 14.34 | 247.6 | 0.58 | 0.6 | 0.59 | 0.05 | 242.34 | 0 | 0 | 53.49 | 0.78401 | 0.09408 | 0 | 0 | System Off | 1 | 0
3678 | 3678 | 2012-06-02 05:59 | 12.67 | 26.14 | 26.14 | 12.67 | 677.79 | 629.75 | 281.59 | 244 | 14.47 | 775.17 | 0.82 | 0.81 | 0.79 | 0.23 | 807.64 | 0 | 0 | 191.62 | 0.82471 | 0.09408 | 0 | 0 | System Off | 1 | 0
3679 | 3679 | 2012-06-02 06:59 | 13.64 | 37.45 | 37.45 | 13.64 | 1282.87 | 1221.38 | 506.79 | 474 | 14.1 | 1334.99 | 0.87 | 0.91 | 0.89 | 0.44 | 1218.42 | 0 | 0 | 374 | 0.87578 | 0.09408 | 0 | 0 | System Off | 1 | 0
3680 | 3680 | 2012-06-02 07:59 | 14.61 | 48.69 | 48.69 | 14.61 | 1837.32 | 1761.77 | 738.4 | 703 | 13.61 | 1858.1 | 0.87 | 0.95 | 0.92 | 0.64 | 1381.87 | 0 | 0 | 558.1 | 0.92796 | 0.09408 | 0 | 0 | System Off | 1 | 0
3681 | 3681 | 2012-06-02 08:59 | 15.58 | 51.01 | 51.01 | 15.58 | 1923.07 | 1845.19 | 781.04 | 742 | 13.5 | 1946.47 | 0.86 | 0.95 | 0.92 | 0.67 | 1207.3 | 0 | 0 | 589.9 | 0.91366 | 0.09408 | 0 | 0 | System Off | 1 | 0
3682 | 3682 | 2012-06-02 09:59 | 16.29 | 43.02 | 43.02 | 16.29 | 1520.66 | 1453.34 | 607.6 | 571 | 13.87 | 1565.12 | 0.87 | 0.93 | 0.91 | 0.53 | 872.89 | 0 | 0 | 451.83 | 0.91197 | 0.09408 | 0 | 0 | System Off | 1 | 0
3683 | 3683 | 2012-06-02 10:59 | 17 | 46.43 | 46.43 | 17 | 1711.93 | 1639.7 | 689.65 | 650 | 13.72 | 1751.82 | 0.86 | 0.94 | 0.91 | 0.59 | 938.29 | 0 | 0 | 515.34 | 0.93257 | 0.09408 | 0 | 0 | System Off | 1 | 0
3684 | 3684 | 2012-06-02 11:59 | 17.71 | 51.08 | 51.08 | 17.71 | 1980.25 | 1900.81 | 805.71 | 764 | 13.5 | 2007.31 | 0.86 | 0.95 | 0.92 | 0.69 | 1072.21 | 0 | 0 | 607.38 | 0.93151 | 0.09408 | 0 | 0 | System Off | 1 | 0
3685 | 3685 | 2012-06-02 12:59 | 18.06 | 54.41 | 54.41 | 18.06 | 2132.46 | 2048.74 | 872.54 | 833 | 13.33 | 2143.32 | 0.85 | 0.96 | 0.93 | 0.74 | 1280.05 | 0 | 0 | 663.62 | 0.94773 | 0.09408 | 0 | 0 | System Off | 1 | 0
3686 | 3686 | 2012-06-02 13:59 | 18.41 | 49.28 | 49.28 | 18.41 | 1826.78 | 1751.51 | 735.89 | 701 | 13.57 | 1847.29 | 0.86 | 0.95 | 0.92 | 0.63 | 1237.02 | 0 | 0 | 556.79 | 0.92341 | 0.09408 | 0 | 0 | System Off | 1 | 0
3687 | 3687 | 2012-06-02 14:59 | 18.76 | 40.8 | 40.8 | 18.76 | 1311.94 | 1249.75 | 521.98 | 491 | 13.92 | 1356.68 | 0.86 | 0.92 | 0.9 | 0.45 | 929.35 | 0 | 0 | 388.3 | 0.91165 | 0.09408 | 0 | 0 | System Off | 1 | 0
3688 | 3688 | 2012-06-02 15:59 | 18.34 | 32.31 | 32.31 | 18.34 | 779.16 | 729.01 | 319.62 | 286 | 14.19 | 859.17 | 0.81 | 0.85 | 0.83 | 0.26 | 553.07 | 0 | 0 | 225.4 | 0.86785 | 0.09408 | 0 | 0 | System Off | 1 | 0
3689 | 3689 | 2012-06-02 16:59 | 17.93 | 23.63 | 23.63 | 17.93 | 248.38 | 208.7 | 125.84 | 92 | 14.06 | 349.74 | 0.64 | 0.6 | 0.58 | 0.08 | 152.95 | 0 | 0 | 72.62 | 0.82705 | 0.09408 | 0 | 0 | System Off | 1 | 0
3690 | 3690 | 2012-06-02 17:59 | 17.51 | 20.05 | 20.05 | 17.51 | 133.03 | 95.42 | 53.97 | 50 | 13.86 | 152.01 | 0.56 | 0.63 | 0.61 | 0.03 | 64.28 | 0 | 0 | 39.57 | 0.81627 | 0.09408 | 0 | 0 | System Off | 0 | 0
3691 | 3691 | 2012-06-02 18:59 | 16.08 | 16.55 | 16.55 | 16.08 | 22.63 | 0 | 9.78 | 9 | 13.1 | 27.89 | 0 | 0 | 0 | 0 | 0 | 0 | 0 | 7.19 | 0.79969 | 0.09408 | 0 | 0 | System Off | 0 | 0
3692 | 3692 | 2012-06-02 19:59 | 14.65 | 14.65 | 14.65 | 14.65 | 0 | 0 | 0 | 0 | 0 | 0 | 0 | 0 | 0 | 0 | 0 | 0 | 0 | 0 | 0 | 0 | 0 | 0 | System Off | 0 | 0
3693 | 3693 | 2012-06-02 20:59 | 13.22 | 13.22 | 13.22 | 13.22 | 0 | 0 | 0 | 0 | 0 | 0 | 0 | 0 | 0 | 0 | 0 | 0 | 0 | 0 | 0 | 0 | 0 | 0 | System Off | 0 | 0
3694 | 3694 | 2012-06-02 21:59 | 13.05 | 13.05 | 13.05 | 13.05 | 0 | 0 | 0 | 0 | 0 | 0 | 0 | 0 | 0 | 0 | 0 | 0 | 0 | 0 | 0 | 0 | 0 | 0 | System Off | 0 | 0
3695 | 3695 | 2012-06-02 22:59 | 12.88 | 12.88 | 12.88 | 12.88 | 0 | 0 | 0 | 0 | 0 | 0 | 0 | 0 | 0 | 0 | 0 | 0 | 0 | 0 | 0 | 0 | 0 | 0 | System Off | 0 | 0
3696 | 3696 | 2012-06-02 23:59 | 12.71 | 12.71 | 12.71 | 12.71 | 0 | 0 | 0 | 0 | 0 | 0 | 0 | 0 | 0 | 0 | 0 | 0 | 0 | 0 | 0 | 0 | 0 | 0 | System Off | 0 | 0
3697 | 3697 | 2012-06-03 00:59 | 12.48 | 12.48 | 12.48 | 12.48 | 0 | 0 | 0 | 0 | 0 | 0 | 0 | 0 | 0 | 0 | 0 | 0 | 0 | 0 | 0 | 0 | 0 | 0 | System Off | 0 | 0
3698 | 3698 | 2012-06-03 01:59 | 12.24 | 12.24 | 12.24 | 12.24 | 0 | 0 | 0 | 0 | 0 | 0 | 0 | 0 | 0 | 0 | 0 | 0 | 0 | 0 | 0 | 0 | 0 | 0 | System Off | 0 | 0
3699 | 3699 | 2012-06-03 02:59 | 12.01 | 12.01 | 12.01 | 12.01 | 0 | 0 | 0 | 0 | 0 | 0 | 0 | 0 | 0 | 0 | 0 | 0 | 0 | 0 | 0 | 0 | 0 | 0 | System Off | 0 | 0
3700 | 3700 | 2012-06-03 03:59 | 12.15 | 12.81 | 12.81 | 12.15 | 37.36 | 1.42 | 15.48 | 14 | 13.9 | 44.79 | 0 | 0.03 | 0.03 | 0 | 2.76 | 0 | 0 | 11.07 | 0.77745 | 0.09408 | 0 | 0 | System Off | 0 | 0
3701 | 3701 | 2012-06-03 04:59 | 12.3 | 12.93 | 12.93 | 12.3 | 37.33 | 1.4 | 15.48 | 14 | 13.89 | 44.77 | 0 | 0.03 | 0.03 | 0 | 2.28 | 0 | 0 | 11.08 | 0.77833 | 0.09408 | 0 | 0 | System Off | 0 | 0
3702 | 3702 | 2012-06-03 05:59 | 12.44 | 13.55 | 13.55 | 12.44 | 69.8 | 33.3 | 28.24 | 26 | 13.98 | 81.46 | 0.35 | 0.41 | 0.4 | 0.01 | 42.71 | 0 | 0 | 20.54 | 0.78146 | 0.09408 | 0 | 0 | System Off | 0 | 0
3703 | 3703 | 2012-06-03 06:59 | 13.35 | 15.01 | 15.01 | 13.35 | 104.73 | 67.63 | 41.9 | 38 | 14.35 | 120.23 | 0.48 | 0.56 | 0.55 | 0.02 | 67.46 | 0 | 0 | 29.89 | 0.7891 | 0.09408 | 0 | 0 | System Off | 1 | 0
3704 | 3704 | 2012-06-03 07:59 | 14.26 | 18.5 | 18.5 | 14.26 | 273.23 | 233.1 | 106.57 | 99 | 14.37 | 301.91 | 0.75 | 0.77 | 0.76 | 0.08 | 182.83 | 0 | 0 | 77.84 | 0.80627 | 0.09408 | 0 | 0 | System Off | 1 | 0
3705 | 3705 | 2012-06-03 08:59 | 15.17 | 22.74 | 22.74 | 15.17 | 488.52 | 444.29 | 189.46 | 176 | 14.46 | 528.3 | 0.84 | 0.84 | 0.82 | 0.16 | 290.7 | 0 | 0 | 138.24 | 0.82666 | 0.09408 | 0 | 0 | System Off | 1 | 0
3706 | 3706 | 2012-06-03 09:59 | 15.53 | 20.53 | 20.53 | 15.53 | 311.97 | 271.12 | 122.06 | 113 | 14.38 | 343.18 | 0.82 | 0.79 | 0.77 | 0.1 | 162.83 | 0 | 0 | 88.84 | 0.8166 | 0.09408 | 0 | 0 | System Off | 1 | 0
3707 | 3707 | 2012-06-03 10:59 | 15.89 | 22.82 | 22.82 | 15.89 | 422.55 | 379.61 | 164.87 | 153 | 14.38 | 459.58 | 0.85 | 0.83 | 0.81 | 0.14 | 217.22 | 0 | 0 | 120.28 | 0.82656 | 0.09408 | 0 | 0 | System Off | 1 | 0
3708 | 3708 | 2012-06-03 11:59 | 16.24 | 20.72 | 20.72 | 16.24 | 263.35 | 223.4 | 103.84 | 96 | 14.29 | 291.75 | 0.77 | 0.77 | 0.75 | 0.08 | 126.01 | 0 | 0 | 75.56 | 0.81758 | 0.09408 | 0 | 0 | System Off | 1 | 0
3709 | 3709 | 2012-06-03 12:59 | 15.83 | 19.22 | 19.22 | 15.83 | 207.15 | 168.22 | 81.98 | 76 | 14.2 | 231.62 | 0.73 | 0.73 | 0.71 | 0.06 | 105.1 | 0 | 0 | 59.89 | 0.81123 | 0.09408 | 0 | 0 | System Off | 1 | 0
3710 | 3710 | 2012-06-03 13:59 | 15.42 | 19.79 | 19.79 | 15.42 | 281.39 | 241.1 | 110.21 | 102 | 14.37 | 310.74 | 0.82 | 0.78 | 0.76 | 0.09 | 170.28 | 0 | 0 | 80.2 | 0.8138 | 0.09408 | 0 | 0 | System Off | 1 | 0
3711 | 3711 | 2012-06-03 14:59 | 15 | 18.89 | 18.89 | 15 | 260.63 | 220.72 | 102.02 | 94 | 14.44 | 288.59 | 0.78 | 0.76 | 0.75 | 0.08 | 164.13 | 0 | 0 | 73.85 | 0.80971 | 0.09408 | 0 | 0 | System Off | 1 | 0
3712 | 3712 | 2012-06-03 15:59 | 14.65 | 16.85 | 16.85 | 14.65 | 141.87 | 104.11 | 56.47 | 52 | 14.21 | 160.96 | 0.71 | 0.65 | 0.63 | 0.04 | 78.98 | 0 | 0 | 40.97 | 0.79952 | 0.09408 | 0 | 0 | System Off | 1 | 0
3713 | 3713 | 2012-06-03 16:59 | 14.29 | 15.88 | 15.88 | 14.29 | 99.58 | 62.56 | 40.08 | 37 | 14.02 | 114.64 | 0.5 | 0.55 | 0.53 | 0.02 | 45.85 | 0 | 0 | 29.22 | 0.7945 | 0.09408 | 0 | 0 | System Off | 0 | 0
3714 | 3714 | 2012-06-03 17:59 | 13.94 | 16.45 | 16.45 | 13.94 | 155.98 | 117.97 | 61.75 | 57 | 14.25 | 176.26 | 0.65 | 0.67 | 0.65 | 0.04 | 79.47 | 0 | 0 | 44.89 | 0.79627 | 0.09408 | 0 | 0 | System Off | 1 | 0
3715 | 3715 | 2012-06-03 18:59 | 13.59 | 13.67 | 13.67 | 13.59 | 3.93 | 0 | 1.82 | 1 | 20.47 | 5.25 | 0 | 0 | 0 | 0 | 0 | 0 | 0 | 0.73 | 0.78338 | 0.09408 | 0 | 0 | System Off | 0 | 0
3716 | 3716 | 2012-06-03 19:59 | 13.24 | 13.24 | 13.24 | 13.24 | 0 | 0 | 0 | 0 | 0 | 0 | 0 | 0 | 0 | 0 | 0 | 0 | 0 | 0 | 0 | 0 | 0 | 0 | System Off | 0 | 0
3717 | 3717 | 2012-06-03 20:59 | 12.9 | 12.9 | 12.9 | 12.9 | 0 | 0 | 0 | 0 | 0 | 0 | 0 | 0 | 0 | 0 | 0 | 0 | 0 | 0 | 0 | 0 | 0 | 0 | System Off | 0 | 0
3718 | 3718 | 2012-06-03 21:59 | 12.75 | 12.75 | 12.75 | 12.75 | 0 | 0 | 0 | 0 | 0 | 0 | 0 | 0 | 0 | 0 | 0 | 0 | 0 | 0 | 0 | 0 | 0 | 0 | System Off | 0 | 0
3719 | 3719 | 2012-06-03 22:59 | 12.61 | 12.61 | 12.61 | 12.61 | 0 | 0 | 0 | 0 | 0 | 0 | 0 | 0 | 0 | 0 | 0 | 0 | 0 | 0 | 0 | 0 | 0 | 0 | System Off | 0 | 0
3720 | 3720 | 2012-06-03 23:59 | 12.46 | 12.46 | 12.46 | 12.46 | 0 | 0 | 0 | 0 | 0 | 0 | 0 | 0 | 0 | 0 | 0 | 0 | 0 | 0 | 0 | 0 | 0 | 0 | System Off | 0 | 0
3721 | 3721 | 2012-06-04 00:59 | 12.14 | 12.14 | 12.14 | 12.14 | 0 | 0 | 0 | 0 | 0 | 0 | 0 | 0 | 0 | 0 | 0 | 0 | 0 | 0 | 0 | 0 | 0 | 0 | System Off | 0 | 0
3722 | 3722 | 2012-06-04 01:59 | 11.81 | 11.81 | 11.81 | 11.81 | 0 | 0 | 0 | 0 | 0 | 0 | 0 | 0 | 0 | 0 | 0 | 0 | 0 | 0 | 0 | 0 | 0 | 0 | System Off | 0 | 0
3723 | 3723 | 2012-06-04 02:59 | 11.49 | 11.49 | 11.49 | 11.49 | 0 | 0 | 0 | 0 | 0 | 0 | 0 | 0 | 0 | 0 | 0 | 0 | 0 | 0 | 0 | 0 | 0 | 0 | System Off | 0 | 0
3724 | 3724 | 2012-06-04 03:59 | 11.91 | 12.82 | 12.82 | 11.91 | 44.28 | 8.23 | 18.22 | 16 | 14.41 | 52.69 | 0 | 0.16 | 0.15 | 0 | 15.97 | 0 | 0 | 12.57 | 0.77641 | 0.09408 | 0 | 0 | System Off | 0 | 0
3725 | 3725 | 2012-06-04 04:59 | 12.34 | 15.02 | 15.02 | 12.34 | 140.62 | 102.88 | 55.56 | 51 | 14.36 | 159.43 | 0.72 | 0.65 | 0.63 | 0.04 | 167.75 | 0 | 0 | 40.11 | 0.78564 | 0.09408 | 0 | 0 | System Off | 1 | 0
3726 | 3726 | 2012-06-04 05:59 | 12.76 | 23.18 | 23.18 | 12.76 | 562.2 | 516.52 | 223.77 | 201 | 14.57 | 622.94 | 0.85 | 0.83 | 0.81 | 0.19 | 662.41 | 0 | 0 | 157.65 | 0.81691 | 0.09408 | 0 | 0 | System Off | 1 | 0
3727 | 3727 | 2012-06-04 06:59 | 13.23 | 31.21 | 31.21 | 13.23 | 1040.96 | 985.09 | 404.81 | 377 | 14.38 | 1092.85 | 0.89 | 0.9 | 0.88 | 0.36 | 982.71 | 0 | 0 | 296.39 | 0.85398 | 0.09408 | 0 | 0 | System Off | 1 | 0
3728 | 3728 | 2012-06-04 07:59 | 13.69 | 38.21 | 38.21 | 13.69 | 1477.01 | 1410.78 | 577.2 | 545 | 14.12 | 1515.89 | 0.88 | 0.93 | 0.91 | 0.51 | 1106.57 | 0 | 0 | 429.92 | 0.89001 | 0.09408 | 0 | 0 | System Off | 1 | 0
3729 | 3729 | 2012-06-04 08:59 | 14.15 | 24.11 | 24.11 | 14.15 | 633.86 | 586.73 | 244.69 | 227 | 14.54 | 678.8 | 0.86 | 0.86 | 0.85 | 0.21 | 383.89 | 0 | 0 | 178.1 | 0.83034 | 0.09408 | 0 | 0 | System Off | 1 | 0
3730 | 3730 | 2012-06-04 09:59 | 14.53 | 32.96 | 32.96 | 14.53 | 1201.65 | 1142.08 | 467.13 | 437 | 14.32 | 1252.55 | 0.88 | 0.91 | 0.89 | 0.41 | 685.95 | 0 | 0 | 343.82 | 0.87381 | 0.09408 | 0 | 0 | System Off | 1 | 0
3731 | 3731 | 2012-06-04 10:59 | 14.91 | 36.19 | 36.19 | 14.91 | 1422.66 | 1357.78 | 555.72 | 521 | 14.22 | 1471.28 | 0.88 | 0.92 | 0.9 | 0.49 | 776.96 | 0 | 0 | 410.43 | 0.89283 | 0.09408 | 0 | 0 | System Off | 1 | 0
3732 | 3732 | 2012-06-04 11:59 | 15.28 | 19.24 | 19.24 | 15.28 | 272.35 | 232.23 | 106.57 | 99 | 14.33 | 301.08 | 0.75 | 0.77 | 0.75 | 0.08 | 131 | 0 | 0 | 77.89 | 0.81239 | 0.09408 | 0 | 0 | System Off | 1 | 0
3733 | 3733 | 2012-06-04 12:59 | 14.97 | 22.64 | 22.64 | 14.97 | 537.68 | 492.48 | 207.68 | 193 | 14.51 | 579.31 | 0.87 | 0.85 | 0.83 | 0.18 | 307.7 | 0 | 0 | 151.49 | 0.82873 | 0.09408 | 0 | 0 | System Off | 1 | 0
3734 | 3734 | 2012-06-04 13:59 | 14.66 | 17.67 | 17.67 | 14.66 | 208.58 | 169.62 | 81.98 | 76 | 14.29 | 232.95 | 0.73 | 0.73 | 0.71 | 0.06 | 119.8 | 0 | 0 | 59.82 | 0.80422 | 0.09408 | 0 | 0 | System Off | 1 | 0
3735 | 3735 | 2012-06-04 14:59 | 14.34 | 17.7 | 17.7 | 14.34 | 235.21 | 195.77 | 92 | 85 | 14.41 | 261.39 | 0.76 | 0.75 | 0.73 | 0.07 | 145.58 | 0 | 0 | 66.8 | 0.80403 | 0.09408 | 0 | 0 | System Off | 1 | 0
3736 | 3736 | 2012-06-04 15:59 | 13.32 | 16.54 | 16.54 | 13.32 | 243.72 | 204.13 | 94.73 | 88 | 14.42 | 270.31 | 0.74 | 0.76 | 0.74 | 0.07 | 154.86 | 0 | 0 | 69.15 | 0.79854 | 0.09408 | 0 | 0 | System Off | 1 | 0
3737 | 3737 | 2012-06-04 16:59 | 12.29 | 13.53 | 13.53 | 12.29 | 98.26 | 61.27 | 39.17 | 36 | 14.22 | 113 | 0.51 | 0.54 | 0.53 | 0.02 | 44.9 | 0 | 0 | 28.36 | 0.78248 | 0.09408 | 0 | 0 | System Off | 0 | 0
3738 | 3738 | 2012-06-04 17:59 | 11.27 | 12.65 | 12.65 | 11.27 | 117.56 | 80.23 | 46.33 | 43 | 14.24 | 134.08 | 0.65 | 0.6 | 0.59 | 0.03 | 54.04 | 0 | 0 | 33.87 | 0.77784 | 0.09408 | 0 | 0 | System Off | 0 | 0
3739 | 3739 | 2012-06-04 18:59 | 10.23 | 10.32 | 10.32 | 10.23 | 6.14 | 0 | 2.73 | 2 | 15.99 | 7.98 | 0 | 0 | 0 | 0 | 0 | 0 | 0 | 1.54 | 0.76395 | 0.09408 | 0 | 0 | System Off | 0 | 0
3740 | 3740 | 2012-06-04 19:59 | 9.19 | 9.19 | 9.19 | 9.19 | 0 | 0 | 0 | 0 | 0 | 0 | 0 | 0 | 0 | 0 | 0 | 0 | 0 | 0 | 0 | 0 | 0 | 0 | System Off | 0 | 0
3741 | 3741 | 2012-06-04 20:59 | 8.15 | 8.15 | 8.15 | 8.15 | 0 | 0 | 0 | 0 | 0 | 0 | 0 | 0 | 0 | 0 | 0 | 0 | 0 | 0 | 0 | 0 | 0 | 0 | System Off | 0 | 0
3742 | 3742 | 2012-06-04 21:59 | 7.88 | 7.88 | 7.88 | 7.88 | 0 | 0 | 0 | 0 | 0 | 0 | 0 | 0 | 0 | 0 | 0 | 0 | 0 | 0 | 0 | 0 | 0 | 0 | System Off | 0 | 0
3743 | 3743 | 2012-06-04 22:59 | 7.62 | 7.62 | 7.62 | 7.62 | 0 | 0 | 0 | 0 | 0 | 0 | 0 | 0 | 0 | 0 | 0 | 0 | 0 | 0 | 0 | 0 | 0 | 0 | System Off | 0 | 0
3744 | 3744 | 2012-06-04 23:59 | 7.36 | 7.36 | 7.36 | 7.36 | 0 | 0 | 0 | 0 | 0 | 0 | 0 | 0 | 0 | 0 | 0 | 0 | 0 | 0 | 0 | 0 | 0 | 0 | System Off | 0 | 0
3745 | 3745 | 2012-06-05 00:59 | 7.19 | 7.19 | 7.19 | 7.19 | 0 | 0 | 0 | 0 | 0 | 0 | 0 | 0 | 0 | 0 | 0 | 0 | 0 | 0 | 0 | 0 | 0 | 0 | System Off | 0 | 0
3746 | 3746 | 2012-06-05 01:59 | 7.02 | 7.02 | 7.02 | 7.02 | 0 | 0 | 0 | 0 | 0 | 0 | 0 | 0 | 0 | 0 | 0 | 0 | 0 | 0 | 0 | 0 | 0 | 0 | System Off | 0 | 0
3747 | 3747 | 2012-06-05 02:59 | 6.85 | 6.85 | 6.85 | 6.85 | 0 | 0 | 0 | 0 | 0 | 0 | 0 | 0 | 0 | 0 | 0 | 0 | 0 | 0 | 0 | 0 | 0 | 0 | System Off | 0 | 0
3748 | 3748 | 2012-06-05 03:59 | 7.32 | 7.85 | 7.85 | 7.32 | 31.24 | 0 | 12.75 | 11 | 14.79 | 37.55 | 0 | 0 | 0 | 0 | 0 | 0 | 0 | 8.6 | 0.74884 | 0.09408 | 0 | 0 | System Off | 0 | 0
3749 | 3749 | 2012-06-05 04:59 | 7.8 | 11.38 | 11.38 | 7.8 | 218.76 | 179.62 | 85.01 | 77 | 14.8 | 247.17 | 0.71 | 0.73 | 0.71 | 0.06 | 292.87 | 0 | 0 | 60.22 | 0.76396 | 0.09408 | 0 | 0 | System Off | 1 | 0
3750 | 3750 | 2012-06-05 05:59 | 8.27 | 19.53 | 19.53 | 8.27 | 663.95 | 616.2 | 265.92 | 233 | 14.84 | 750.47 | 0.83 | 0.82 | 0.8 | 0.22 | 790.26 | 0 | 0 | 182.11 | 0.79605 | 0.09408 | 0 | 0 | System Off | 1 | 0
3751 | 3751 | 2012-06-05 06:59 | 9.39 | 25.07 | 25.07 | 9.39 | 973.68 | 919.31 | 370.62 | 345 | 14.7 | 1024.42 | 0.89 | 0.9 | 0.88 | 0.33 | 917.08 | 0 | 0 | 270.14 | 0.82411 | 0.09408 | 0 | 0 | System Off | 1 | 0
3752 | 3752 | 2012-06-05 07:59 | 10.51 | 33.05 | 33.05 | 10.51 | 1387.33 | 1323.31 | 533.28 | 502 | 14.39 | 1429.41 | 0.9 | 0.93 | 0.9 | 0.48 | 1037.96 | 0 | 0 | 394.6 | 0.86143 | 0.09408 | 0 | 0 | System Off | 1 | 0
3753 | 3753 | 2012-06-05 08:59 | 11.62 | 29.18 | 29.18 | 11.62 | 1081.71 | 1024.91 | 415.86 | 388 | 14.52 | 1131.54 | 0.89 | 0.91 | 0.89 | 0.37 | 670.59 | 0 | 0 | 304.5 | 0.84609 | 0.09408 | 0 | 0 | System Off | 1 | 0
3754 | 3754 | 2012-06-05 09:59 | 12.39 | 36.5 | 36.5 | 12.39 | 1406.63 | 1342.14 | 550.03 | 516 | 14.2 | 1454.39 | 0.89 | 0.92 | 0.9 | 0.49 | 806.1 | 0 | 0 | 406.62 | 0.87607 | 0.09408 | 0 | 0 | System Off | 1 | 0
3755 | 3755 | 2012-06-05 10:59 | 13.16 | 49.69 | 49.69 | 13.16 | 1980.2 | 1900.76 | 801.79 | 759 | 13.59 | 2009.21 | 0.86 | 0.95 | 0.92 | 0.69 | 1087.67 | 0 | 0 | 602.73 | 0.92983 | 0.09408 | 0 | 0 | System Off | 1 | 0
3756 | 3756 | 2012-06-05 11:59 | 13.92 | 49.11 | 49.11 | 13.92 | 1831.04 | 1755.65 | 742.51 | 702 | 13.58 | 1865.2 | 0.86 | 0.94 | 0.92 | 0.64 | 990.33 | 0 | 0 | 557.49 | 0.92337 | 0.09408 | 0 | 0 | System Off | 1 | 0
3757 | 3757 | 2012-06-05 12:59 | 14.37 | 43.36 | 43.36 | 14.37 | 1490.17 | 1423.61 | 596.4 | 561 | 13.83 | 1534.15 | 0.86 | 0.93 | 0.91 | 0.51 | 889.47 | 0 | 0 | 444.12 | 0.89785 | 0.09408 | 0 | 0 | System Off | 1 | 0
3758 | 3758 | 2012-06-05 13:59 | 14.82 | 46.6 | 46.6 | 14.82 | 1582.55 | 1513.66 | 637.16 | 603 | 13.67 | 1617.35 | 0.86 | 0.94 | 0.91 | 0.55 | 1069.04 | 0 | 0 | 478.37 | 0.90928 | 0.09408 | 0 | 0 | System Off | 1 | 0
3759 | 3759 | 2012-06-05 14:59 | 15.27 | 41.33 | 41.33 | 15.27 | 1273.91 | 1212.63 | 508.83 | 478 | 13.88 | 1319.72 | 0.86 | 0.92 | 0.9 | 0.44 | 901.74 | 0 | 0 | 378.19 | 0.88702 | 0.09408 | 0 | 0 | System Off | 1 | 0
3760 | 3760 | 2012-06-05 15:59 | 15.06 | 30.57 | 30.57 | 15.06 | 785.95 | 735.65 | 319.03 | 287 | 14.26 | 863.44 | 0.85 | 0.85 | 0.83 | 0.27 | 558.11 | 0 | 0 | 225.98 | 0.84776 | 0.09408 | 0 | 0 | System Off | 1 | 0
3761 | 3761 | 2012-06-05 16:59 | 14.84 | 21.33 | 21.33 | 14.84 | 310.77 | 269.94 | 140.19 | 113 | 14.32 | 393.01 | 0.71 | 0.69 | 0.67 | 0.1 | 197.84 | 0 | 0 | 88.9 | 0.81247 | 0.09408 | 0 | 0 | System Off | 1 | 0
3762 | 3762 | 2012-06-05 17:59 | 14.63 | 17.51 | 17.51 | 14.63 | 164.44 | 126.28 | 65.26 | 60 | 14.27 | 185.55 | 0.77 | 0.68 | 0.67 | 0.05 | 85.06 | 0 | 0 | 47.24 | 0.80095 | 0.09408 | 0 | 0 | System Off | 1 | 0
3763 | 3763 | 2012-06-05 18:59 | 13.65 | 14.06 | 14.06 | 13.65 | 21.29 | 0 | 9.11 | 8 | 13.86 | 26.23 | 0 | 0 | 0 | 0 | 0 | 0 | 0 | 6.33 | 0.7851 | 0.09408 | 0 | 0 | System Off | 0 | 0
3764 | 3764 | 2012-06-05 19:59 | 12.67 | 12.67 | 12.67 | 12.67 | 0 | 0 | 0 | 0 | 0 | 0 | 0 | 0 | 0 | 0 | 0 | 0 | 0 | 0 | 0 | 0 | 0 | 0 | System Off | 0 | 0
3765 | 3765 | 2012-06-05 20:59 | 11.7 | 11.7 | 11.7 | 11.7 | 0 | 0 | 0 | 0 | 0 | 0 | 0 | 0 | 0 | 0 | 0 | 0 | 0 | 0 | 0 | 0 | 0 | 0 | System Off | 0 | 0
3766 | 3766 | 2012-06-05 21:59 | 12.01 | 12.01 | 12.01 | 12.01 | 0 | 0 | 0 | 0 | 0 | 0 | 0 | 0 | 0 | 0 | 0 | 0 | 0 | 0 | 0 | 0 | 0 | 0 | System Off | 0 | 0
3767 | 3767 | 2012-06-05 22:59 | 12.33 | 12.33 | 12.33 | 12.33 | 0 | 0 | 0 | 0 | 0 | 0 | 0 | 0 | 0 | 0 | 0 | 0 | 0 | 0 | 0 | 0 | 0 | 0 | System Off | 0 | 0
3768 | 3768 | 2012-06-05 23:59 | 12.65 | 12.65 | 12.65 | 12.65 | 0 | 0 | 0 | 0 | 0 | 0 | 0 | 0 | 0 | 0 | 0 | 0 | 0 | 0 | 0 | 0 | 0 | 0 | System Off | 0 | 0
3769 | 3769 | 2012-06-06 00:59 | 12.37 | 12.37 | 12.37 | 12.37 | 0 | 0 | 0 | 0 | 0 | 0 | 0 | 0 | 0 | 0 | 0 | 0 | 0 | 0 | 0 | 0 | 0 | 0 | System Off | 0 | 0
3770 | 3770 | 2012-06-06 01:59 | 12.08 | 12.08 | 12.08 | 12.08 | 0 | 0 | 0 | 0 | 0 | 0 | 0 | 0 | 0 | 0 | 0 | 0 | 0 | 0 | 0 | 0 | 0 | 0 | System Off | 0 | 0
3771 | 3771 | 2012-06-06 02:59 | 11.8 | 11.8 | 11.8 | 11.8 | 0 | 0 | 0 | 0 | 0 | 0 | 0 | 0 | 0 | 0 | 0 | 0 | 0 | 0 | 0 | 0 | 0 | 0 | System Off | 0 | 0
3772 | 3772 | 2012-06-06 03:59 | 11.83 | 12.91 | 12.91 | 11.83 | 70.52 | 34.01 | 28.45 | 26 | 14.13 | 82.25 | 0.35 | 0.41 | 0.4 | 0.01 | 66.03 | 0 | 0 | 20.51 | 0.77787 | 0.09408 | 0 | 0 | System Off | 1 | 0
3773 | 3773 | 2012-06-06 04:59 | 11.85 | 14.15 | 14.15 | 11.85 | 158.13 | 120.08 | 61.94 | 57 | 14.45 | 178.3 | 0.65 | 0.67 | 0.66 | 0.04 | 195.78 | 0 | 0 | 44.77 | 0.78389 | 0.09408 | 0 | 0 | System Off | 1 | 0
3774 | 3774 | 2012-06-06 05:59 | 11.88 | 13.43 | 13.43 | 11.88 | 107.88 | 70.72 | 42.81 | 39 | 14.41 | 123.55 | 0.7 | 0.57 | 0.56 | 0.03 | 90.69 | 0 | 0 | 30.65 | 0.78063 | 0.09408 | 0 | 0 | System Off | 1 | 0
3775 | 3775 | 2012-06-06 06:59 | 12.62 | 14.14 | 14.14 | 12.62 | 105.15 | 68.03 | 41.9 | 38 | 14.41 | 120.61 | 0.48 | 0.56 | 0.55 | 0.02 | 67.87 | 0 | 0 | 29.86 | 0.78479 | 0.09408 | 0 | 0 | System Off | 1 | 0
3776 | 3776 | 2012-06-06 07:59 | 13.35 | 17.6 | 17.6 | 13.35 | 301.22 | 260.56 | 116.59 | 108 | 14.53 | 331.4 | 0.77 | 0.79 | 0.77 | 0.09 | 204.38 | 0 | 0 | 84.75 | 0.80254 | 0.09408 | 0 | 0 | System Off | 1 | 0
3777 | 3777 | 2012-06-06 08:59 | 14.08 | 21.59 | 21.59 | 14.08 | 535.13 | 489.98 | 205.85 | 191 | 14.59 | 576.5 | 0.87 | 0.85 | 0.83 | 0.18 | 320.59 | 0 | 0 | 149.76 | 0.82292 | 0.09408 | 0 | 0 | System Off | 1 | 0
3778 | 3778 | 2012-06-06 09:59 | 14.54 | 25.03 | 25.03 | 14.54 | 750.9 | 701.34 | 289.07 | 268 | 14.59 | 799.11 | 0.86 | 0.88 | 0.86 | 0.25 | 421.23 | 0 | 0 | 210.13 | 0.84064 | 0.09408 | 0 | 0 | System Off | 1 | 0
3779 | 3779 | 2012-06-06 10:59 | 14.99 | 19.13 | 19.13 | 14.99 | 294.36 | 253.83 | 114.77 | 106 | 14.46 | 324.37 | 0.78 | 0.78 | 0.77 | 0.09 | 145.25 | 0 | 0 | 83.25 | 0.81197 | 0.09408 | 0 | 0 | System Off | 1 | 0
3780 | 3780 | 2012-06-06 11:59 | 15.44 | 20.15 | 20.15 | 15.44 | 336.83 | 295.51 | 131.16 | 121 | 14.5 | 369.31 | 0.84 | 0.8 | 0.78 | 0.11 | 166.69 | 0 | 0 | 94.99 | 0.81758 | 0.09408 | 0 | 0 | System Off | 1 | 0
3781 | 3781 | 2012-06-06 12:59 | 16.17 | 33.1 | 33.1 | 16.17 | 1236.33 | 1175.94 | 479.98 | 449 | 14.34 | 1286.31 | 0.9 | 0.91 | 0.89 | 0.43 | 734.73 | 0 | 0 | 353.18 | 0.88641 | 0.09408 | 0 | 0 | System Off | 1 | 0
3782 | 3782 | 2012-06-06 13:59 | 16.9 | 30.51 | 30.51 | 16.9 | 1012.98 | 957.74 | 392.67 | 366 | 14.42 | 1062.97 | 0.89 | 0.9 | 0.88 | 0.35 | 676.41 | 0 | 0 | 287.62 | 0.87453 | 0.09408 | 0 | 0 | System Off | 1 | 0
3783 | 3783 | 2012-06-06 14:59 | 17.62 | 28.8 | 28.8 | 17.62 | 846.41 | 794.83 | 328.61 | 306 | 14.41 | 895.43 | 0.88 | 0.89 | 0.87 | 0.29 | 591.05 | 0 | 0 | 240.5 | 0.86718 | 0.09408 | 0 | 0 | System Off | 1 | 0
3784 | 3784 | 2012-06-06 15:59 | 17.42 | 24.42 | 24.42 | 17.42 | 480.32 | 436.25 | 188.06 | 174 | 14.38 | 521.09 | 0.85 | 0.84 | 0.82 | 0.16 | 330.97 | 0 | 0 | 136.8 | 0.83998 | 0.09408 | 0 | 0 | System Off | 1 | 0
3785 | 3785 | 2012-06-06 16:59 | 17.22 | 20.33 | 20.33 | 17.22 | 189.41 | 150.8 | 75.6 | 70 | 14.09 | 212.73 | 0.66 | 0.71 | 0.69 | 0.05 | 110.52 | 0 | 0 | 55.23 | 0.81843 | 0.09408 | 0 | 0 | System Off | 1 | 0
3786 | 3786 | 2012-06-06 17:59 | 17.02 | 18.98 | 18.98 | 17.02 | 105.16 | 68.05 | 42.81 | 39 | 14.04 | 121.06 | 0.47 | 0.56 | 0.55 | 0.02 | 45.84 | 0 | 0 | 30.79 | 0.81115 | 0.09408 | 0 | 0 | System Off | 0 | 0
3787 | 3787 | 2012-06-06 18:59 | 16.25 | 16.84 | 16.84 | 16.25 | 29.85 | 0 | 12.76 | 11 | 14.13 | 36.37 | 0 | 0 | 0 | 0 | 0 | 0 | 0 | 8.68 | 0.80107 | 0.09408 | 0 | 0 | System Off | 0 | 0
3788 | 3788 | 2012-06-06 19:59 | 15.47 | 15.47 | 15.47 | 15.47 | 0 | 0 | 0 | 0 | 0 | 0 | 0 | 0 | 0 | 0 | 0 | 0 | 0 | 0 | 0 | 0 | 0 | 0 | System Off | 0 | 0
3789 | 3789 | 2012-06-06 20:59 | 14.7 | 14.7 | 14.7 | 14.7 | 0 | 0 | 0 | 0 | 0 | 0 | 0 | 0 | 0 | 0 | 0 | 0 | 0 | 0 | 0 | 0 | 0 | 0 | System Off | 0 | 0
3790 | 3790 | 2012-06-06 21:59 | 14.65 | 14.65 | 14.65 | 14.65 | 0 | 0 | 0 | 0 | 0 | 0 | 0 | 0 | 0 | 0 | 0 | 0 | 0 | 0 | 0 | 0 | 0 | 0 | System Off | 0 | 0
3791 | 3791 | 2012-06-06 22:59 | 14.61 | 14.61 | 14.61 | 14.61 | 0 | 0 | 0 | 0 | 0 | 0 | 0 | 0 | 0 | 0 | 0 | 0 | 0 | 0 | 0 | 0 | 0 | 0 | System Off | 0 | 0
3792 | 3792 | 2012-06-06 23:59 | 14.57 | 14.57 | 14.57 | 14.57 | 0 | 0 | 0 | 0 | 0 | 0 | 0 | 0 | 0 | 0 | 0 | 0 | 0 | 0 | 0 | 0 | 0 | 0 | System Off | 0 | 0
3793 | 3793 | 2012-06-07 00:59 | 14.21 | 14.21 | 14.21 | 14.21 | 0 | 0 | 0 | 0 | 0 | 0 | 0 | 0 | 0 | 0 | 0 | 0 | 0 | 0 | 0 | 0 | 0 | 0 | System Off | 0 | 0
3794 | 3794 | 2012-06-07 01:59 | 13.86 | 13.86 | 13.86 | 13.86 | 0 | 0 | 0 | 0 | 0 | 0 | 0 | 0 | 0 | 0 | 0 | 0 | 0 | 0 | 0 | 0 | 0 | 0 | System Off | 0 | 0
3795 | 3795 | 2012-06-07 02:59 | 13.5 | 13.5 | 13.5 | 13.5 | 0 | 0 | 0 | 0 | 0 | 0 | 0 | 0 | 0 | 0 | 0 | 0 | 0 | 0 | 0 | 0 | 0 | 0 | System Off | 0 | 0
3796 | 3796 | 2012-06-07 03:59 | 13.92 | 14.32 | 14.32 | 13.92 | 21.26 | 0 | 9.11 | 8 | 13.84 | 26.2 | 0 | 0 | 0 | 0 | 0 | 0 | 0 | 6.33 | 0.78669 | 0.09408 | 0 | 0 | System Off | 0 | 0
3797 | 3797 | 2012-06-07 04:59 | 14.35 | 15.17 | 15.17 | 14.35 | 43.78 | 7.73 | 18.22 | 16 | 14.25 | 52.24 | 0 | 0.15 | 0.14 | 0 | 12.61 | 0 | 0 | 12.6 | 0.79077 | 0.09408 | 0 | 0 | System Off | 0 | 0
3798 | 3798 | 2012-06-07 05:59 | 14.77 | 16.74 | 16.74 | 14.77 | 106.27 | 69.13 | 42.81 | 39 | 14.19 | 122.07 | 0.7 | 0.57 | 0.55 | 0.03 | 88.66 | 0 | 0 | 30.74 | 0.79772 | 0.09408 | 0 | 0 | System Off | 1 | 0
3799 | 3799 | 2012-06-07 06:59 | 15.9 | 20.86 | 20.86 | 15.9 | 277.66 | 237.45 | 109.3 | 101 | 14.32 | 306.95 | 0.82 | 0.77 | 0.76 | 0.09 | 236.87 | 0 | 0 | 79.47 | 0.8165 | 0.09408 | 0 | 0 | System Off | 1 | 0
3800 | 3800 | 2012-06-07 07:59 | 17.03 | 23.2 | 23.2 | 17.03 | 349.29 | 307.73 | 137.54 | 127 | 14.32 | 382.87 | 0.8 | 0.8 | 0.79 | 0.11 | 241.37 | 0 | 0 | 99.92 | 0.8284 | 0.09408 | 0 | 0 | System Off | 1 | 0
3801 | 3801 | 2012-06-07 08:59 | 18.16 | 36.21 | 36.21 | 18.16 | 1027.66 | 972.09 | 407.33 | 380 | 14.09 | 1078.33 | 0.86 | 0.9 | 0.88 | 0.35 | 636.03 | 0 | 0 | 299.88 | 0.88549 | 0.09408 | 0 | 0 | System Off | 1 | 0
3802 | 3802 | 2012-06-07 09:59 | 19.08 | 43.3 | 43.3 | 19.08 | 1411.87 | 1347.26 | 567.14 | 532 | 13.82 | 1459.21 | 0.86 | 0.92 | 0.9 | 0.49 | 809.17 | 0 | 0 | 421.23 | 0.92206 | 0.09408 | 0 | 0 | System Off | 1 | 0
3803 | 3803 | 2012-06-07 10:59 | 20 | 62.82 | 62.82 | 20 | 2464.6 | 2371.14 | 1039.04 | 995 | 12.9 | 2460.71 | 0.83 | 0.96 | 0.94 | 0.86 | 1356.84 | 0 | 0 | 796.99 | 0.99379 | 0.09408 | 0 | 0 | System Off | 1 | 0
3804 | 3804 | 2012-06-07 11:59 | 20.91 | 62.21 | 62.21 | 20.91 | 2472.51 | 2378.81 | 1037.87 | 995 | 12.94 | 2464.62 | 0.83 | 0.97 | 0.94 | 0.86 | 1341.84 | 0 | 0 | 796.57 | 0.99971 | 0.09408 | 0 | 0 | System Off | 1 | 0
3805 | 3805 | 2012-06-07 12:59 | 21.32 | 52.06 | 52.06 | 21.32 | 1898.67 | 1821.46 | 775.57 | 736 | 13.44 | 1924.27 | 0.85 | 0.95 | 0.92 | 0.66 | 1138.04 | 0 | 0 | 585.59 | 0.94924 | 0.09408 | 0 | 0 | System Off | 1 | 0
3806 | 3806 | 2012-06-07 13:59 | 21.73 | 34.49 | 34.49 | 21.73 | 812.21 | 761.35 | 323.36 | 301 | 14.05 | 861.87 | 0.87 | 0.88 | 0.86 | 0.28 | 537.71 | 0 | 0 | 237.63 | 0.89216 | 0.09408 | 0 | 0 | System Off | 1 | 0
3807 | 3807 | 2012-06-07 14:59 | 22.13 | 31.21 | 31.21 | 22.13 | 579.44 | 533.4 | 231 | 214 | 14.1 | 623.64 | 0.82 | 0.86 | 0.84 | 0.19 | 396.65 | 0 | 0 | 168.84 | 0.87714 | 0.09408 | 0 | 0 | System Off | 1 | 0
3808 | 3808 | 2012-06-07 15:59 | 21.02 | 22.45 | 22.45 | 21.02 | 89.65 | 52.81 | 37.35 | 34 | 13.73 | 104.25 | 0.54 | 0.51 | 0.5 | 0.02 | 40.06 | 0 | 0 | 26.95 | 0.83433 | 0.09408 | 0 | 0 | System Off | 0 | 0
3809 | 3809 | 2012-06-07 16:59 | 19.91 | 24.47 | 24.47 | 19.91 | 302.92 | 262.24 | 121.66 | 112 | 14.09 | 337.04 | 0.74 | 0.78 | 0.76 | 0.09 | 192.19 | 0 | 0 | 88.38 | 0.84304 | 0.09408 | 0 | 0 | System Off | 1 | 0
3810 | 3810 | 2012-06-07 17:59 | 18.8 | 20.37 | 20.37 | 18.8 | 104.37 | 67.27 | 42.96 | 39 | 13.94 | 120.85 | 0.47 | 0.56 | 0.54 | 0.02 | 45.31 | 0 | 0 | 30.83 | 0.82186 | 0.09408 | 0 | 0 | System Off | 0 | 0
3811 | 3811 | 2012-06-07 18:59 | 18.1 | 18.24 | 18.24 | 18.1 | 7.94 | 0 | 3.64 | 3 | 13.78 | 10.33 | 0 | 0 | 0 | 0 | 0 | 0 | 0 | 2.38 | 0.81055 | 0.09408 | 0 | 0 | System Off | 0 | 0
3812 | 3812 | 2012-06-07 19:59 | 17.39 | 17.39 | 17.39 | 17.39 | 0 | 0 | 0 | 0 | 0 | 0 | 0 | 0 | 0 | 0 | 0 | 0 | 0 | 0 | 0 | 0 | 0 | 0 | System Off | 0 | 0
3813 | 3813 | 2012-06-07 20:59 | 16.69 | 16.69 | 16.69 | 16.69 | 0 | 0 | 0 | 0 | 0 | 0 | 0 | 0 | 0 | 0 | 0 | 0 | 0 | 0 | 0 | 0 | 0 | 0 | System Off | 0 | 0
3814 | 3814 | 2012-06-07 21:59 | 16.11 | 16.11 | 16.11 | 16.11 | 0 | 0 | 0 | 0 | 0 | 0 | 0 | 0 | 0 | 0 | 0 | 0 | 0 | 0 | 0 | 0 | 0 | 0 | System Off | 0 | 0
3815 | 3815 | 2012-06-07 22:59 | 15.54 | 15.54 | 15.54 | 15.54 | 0 | 0 | 0 | 0 | 0 | 0 | 0 | 0 | 0 | 0 | 0 | 0 | 0 | 0 | 0 | 0 | 0 | 0 | System Off | 0 | 0
3816 | 3816 | 2012-06-07 23:59 | 14.97 | 14.97 | 14.97 | 14.97 | 0 | 0 | 0 | 0 | 0 | 0 | 0 | 0 | 0 | 0 | 0 | 0 | 0 | 0 | 0 | 0 | 0 | 0 | System Off | 0 | 0
3817 | 3817 | 2012-06-08 00:59 | 14.89 | 14.89 | 14.89 | 14.89 | 0 | 0 | 0 | 0 | 0 | 0 | 0 | 0 | 0 | 0 | 0 | 0 | 0 | 0 | 0 | 0 | 0 | 0 | System Off | 0 | 0
3818 | 3818 | 2012-06-08 01:59 | 14.8 | 14.8 | 14.8 | 14.8 | 0 | 0 | 0 | 0 | 0 | 0 | 0 | 0 | 0 | 0 | 0 | 0 | 0 | 0 | 0 | 0 | 0 | 0 | System Off | 0 | 0
3819 | 3819 | 2012-06-08 02:59 | 14.72 | 14.72 | 14.72 | 14.72 | 0 | 0 | 0 | 0 | 0 | 0 | 0 | 0 | 0 | 0 | 0 | 0 | 0 | 0 | 0 | 0 | 0 | 0 | System Off | 0 | 0
3820 | 3820 | 2012-06-08 03:59 | 14.88 | 15.85 | 15.85 | 14.88 | 57.19 | 20.91 | 23.65 | 21 | 14.18 | 67.67 | 0.42 | 0.31 | 0.3 | 0.01 | 40.61 | 0 | 0 | 16.55 | 0.79488 | 0.09408 | 0 | 0 | System Off | 1 | 0
3821 | 3821 | 2012-06-08 04:59 | 15.05 | 18.03 | 18.03 | 15.05 | 136.32 | 98.66 | 74.55 | 50 | 14.2 | 211.57 | 0.54 | 0.47 | 0.46 | 0.04 | 160.86 | 0 | 0 | 39.4 | 0.80152 | 0.09408 | 0 | 0 | System Off | 1 | 0
3822 | 3822 | 2012-06-08 05:59 | 15.21 | 25.22 | 25.22 | 15.21 | 629.94 | 582.88 | 256.95 | 227 | 14.45 | 709.83 | 0.82 | 0.82 | 0.8 | 0.21 | 747.52 | 0 | 0 | 178.3 | 0.83683 | 0.09408 | 0 | 0 | System Off | 1 | 0
3823 | 3823 | 2012-06-08 06:59 | 16.06 | 34.53 | 34.53 | 16.06 | 1306.9 | 1244.83 | 510.17 | 477 | 14.27 | 1359.58 | 0.88 | 0.92 | 0.89 | 0.45 | 1241.82 | 0 | 0 | 375.54 | 0.89133 | 0.09408 | 0 | 0 | System Off | 1 | 0
3824 | 3824 | 2012-06-08 07:59 | 16.9 | 36.56 | 36.56 | 16.9 | 1498.25 | 1431.49 | 581.32 | 549 | 14.21 | 1536.76 | 0.89 | 0.93 | 0.91 | 0.52 | 1122.81 | 0 | 0 | 432.54 | 0.91099 | 0.09408 | 0 | 0 | System Off | 1 | 0
3825 | 3825 | 2012-06-08 08:59 | 17.74 | 40.99 | 40.99 | 17.74 | 1874.93 | 1798.37 | 732.78 | 695 | 14.05 | 1903.14 | 0.89 | 0.94 | 0.92 | 0.65 | 1176.66 | 0 | 0 | 548.7 | 0.91716 | 0.09408 | 0 | 0 | System Off | 1 | 0
3826 | 3826 | 2012-06-08 09:59 | 18.31 | 24.19 | 24.19 | 18.31 | 470.96 | 427.07 | 183.99 | 171 | 14.34 | 510.28 | 0.82 | 0.84 | 0.82 | 0.15 | 256.5 | 0 | 0 | 134.5 | 0.84484 | 0.09408 | 0 | 0 | System Off | 1 | 0
3827 | 3827 | 2012-06-08 10:59 | 18.87 | 21.24 | 21.24 | 18.87 | 183.89 | 145.38 | 73.78 | 68 | 14.08 | 206.89 | 0.68 | 0.7 | 0.69 | 0.05 | 83.19 | 0 | 0 | 53.66 | 0.828 | 0.09408 | 0 | 0 | System Off | 1 | 0
3828 | 3828 | 2012-06-08 11:59 | 19.43 | 22.14 | 22.14 | 19.43 | 209.21 | 170.25 | 83.8 | 77 | 14.15 | 234.2 | 0.72 | 0.73 | 0.71 | 0.06 | 96.03 | 0 | 0 | 60.71 | 0.83316 | 0.09408 | 0 | 0 | System Off | 1 | 0
3829 | 3829 | 2012-06-08 12:59 | 19.33 | 46.4 | 46.4 | 19.33 | 2151.64 | 2067.38 | 852.14 | 812 | 13.8 | 2164.79 | 0.88 | 0.96 | 0.93 | 0.75 | 1291.69 | 0 | 0 | 643.1 | 0.9508 | 0.09408 | 0 | 0 | System Off | 1 | 0
3830 | 3830 | 2012-06-08 13:59 | 19.23 | 21.84 | 21.84 | 19.23 | 209.49 | 170.52 | 83.8 | 77 | 14.17 | 234.46 | 0.72 | 0.73 | 0.71 | 0.06 | 120.43 | 0 | 0 | 60.7 | 0.83194 | 0.09408 | 0 | 0 | System Off | 1 | 0
3831 | 3831 | 2012-06-08 14:59 | 19.12 | 30.35 | 30.35 | 19.12 | 943.42 | 889.72 | 366.67 | 342 | 14.37 | 993.21 | 0.87 | 0.9 | 0.88 | 0.32 | 661.62 | 0 | 0 | 268.92 | 0.8837 | 0.09408 | 0 | 0 | System Off | 1 | 0
3832 | 3832 | 2012-06-08 15:59 | 18.36 | 28.2 | 28.2 | 18.36 | 764.01 | 714.18 | 304.72 | 276 | 14.42 | 832.26 | 0.85 | 0.86 | 0.84 | 0.26 | 541.82 | 0 | 0 | 216.89 | 0.86584 | 0.09408 | 0 | 0 | System Off | 1 | 0
3833 | 3833 | 2012-06-08 16:59 | 17.61 | 22.49 | 22.49 | 17.61 | 315.08 | 274.16 | 142.87 | 115 | 14.27 | 398.76 | 0.7 | 0.69 | 0.67 | 0.1 | 200.93 | 0 | 0 | 90.54 | 0.82958 | 0.09408 | 0 | 0 | System Off | 1 | 0
3834 | 3834 | 2012-06-08 17:59 | 16.85 | 17.28 | 17.28 | 16.85 | 27.57 | 0 | 11.84 | 11 | 13.05 | 33.7 | 0 | 0 | 0 | 0 | 0 | 0 | 0 | 8.79 | 0.80468 | 0.09408 | 0 | 0 | System Off | 0 | 0
3835 | 3835 | 2012-06-08 18:59 | 15.86 | 16.36 | 16.36 | 15.86 | 30.7 | 0 | 13.07 | 12 | 13.32 | 37.33 | 0 | 0 | 0 | 0 | 0 | 0 | 0 | 9.56 | 0.79897 | 0.09408 | 0 | 0 | System Off | 0 | 0
3836 | 3836 | 2012-06-08 19:59 | 14.87 | 14.87 | 14.87 | 14.87 | 0 | 0 | 0 | 0 | 0 | 0 | 0 | 0 | 0 | 0 | 0 | 0 | 0 | 0 | 0 | 0 | 0 | 0 | System Off | 0 | 0
3837 | 3837 | 2012-06-08 20:59 | 13.89 | 13.89 | 13.89 | 13.89 | 0 | 0 | 0 | 0 | 0 | 0 | 0 | 0 | 0 | 0 | 0 | 0 | 0 | 0 | 0 | 0 | 0 | 0 | System Off | 0 | 0
3838 | 3838 | 2012-06-08 21:59 | 13.48 | 13.48 | 13.48 | 13.48 | 0 | 0 | 0 | 0 | 0 | 0 | 0 | 0 | 0 | 0 | 0 | 0 | 0 | 0 | 0 | 0 | 0 | 0 | System Off | 0 | 0
3839 | 3839 | 2012-06-08 22:59 | 13.08 | 13.08 | 13.08 | 13.08 | 0 | 0 | 0 | 0 | 0 | 0 | 0 | 0 | 0 | 0 | 0 | 0 | 0 | 0 | 0 | 0 | 0 | 0 | System Off | 0 | 0
3840 | 3840 | 2012-06-08 23:59 | 12.68 | 12.68 | 12.68 | 12.68 | 0 | 0 | 0 | 0 | 0 | 0 | 0 | 0 | 0 | 0 | 0 | 0 | 0 | 0 | 0 | 0 | 0 | 0 | System Off | 0 | 0
3841 | 3841 | 2012-06-09 00:59 | 12.2 | 12.2 | 12.2 | 12.2 | 0 | 0 | 0 | 0 | 0 | 0 | 0 | 0 | 0 | 0 | 0 | 0 | 0 | 0 | 0 | 0 | 0 | 0 | System Off | 0 | 0
3842 | 3842 | 2012-06-09 01:59 | 11.72 | 11.72 | 11.72 | 11.72 | 0 | 0 | 0 | 0 | 0 | 0 | 0 | 0 | 0 | 0 | 0 | 0 | 0 | 0 | 0 | 0 | 0 | 0 | System Off | 0 | 0
3843 | 3843 | 2012-06-09 02:59 | 11.24 | 11.24 | 11.24 | 11.24 | 0 | 0 | 0 | 0 | 0 | 0 | 0 | 0 | 0 | 0 | 0 | 0 | 0 | 0 | 0 | 0 | 0 | 0 | System Off | 0 | 0
3844 | 3844 | 2012-06-09 03:59 | 11.7 | 12.87 | 12.87 | 11.7 | 73.62 | 37.06 | 29.65 | 27 | 14.2 | 85.75 | 0.34 | 0.43 | 0.42 | 0.01 | 71.96 | 0 | 0 | 21.28 | 0.7773 | 0.09408 | 0 | 0 | System Off | 1 | 0
3845 | 3845 | 2012-06-09 04:59 | 12.15 | 15.31 | 15.31 | 12.15 | 175.67 | 137.31 | 83.44 | 64 | 14.3 | 239.16 | 0.6 | 0.57 | 0.56 | 0.05 | 223.88 | 0 | 0 | 50.37 | 0.78702 | 0.09408 | 0 | 0 | System Off | 1 | 0
3846 | 3846 | 2012-06-09 05:59 | 12.61 | 22.94 | 22.94 | 12.61 | 687.22 | 639 | 283.25 | 244 | 14.67 | 789.26 | 0.81 | 0.81 | 0.79 | 0.23 | 819.49 | 0 | 0 | 191.13 | 0.82423 | 0.09408 | 0 | 0 | System Off | 1 | 0
3847 | 3847 | 2012-06-09 06:59 | 13.37 | 30.6 | 30.6 | 13.37 | 1302.27 | 1240.31 | 500.65 | 468 | 14.49 | 1354.8 | 0.9 | 0.92 | 0.89 | 0.45 | 1237.32 | 0 | 0 | 367.41 | 0.87245 | 0.09408 | 0 | 0 | System Off | 1 | 0
3848 | 3848 | 2012-06-09 07:59 | 14.12 | 36.35 | 36.35 | 14.12 | 1778.03 | 1704.06 | 682.3 | 647 | 14.31 | 1805.23 | 0.91 | 0.94 | 0.92 | 0.62 | 1336.6 | 0 | 0 | 509.1 | 0.91252 | 0.09408 | 0 | 0 | System Off | 1 | 0
3849 | 3849 | 2012-06-09 08:59 | 14.87 | 34.75 | 34.75 | 14.87 | 1674.01 | 1602.77 | 642.75 | 607 | 14.36 | 1711.33 | 0.9 | 0.94 | 0.91 | 0.58 | 1048.69 | 0 | 0 | 477.32 | 0.90934 | 0.09408 | 0 | 0 | System Off | 1 | 0
3850 | 3850 | 2012-06-09 09:59 | 15.21 | 26.72 | 26.72 | 15.21 | 960.45 | 906.38 | 368.28 | 343 | 14.58 | 1011.6 | 0.9 | 0.9 | 0.88 | 0.33 | 544.38 | 0 | 0 | 268.97 | 0.85938 | 0.09408 | 0 | 0 | System Off | 1 | 0
3851 | 3851 | 2012-06-09 10:59 | 15.54 | 34.23 | 34.23 | 15.54 | 1533.85 | 1466.19 | 592.33 | 556 | 14.37 | 1580.37 | 0.89 | 0.93 | 0.91 | 0.53 | 839 | 0 | 0 | 437.19 | 0.90352 | 0.09408 | 0 | 0 | System Off | 1 | 0
3852 | 3852 | 2012-06-09 11:59 | 15.87 | 33.3 | 33.3 | 15.87 | 1415.74 | 1351.03 | 546.93 | 513 | 14.37 | 1464.56 | 0.9 | 0.92 | 0.9 | 0.49 | 762.09 | 0 | 0 | 403.35 | 0.89711 | 0.09408 | 0 | 0 | System Off | 1 | 0
3853 | 3853 | 2012-06-09 12:59 | 15.8 | 33.78 | 33.78 | 15.8 | 1455.89 | 1390.18 | 561.84 | 528 | 14.36 | 1501.69 | 0.89 | 0.93 | 0.9 | 0.5 | 868.58 | 0 | 0 | 415.21 | 0.89965 | 0.09408 | 0 | 0 | System Off | 1 | 0
3854 | 3854 | 2012-06-09 13:59 | 15.73 | 28.01 | 28.01 | 15.73 | 995.41 | 940.55 | 382.43 | 357 | 14.52 | 1045.3 | 0.89 | 0.9 | 0.88 | 0.34 | 664.28 | 0 | 0 | 280.17 | 0.86539 | 0.09408 | 0 | 0 | System Off | 1 | 0
3855 | 3855 | 2012-06-09 14:59 | 15.66 | 21.97 | 21.97 | 15.66 | 507.12 | 462.52 | 195.74 | 182 | 14.51 | 547.42 | 0.87 | 0.84 | 0.83 | 0.17 | 343.94 | 0 | 0 | 142.85 | 0.83077 | 0.09408 | 0 | 0 | System Off | 1 | 0
3856 | 3856 | 2012-06-09 15:59 | 15.35 | 24.33 | 24.33 | 15.35 | 682.4 | 634.27 | 265.97 | 244 | 14.57 | 737.22 | 0.86 | 0.86 | 0.84 | 0.23 | 481.19 | 0 | 0 | 191.38 | 0.84094 | 0.09408 | 0 | 0 | System Off | 1 | 0
3857 | 3857 | 2012-06-09 16:59 | 15.04 | 19.94 | 19.94 | 15.04 | 294.83 | 254.3 | 138.1 | 107 | 14.35 | 389.16 | 0.65 | 0.65 | 0.64 | 0.09 | 186.37 | 0 | 0 | 84.15 | 0.8125 | 0.09408 | 0 | 0 | System Off | 1 | 0
3858 | 3858 | 2012-06-09 17:59 | 14.73 | 16.94 | 16.94 | 14.73 | 148.8 | 110.92 | 59.26 | 54 | 14.35 | 168.85 | 0.67 | 0.66 | 0.64 | 0.04 | 74.72 | 0 | 0 | 42.47 | 0.80037 | 0.09408 | 0 | 0 | System Off | 0 | 0
3859 | 3859 | 2012-06-09 18:59 | 13.83 | 14.12 | 14.12 | 13.83 | 16.84 | 0 | 7.29 | 6 | 14.62 | 20.98 | 0 | 0 | 0 | 0 | 0 | 0 | 0 | 4.7 | 0.78576 | 0.09408 | 0 | 0 | System Off | 0 | 0
3860 | 3860 | 2012-06-09 19:59 | 12.92 | 12.92 | 12.92 | 12.92 | 0 | 0 | 0 | 0 | 0 | 0 | 0 | 0 | 0 | 0 | 0 | 0 | 0 | 0 | 0 | 0 | 0 | 0 | System Off | 0 | 0
3861 | 3861 | 2012-06-09 20:59 | 12.02 | 12.02 | 12.02 | 12.02 | 0 | 0 | 0 | 0 | 0 | 0 | 0 | 0 | 0 | 0 | 0 | 0 | 0 | 0 | 0 | 0 | 0 | 0 | System Off | 0 | 0
3862 | 3862 | 2012-06-09 21:59 | 11.6 | 11.6 | 11.6 | 11.6 | 0 | 0 | 0 | 0 | 0 | 0 | 0 | 0 | 0 | 0 | 0 | 0 | 0 | 0 | 0 | 0 | 0 | 0 | System Off | 0 | 0
3863 | 3863 | 2012-06-09 22:59 | 11.19 | 11.19 | 11.19 | 11.19 | 0 | 0 | 0 | 0 | 0 | 0 | 0 | 0 | 0 | 0 | 0 | 0 | 0 | 0 | 0 | 0 | 0 | 0 | System Off | 0 | 0
3864 | 3864 | 2012-06-09 23:59 | 10.77 | 10.77 | 10.77 | 10.77 | 0 | 0 | 0 | 0 | 0 | 0 | 0 | 0 | 0 | 0 | 0 | 0 | 0 | 0 | 0 | 0 | 0 | 0 | System Off | 0 | 0
3865 | 3865 | 2012-06-10 00:59 | 9.96 | 9.96 | 9.96 | 9.96 | 0 | 0 | 0 | 0 | 0 | 0 | 0 | 0 | 0 | 0 | 0 | 0 | 0 | 0 | 0 | 0 | 0 | 0 | System Off | 0 | 0
3866 | 3866 | 2012-06-10 01:59 | 9.14 | 9.14 | 9.14 | 9.14 | 0 | 0 | 0 | 0 | 0 | 0 | 0 | 0 | 0 | 0 | 0 | 0 | 0 | 0 | 0 | 0 | 0 | 0 | System Off | 0 | 0
3867 | 3867 | 2012-06-10 02:59 | 8.33 | 8.33 | 8.33 | 8.33 | 0 | 0 | 0 | 0 | 0 | 0 | 0 | 0 | 0 | 0 | 0 | 0 | 0 | 0 | 0 | 0 | 0 | 0 | System Off | 0 | 0
3868 | 3868 | 2012-06-10 03:59 | 9.66 | 10.99 | 10.99 | 9.66 | 72.63 | 36.08 | 29.04 | 26 | 14.55 | 84.55 | 0.34 | 0.43 | 0.42 | 0.01 | 70.06 | 0 | 0 | 20.4 | 0.76519 | 0.09408 | 0 | 0 | System Off | 1 | 0
3869 | 3869 | 2012-06-10 04:59 | 11 | 15.16 | 15.16 | 11 | 202.9 | 164.05 | 89.85 | 73 | 14.48 | 257.68 | 0.67 | 0.64 | 0.62 | 0.06 | 267.48 | 0 | 0 | 57.32 | 0.78195 | 0.09408 | 0 | 0 | System Off | 1 | 0
3870 | 3870 | 2012-06-10 05:59 | 12.33 | 21.81 | 21.81 | 12.33 | 513.21 | 468.5 | 201.83 | 184 | 14.53 | 564.76 | 0.84 | 0.83 | 0.81 | 0.17 | 600.83 | 0 | 0 | 144.39 | 0.81108 | 0.09408 | 0 | 0 | System Off | 1 | 0
3871 | 3871 | 2012-06-10 06:59 | 13.81 | 34.36 | 34.36 | 13.81 | 1122.16 | 1064.44 | 440.65 | 411 | 14.22 | 1175.06 | 0.86 | 0.91 | 0.88 | 0.38 | 1061.86 | 0 | 0 | 323.78 | 0.86435 | 0.09408 | 0 | 0 | System Off | 1 | 0
3872 | 3872 | 2012-06-10 07:59 | 15.29 | 49.7 | 49.7 | 15.29 | 1842.96 | 1767.26 | 743.48 | 708 | 13.56 | 1863.01 | 0.86 | 0.95 | 0.93 | 0.64 | 1386.17 | 0 | 0 | 562.45 | 0.93344 | 0.09408 | 0 | 0 | System Off | 1 | 0
3873 | 3873 | 2012-06-10 08:59 | 16.76 | 50.15 | 50.15 | 16.76 | 1787.69 | 1713.46 | 726.79 | 689 | 13.51 | 1817.77 | 0.85 | 0.94 | 0.92 | 0.62 | 1121.11 | 0 | 0 | 547.66 | 0.9107 | 0.09408 | 0 | 0 | System Off | 1 | 0
3874 | 3874 | 2012-06-10 09:59 | 17.07 | 21.36 | 21.36 | 17.07 | 233.84 | 194.42 | 92.91 | 86 | 14.16 | 260.42 | 0.75 | 0.75 | 0.73 | 0.07 | 116.77 | 0 | 0 | 67.8 | 0.82065 | 0.09408 | 0 | 0 | System Off | 1 | 0
3875 | 3875 | 2012-06-10 10:59 | 17.38 | 22.03 | 22.03 | 17.38 | 252.27 | 212.52 | 100.19 | 93 | 14.13 | 280.14 | 0.8 | 0.76 | 0.74 | 0.08 | 121.61 | 0 | 0 | 73.35 | 0.8239 | 0.09408 | 0 | 0 | System Off | 1 | 0
3876 | 3876 | 2012-06-10 11:59 | 17.68 | 49.17 | 49.17 | 17.68 | 1656.65 | 1585.86 | 675.92 | 637 | 13.55 | 1697.48 | 0.84 | 0.93 | 0.91 | 0.57 | 894.55 | 0 | 0 | 506.13 | 0.93462 | 0.09408 | 0 | 0 | System Off | 1 | 0
3877 | 3877 | 2012-06-10 12:59 | 17.6 | 61.39 | 61.39 | 17.6 | 2178.92 | 2093.88 | 916.01 | 877 | 12.94 | 2183.11 | 0.83 | 0.96 | 0.93 | 0.76 | 1308.25 | 0 | 0 | 702.12 | 0.95435 | 0.09408 | 0 | 0 | System Off | 1 | 0
3878 | 3878 | 2012-06-10 13:59 | 17.51 | 29.19 | 29.19 | 17.51 | 602.6 | 556.1 | 237.94 | 221 | 14.2 | 647.4 | 0.84 | 0.86 | 0.84 | 0.2 | 392.75 | 0 | 0 | 174.14 | 0.84986 | 0.09408 | 0 | 0 | System Off | 1 | 0
3879 | 3879 | 2012-06-10 14:59 | 17.42 | 39.14 | 39.14 | 17.42 | 1078.2 | 1021.48 | 431.06 | 403 | 13.93 | 1127.91 | 0.86 | 0.91 | 0.88 | 0.37 | 759.6 | 0 | 0 | 318.63 | 0.88558 | 0.09408 | 0 | 0 | System Off | 1 | 0
3880 | 3880 | 2012-06-10 15:59 | 17 | 31.31 | 31.31 | 17 | 702.6 | 654.05 | 282.38 | 258 | 14.18 | 762.02 | 0.85 | 0.86 | 0.84 | 0.24 | 496.2 | 0 | 0 | 203.35 | 0.85404 | 0.09408 | 0 | 0 | System Off | 1 | 0
3881 | 3881 | 2012-06-10 16:59 | 16.58 | 23.89 | 23.89 | 16.58 | 355.34 | 313.67 | 143.4 | 130 | 14.24 | 398.16 | 0.77 | 0.79 | 0.77 | 0.11 | 229.89 | 0 | 0 | 102.39 | 0.82629 | 0.09408 | 0 | 0 | System Off | 1 | 0
3882 | 3882 | 2012-06-10 17:59 | 16.16 | 19.65 | 19.65 | 16.16 | 170.47 | 132.2 | 68.17 | 63 | 14.09 | 192.31 | 0.73 | 0.69 | 0.67 | 0.05 | 89.05 | 0 | 0 | 49.71 | 0.81069 | 0.09408 | 0 | 0 | System Off | 1 | 0
3883 | 3883 | 2012-06-10 18:59 | 15.3 | 15.91 | 15.91 | 15.3 | 29.41 | 0 | 12.51 | 11 | 13.93 | 35.78 | 0 | 0 | 0 | 0 | 0 | 0 | 0 | 8.7 | 0.79543 | 0.09408 | 0 | 0 | System Off | 0 | 0
3884 | 3884 | 2012-06-10 19:59 | 14.44 | 14.44 | 14.44 | 14.44 | 0 | 0 | 0 | 0 | 0 | 0 | 0 | 0 | 0 | 0 | 0 | 0 | 0 | 0 | 0 | 0 | 0 | 0 | System Off | 0 | 0
3885 | 3885 | 2012-06-10 20:59 | 13.59 | 13.59 | 13.59 | 13.59 | 0 | 0 | 0 | 0 | 0 | 0 | 0 | 0 | 0 | 0 | 0 | 0 | 0 | 0 | 0 | 0 | 0 | 0 | System Off | 0 | 0
3886 | 3886 | 2012-06-10 21:59 | 13.54 | 13.54 | 13.54 | 13.54 | 0 | 0 | 0 | 0 | 0 | 0 | 0 | 0 | 0 | 0 | 0 | 0 | 0 | 0 | 0 | 0 | 0 | 0 | System Off | 0 | 0
3887 | 3887 | 2012-06-10 22:59 | 13.49 | 13.49 | 13.49 | 13.49 | 0 | 0 | 0 | 0 | 0 | 0 | 0 | 0 | 0 | 0 | 0 | 0 | 0 | 0 | 0 | 0 | 0 | 0 | System Off | 0 | 0
3888 | 3888 | 2012-06-10 23:59 | 13.44 | 13.44 | 13.44 | 13.44 | 0 | 0 | 0 | 0 | 0 | 0 | 0 | 0 | 0 | 0 | 0 | 0 | 0 | 0 | 0 | 0 | 0 | 0 | System Off | 0 | 0
3889 | 3889 | 2012-06-11 00:59 | 12.96 | 12.96 | 12.96 | 12.96 | 0 | 0 | 0 | 0 | 0 | 0 | 0 | 0 | 0 | 0 | 0 | 0 | 0 | 0 | 0 | 0 | 0 | 0 | System Off | 0 | 0
3890 | 3890 | 2012-06-11 01:59 | 12.48 | 12.48 | 12.48 | 12.48 | 0 | 0 | 0 | 0 | 0 | 0 | 0 | 0 | 0 | 0 | 0 | 0 | 0 | 0 | 0 | 0 | 0 | 0 | System Off | 0 | 0
3891 | 3891 | 2012-06-11 02:59 | 12 | 12 | 12 | 12 | 0 | 0 | 0 | 0 | 0 | 0 | 0 | 0 | 0 | 0 | 0 | 0 | 0 | 0 | 0 | 0 | 0 | 0 | System Off | 0 | 0
3892 | 3892 | 2012-06-11 03:59 | 12.31 | 13.66 | 13.66 | 12.31 | 74.94 | 38.36 | 30.26 | 28 | 13.94 | 87.26 | 0.33 | 0.44 | 0.43 | 0.01 | 74.48 | 0 | 0 | 22.14 | 0.78108 | 0.09408 | 0 | 0 | System Off | 1 | 0
3893 | 3893 | 2012-06-11 04:59 | 12.63 | 14.13 | 14.13 | 12.63 | 86.12 | 49.34 | 34.61 | 32 | 14.02 | 99.64 | 0.58 | 0.5 | 0.48 | 0.02 | 80.45 | 0 | 0 | 25.27 | 0.78373 | 0.09408 | 0 | 0 | System Off | 1 | 0
3894 | 3894 | 2012-06-11 05:59 | 12.94 | 14.68 | 14.68 | 12.94 | 102.51 | 65.44 | 40.99 | 38 | 14.05 | 117.76 | 0.49 | 0.56 | 0.54 | 0.02 | 83.93 | 0 | 0 | 30 | 0.78671 | 0.09408 | 0 | 0 | System Off | 1 | 0
3895 | 3895 | 2012-06-11 06:59 | 13.08 | 16.66 | 16.66 | 13.08 | 216.79 | 177.69 | 84.71 | 78 | 14.48 | 241.61 | 0.71 | 0.74 | 0.72 | 0.06 | 177.26 | 0 | 0 | 61.25 | 0.79518 | 0.09408 | 0 | 0 | System Off | 1 | 0
3896 | 3896 | 2012-06-11 07:59 | 13.21 | 28.89 | 28.89 | 13.21 | 964.71 | 910.54 | 371.95 | 347 | 14.48 | 1013.2 | 0.89 | 0.9 | 0.88 | 0.33 | 714.2 | 0 | 0 | 272.46 | 0.84794 | 0.09408 | 0 | 0 | System Off | 1 | 0
3897 | 3897 | 2012-06-11 08:59 | 13.34 | 27.67 | 27.67 | 13.34 | 881.86 | 829.51 | 340.4 | 317 | 14.49 | 931.62 | 0.88 | 0.89 | 0.87 | 0.3 | 542.74 | 0 | 0 | 248.88 | 0.8429 | 0.09408 | 0 | 0 | System Off | 1 | 0
3898 | 3898 | 2012-06-11 09:59 | 13.89 | 29.66 | 29.66 | 13.89 | 999.12 | 944.19 | 386.87 | 360 | 14.45 | 1050.7 | 0.88 | 0.9 | 0.88 | 0.34 | 567.09 | 0 | 0 | 282.76 | 0.85467 | 0.09408 | 0 | 0 | System Off | 1 | 0
3899 | 3899 | 2012-06-11 10:59 | 14.43 | 31.66 | 31.66 | 14.43 | 1121 | 1063.31 | 435.36 | 406 | 14.38 | 1173.29 | 0.87 | 0.91 | 0.89 | 0.38 | 608.46 | 0 | 0 | 319.19 | 0.86706 | 0.09408 | 0 | 0 | System Off | 1 | 0
3900 | 3900 | 2012-06-11 11:59 | 14.97 | 27.59 | 27.59 | 14.97 | 849.44 | 797.79 | 328.71 | 305 | 14.51 | 899.88 | 0.88 | 0.89 | 0.87 | 0.29 | 450.02 | 0 | 0 | 239.41 | 0.85054 | 0.09408 | 0 | 0 | System Off | 1 | 0
3901 | 3901 | 2012-06-11 12:59 | 15.02 | 31.08 | 31.08 | 15.02 | 1033.01 | 977.31 | 401.55 | 374 | 14.39 | 1084.63 | 0.87 | 0.9 | 0.88 | 0.35 | 610.62 | 0 | 0 | 294.02 | 0.86444 | 0.09408 | 0 | 0 | System Off | 1 | 0
3902 | 3902 | 2012-06-11 13:59 | 15.07 | 37.24 | 37.24 | 15.07 | 1357.22 | 1293.93 | 531.7 | 500 | 14.14 | 1401.8 | 0.88 | 0.92 | 0.9 | 0.47 | 913.86 | 0 | 0 | 394.31 | 0.8898 | 0.09408 | 0 | 0 | System Off | 1 | 0
3903 | 3903 | 2012-06-11 14:59 | 15.11 | 19 | 19 | 15.11 | 226.63 | 187.34 | 89.26 | 82 | 14.39 | 252.41 | 0.78 | 0.74 | 0.73 | 0.07 | 139.31 | 0 | 0 | 64.46 | 0.80805 | 0.09408 | 0 | 0 | System Off | 1 | 0
3904 | 3904 | 2012-06-11 15:59 | 14.93 | 19.14 | 19.14 | 14.93 | 253.07 | 213.3 | 99.28 | 92 | 14.33 | 280.59 | 0.81 | 0.76 | 0.74 | 0.08 | 161.82 | 0 | 0 | 72.38 | 0.80893 | 0.09408 | 0 | 0 | System Off | 1 | 0
3905 | 3905 | 2012-06-11 16:59 | 14.75 | 15.77 | 15.77 | 14.75 | 59.77 | 23.45 | 24.59 | 22 | 14.15 | 70.38 | 0.41 | 0.33 | 0.33 | 0.01 | 17.18 | 0 | 0 | 17.35 | 0.7943 | 0.09408 | 0 | 0 | System Off | 0 | 0
3906 | 3906 | 2012-06-11 17:59 | 14.57 | 17.32 | 17.32 | 14.57 | 172.3 | 134 | 68.18 | 63 | 14.24 | 194 | 0.73 | 0.69 | 0.68 | 0.05 | 90.26 | 0 | 0 | 49.62 | 0.80117 | 0.09408 | 0 | 0 | System Off | 1 | 0
3907 | 3907 | 2012-06-11 18:59 | 13.88 | 14.54 | 14.54 | 13.88 | 37 | 1.07 | 15.48 | 14 | 13.76 | 44.48 | 0 | 0.02 | 0.02 | 0 | 0.67 | 0 | 0 | 11.09 | 0.78762 | 0.09408 | 0 | 0 | System Off | 0 | 0
3908 | 3908 | 2012-06-11 19:59 | 13.19 | 13.19 | 13.19 | 13.19 | 0 | 0 | 0 | 0 | 0 | 0 | 0 | 0 | 0 | 0 | 0 | 0 | 0 | 0 | 0 | 0 | 0 | 0 | System Off | 0 | 0
3909 | 3909 | 2012-06-11 20:59 | 12.51 | 12.51 | 12.51 | 12.51 | 0 | 0 | 0 | 0 | 0 | 0 | 0 | 0 | 0 | 0 | 0 | 0 | 0 | 0 | 0 | 0 | 0 | 0 | System Off | 0 | 0
3910 | 3910 | 2012-06-11 21:59 | 12.33 | 12.33 | 12.33 | 12.33 | 0 | 0 | 0 | 0 | 0 | 0 | 0 | 0 | 0 | 0 | 0 | 0 | 0 | 0 | 0 | 0 | 0 | 0 | System Off | 0 | 0
3911 | 3911 | 2012-06-11 22:59 | 12.15 | 12.15 | 12.15 | 12.15 | 0 | 0 | 0 | 0 | 0 | 0 | 0 | 0 | 0 | 0 | 0 | 0 | 0 | 0 | 0 | 0 | 0 | 0 | System Off | 0 | 0
3912 | 3912 | 2012-06-11 23:59 | 11.97 | 11.97 | 11.97 | 11.97 | 0 | 0 | 0 | 0 | 0 | 0 | 0 | 0 | 0 | 0 | 0 | 0 | 0 | 0 | 0 | 0 | 0 | 0 | System Off | 0 | 0
3913 | 3913 | 2012-06-12 00:59 | 11.47 | 11.47 | 11.47 | 11.47 | 0 | 0 | 0 | 0 | 0 | 0 | 0 | 0 | 0 | 0 | 0 | 0 | 0 | 0 | 0 | 0 | 0 | 0 | System Off | 0 | 0
3914 | 3914 | 2012-06-12 01:59 | 10.97 | 10.97 | 10.97 | 10.97 | 0 | 0 | 0 | 0 | 0 | 0 | 0 | 0 | 0 | 0 | 0 | 0 | 0 | 0 | 0 | 0 | 0 | 0 | System Off | 0 | 0
3915 | 3915 | 2012-06-12 02:59 | 10.47 | 10.47 | 10.47 | 10.47 | 0 | 0 | 0 | 0 | 0 | 0 | 0 | 0 | 0 | 0 | 0 | 0 | 0 | 0 | 0 | 0 | 0 | 0 | System Off | 0 | 0
3916 | 3916 | 2012-06-12 03:59 | 11.33 | 11.55 | 11.55 | 11.33 | 10.42 | 0 | 4.55 | 4 | 13.57 | 13.23 | 0 | 0 | 0 | 0 | 0 | 0 | 0 | 3.18 | 0.77074 | 0.09408 | 0 | 0 | System Off | 0 | 0
3917 | 3917 | 2012-06-12 04:59 | 12.18 | 17.1 | 17.1 | 12.18 | 232.55 | 193.16 | 95.95 | 84 | 14.42 | 273.23 | 0.73 | 0.71 | 0.69 | 0.07 | 314.95 | 0 | 0 | 66.01 | 0.79102 | 0.09408 | 0 | 0 | System Off | 1 | 0
3918 | 3918 | 2012-06-12 05:59 | 13.04 | 22.57 | 22.57 | 13.04 | 452.76 | 409.23 | 178.04 | 163 | 14.47 | 496.77 | 0.84 | 0.82 | 0.81 | 0.15 | 524.82 | 0 | 0 | 128.01 | 0.81131 | 0.09408 | 0 | 0 | System Off | 1 | 0
3919 | 3919 | 2012-06-12 06:59 | 13.89 | 33.85 | 33.85 | 13.89 | 994.54 | 939.71 | 391.76 | 365 | 14.19 | 1046.8 | 0.87 | 0.9 | 0.88 | 0.34 | 937.43 | 0 | 0 | 287.65 | 0.85588 | 0.09408 | 0 | 0 | System Off | 1 | 0
3920 | 3920 | 2012-06-12 07:59 | 14.74 | 39.1 | 39.1 | 14.74 | 1267.91 | 1206.77 | 501.66 | 471 | 14.02 | 1312.85 | 0.88 | 0.92 | 0.9 | 0.44 | 946.55 | 0 | 0 | 371.99 | 0.88215 | 0.09408 | 0 | 0 | System Off | 1 | 0
3921 | 3921 | 2012-06-12 08:59 | 15.59 | 42.56 | 42.56 | 15.59 | 1457.74 | 1391.99 | 581.58 | 547 | 13.88 | 1500.87 | 0.86 | 0.93 | 0.91 | 0.5 | 910.77 | 0 | 0 | 432.79 | 0.90273 | 0.09408 | 0 | 0 | System Off | 1 | 0
3922 | 3922 | 2012-06-12 09:59 | 15.98 | 35.16 | 35.16 | 15.98 | 1082.37 | 1025.55 | 426.69 | 398 | 14.16 | 1134.27 | 0.87 | 0.9 | 0.88 | 0.37 | 615.96 | 0 | 0 | 313.77 | 0.87534 | 0.09408 | 0 | 0 | System Off | 1 | 0
3923 | 3923 | 2012-06-12 10:59 | 16.37 | 29.37 | 29.37 | 16.37 | 761.37 | 711.59 | 298.1 | 277 | 14.32 | 810.53 | 0.87 | 0.88 | 0.86 | 0.26 | 407.19 | 0 | 0 | 217.96 | 0.85381 | 0.09408 | 0 | 0 | System Off | 1 | 0
3924 | 3924 | 2012-06-12 11:59 | 16.75 | 34.99 | 34.99 | 16.75 | 1093.67 | 1036.59 | 430.89 | 402 | 14.17 | 1146.18 | 0.86 | 0.9 | 0.88 | 0.37 | 584.72 | 0 | 0 | 316.9 | 0.88094 | 0.09408 | 0 | 0 | System Off | 1 | 0
3925 | 3925 | 2012-06-12 12:59 | 16.54 | 40.27 | 40.27 | 16.54 | 1433.61 | 1368.46 | 568.05 | 534 | 13.98 | 1479.63 | 0.86 | 0.92 | 0.9 | 0.49 | 855.01 | 0 | 0 | 421.95 | 0.90604 | 0.09408 | 0 | 0 | System Off | 1 | 0
3926 | 3926 | 2012-06-12 13:59 | 16.33 | 37.95 | 37.95 | 16.33 | 1332.52 | 1269.84 | 524.07 | 492 | 14.11 | 1377.8 | 0.88 | 0.92 | 0.9 | 0.46 | 896.84 | 0 | 0 | 388.16 | 0.8962 | 0.09408 | 0 | 0 | System Off | 1 | 0
3927 | 3927 | 2012-06-12 14:59 | 16.12 | 19.83 | 19.83 | 16.12 | 230.61 | 191.25 | 91.09 | 84 | 14.3 | 256.77 | 0.77 | 0.74 | 0.73 | 0.07 | 142.22 | 0 | 0 | 66.11 | 0.81451 | 0.09408 | 0 | 0 | System Off | 1 | 0
3928 | 3928 | 2012-06-12 15:59 | 15.45 | 22.52 | 22.52 | 15.45 | 438.33 | 395.08 | 170.72 | 158 | 14.45 | 476.44 | 0.82 | 0.83 | 0.81 | 0.14 | 299.73 | 0 | 0 | 124.11 | 0.82485 | 0.09408 | 0 | 0 | System Off | 1 | 0
3929 | 3929 | 2012-06-12 16:59 | 14.79 | 17.05 | 17.05 | 14.79 | 134.58 | 96.95 | 53.74 | 49 | 14.3 | 153.06 | 0.74 | 0.63 | 0.62 | 0.04 | 71.05 | 0 | 0 | 38.56 | 0.79976 | 0.09408 | 0 | 0 | System Off | 0 | 0
3930 | 3930 | 2012-06-12 17:59 | 14.12 | 14.82 | 14.82 | 14.12 | 39.27 | 3.3 | 16.4 | 15 | 13.64 | 47.08 | 0 | 0.07 | 0.07 | 0 | 2.22 | 0 | 0 | 11.9 | 0.78924 | 0.09408 | 0 | 0 | System Off | 0 | 0
3931 | 3931 | 2012-06-12 18:59 | 13.58 | 13.78 | 13.78 | 13.58 | 10.3 | 0 | 4.55 | 4 | 13.41 | 13.13 | 0 | 0 | 0 | 0 | 0 | 0 | 0 | 3.18 | 0.78392 | 0.09408 | 0 | 0 | System Off | 0 | 0
3932 | 3932 | 2012-06-12 19:59 | 13.04 | 13.04 | 13.04 | 13.04 | 0 | 0 | 0 | 0 | 0 | 0 | 0 | 0 | 0 | 0 | 0 | 0 | 0 | 0 | 0 | 0 | 0 | 0 | System Off | 0 | 0
3933 | 3933 | 2012-06-12 20:59 | 12.5 | 12.5 | 12.5 | 12.5 | 0 | 0 | 0 | 0 | 0 | 0 | 0 | 0 | 0 | 0 | 0 | 0 | 0 | 0 | 0 | 0 | 0 | 0 | System Off | 0 | 0
3934 | 3934 | 2012-06-12 21:59 | 12.4 | 12.4 | 12.4 | 12.4 | 0 | 0 | 0 | 0 | 0 | 0 | 0 | 0 | 0 | 0 | 0 | 0 | 0 | 0 | 0 | 0 | 0 | 0 | System Off | 0 | 0
3935 | 3935 | 2012-06-12 22:59 | 12.3 | 12.3 | 12.3 | 12.3 | 0 | 0 | 0 | 0 | 0 | 0 | 0 | 0 | 0 | 0 | 0 | 0 | 0 | 0 | 0 | 0 | 0 | 0 | System Off | 0 | 0
3936 | 3936 | 2012-06-12 23:59 | 12.2 | 12.2 | 12.2 | 12.2 | 0 | 0 | 0 | 0 | 0 | 0 | 0 | 0 | 0 | 0 | 0 | 0 | 0 | 0 | 0 | 0 | 0 | 0 | System Off | 0 | 0
3937 | 3937 | 2012-06-13 00:59 | 12.17 | 12.17 | 12.17 | 12.17 | 0 | 0 | 0 | 0 | 0 | 0 | 0 | 0 | 0 | 0 | 0 | 0 | 0 | 0 | 0 | 0 | 0 | 0 | System Off | 0 | 0
3938 | 3938 | 2012-06-13 01:59 | 12.15 | 12.15 | 12.15 | 12.15 | 0 | 0 | 0 | 0 | 0 | 0 | 0 | 0 | 0 | 0 | 0 | 0 | 0 | 0 | 0 | 0 | 0 | 0 | System Off | 0 | 0
3939 | 3939 | 2012-06-13 02:59 | 12.12 | 12.12 | 12.12 | 12.12 | 0 | 0 | 0 | 0 | 0 | 0 | 0 | 0 | 0 | 0 | 0 | 0 | 0 | 0 | 0 | 0 | 0 | 0 | System Off | 0 | 0
3940 | 3940 | 2012-06-13 03:59 | 12.17 | 12.54 | 12.54 | 12.17 | 21.45 | 0 | 9.11 | 8 | 13.96 | 26.37 | 0 | 0 | 0 | 0 | 0 | 0 | 0 | 6.32 | 0.77641 | 0.09408 | 0 | 0 | System Off | 0 | 0
3941 | 3941 | 2012-06-13 04:59 | 12.23 | 13.17 | 13.17 | 12.23 | 55.84 | 19.58 | 22.77 | 21 | 13.85 | 65.78 | 0.44 | 0.3 | 0.29 | 0.01 | 31.93 | 0 | 0 | 16.62 | 0.77927 | 0.09408 | 0 | 0 | System Off | 0 | 0
3942 | 3942 | 2012-06-13 05:59 | 12.28 | 15.79 | 15.79 | 12.28 | 217.6 | 178.48 | 84.71 | 78 | 14.53 | 242.38 | 0.71 | 0.74 | 0.72 | 0.06 | 228.9 | 0 | 0 | 61.21 | 0.79043 | 0.09408 | 0 | 0 | System Off | 1 | 0
3943 | 3943 | 2012-06-13 06:59 | 12.53 | 17.64 | 17.64 | 12.53 | 318.33 | 277.35 | 122.97 | 114 | 14.54 | 349.46 | 0.81 | 0.79 | 0.78 | 0.1 | 276.68 | 0 | 0 | 89.44 | 0.79881 | 0.09408 | 0 | 0 | System Off | 1 | 0
3944 | 3944 | 2012-06-13 07:59 | 12.78 | 16.54 | 16.54 | 12.78 | 231.51 | 192.14 | 90.17 | 83 | 14.53 | 257.31 | 0.78 | 0.75 | 0.73 | 0.07 | 150.71 | 0 | 0 | 65.13 | 0.79435 | 0.09408 | 0 | 0 | System Off | 1 | 0
3945 | 3945 | 2012-06-13 08:59 | 13.02 | 17.75 | 17.75 | 13.02 | 291.23 | 250.76 | 112.95 | 105 | 14.45 | 320.86 | 0.8 | 0.78 | 0.76 | 0.09 | 164.07 | 0 | 0 | 82.48 | 0.80002 | 0.09408 | 0 | 0 | System Off | 1 | 0
3946 | 3946 | 2012-06-13 09:59 | 13.42 | 18.12 | 18.12 | 13.42 | 283.44 | 243.11 | 110.21 | 102 | 14.47 | 312.67 | 0.82 | 0.78 | 0.76 | 0.09 | 146.02 | 0 | 0 | 80.1 | 0.80182 | 0.09408 | 0 | 0 | System Off | 1 | 0
3947 | 3947 | 2012-06-13 10:59 | 13.82 | 19.79 | 19.79 | 13.82 | 354.45 | 312.8 | 137.54 | 127 | 14.54 | 387.79 | 0.8 | 0.81 | 0.79 | 0.11 | 179 | 0 | 0 | 99.65 | 0.80901 | 0.09408 | 0 | 0 | System Off | 1 | 0
3948 | 3948 | 2012-06-13 11:59 | 14.21 | 19.12 | 19.12 | 14.21 | 284.65 | 244.3 | 111.12 | 103 | 14.39 | 314.09 | 0.81 | 0.78 | 0.76 | 0.09 | 137.81 | 0 | 0 | 80.96 | 0.80674 | 0.09408 | 0 | 0 | System Off | 1 | 0
3949 | 3949 | 2012-06-13 12:59 | 13.96 | 18.88 | 18.88 | 13.96 | 292.25 | 251.76 | 113.86 | 105 | 14.5 | 322.1 | 0.79 | 0.78 | 0.76 | 0.09 | 157.3 | 0 | 0 | 82.43 | 0.80561 | 0.09408 | 0 | 0 | System Off | 1 | 0
3950 | 3950 | 2012-06-13 13:59 | 13.71 | 21.56 | 21.56 | 13.71 | 481.13 | 437.05 | 185.82 | 172 | 14.57 | 520.44 | 0.86 | 0.84 | 0.82 | 0.16 | 308.67 | 0 | 0 | 134.9 | 0.81703 | 0.09408 | 0 | 0 | System Off | 1 | 0
3951 | 3951 | 2012-06-13 14:59 | 13.46 | 17.26 | 17.26 | 13.46 | 235.65 | 196.21 | 92 | 85 | 14.44 | 261.81 | 0.76 | 0.75 | 0.73 | 0.07 | 145.9 | 0 | 0 | 66.78 | 0.79879 | 0.09408 | 0 | 0 | System Off | 1 | 0
3952 | 3952 | 2012-06-13 15:59 | 13.3 | 18.81 | 18.81 | 13.3 | 343.67 | 302.22 | 132.99 | 123 | 14.55 | 376.31 | 0.83 | 0.8 | 0.79 | 0.11 | 229.29 | 0 | 0 | 96.49 | 0.80513 | 0.09408 | 0 | 0 | System Off | 1 | 0
3953 | 3953 | 2012-06-13 16:59 | 13.15 | 14.47 | 14.47 | 13.15 | 78.9 | 42.25 | 31.88 | 29 | 14.17 | 91.66 | 0.63 | 0.46 | 0.45 | 0.02 | 30.96 | 0 | 0 | 22.86 | 0.7862 | 0.09408 | 0 | 0 | System Off | 0 | 0
3954 | 3954 | 2012-06-13 17:59 | 12.99 | 13.52 | 13.52 | 12.99 | 30.38 | 0 | 12.75 | 11 | 14.38 | 36.79 | 0 | 0 | 0 | 0 | 0 | 0 | 0 | 8.65 | 0.78179 | 0.09408 | 0 | 0 | System Off | 0 | 0
3955 | 3955 | 2012-06-13 18:59 | 12.61 | 12.73 | 12.73 | 12.61 | 6.05 | 0 | 2.73 | 2 | 15.76 | 7.91 | 0 | 0 | 0 | 0 | 0 | 0 | 0 | 1.54 | 0.77783 | 0.09408 | 0 | 0 | System Off | 0 | 0
3956 | 3956 | 2012-06-13 19:59 | 12.22 | 12.22 | 12.22 | 12.22 | 0 | 0 | 0 | 0 | 0 | 0 | 0 | 0 | 0 | 0 | 0 | 0 | 0 | 0 | 0 | 0 | 0 | 0 | System Off | 0 | 0
3957 | 3957 | 2012-06-13 20:59 | 11.84 | 11.84 | 11.84 | 11.84 | 0 | 0 | 0 | 0 | 0 | 0 | 0 | 0 | 0 | 0 | 0 | 0 | 0 | 0 | 0 | 0 | 0 | 0 | System Off | 0 | 0
3958 | 3958 | 2012-06-13 21:59 | 11.66 | 11.66 | 11.66 | 11.66 | 0 | 0 | 0 | 0 | 0 | 0 | 0 | 0 | 0 | 0 | 0 | 0 | 0 | 0 | 0 | 0 | 0 | 0 | System Off | 0 | 0
3959 | 3959 | 2012-06-13 22:59 | 11.49 | 11.49 | 11.49 | 11.49 | 0 | 0 | 0 | 0 | 0 | 0 | 0 | 0 | 0 | 0 | 0 | 0 | 0 | 0 | 0 | 0 | 0 | 0 | System Off | 0 | 0
3960 | 3960 | 2012-06-13 23:59 | 11.31 | 11.31 | 11.31 | 11.31 | 0 | 0 | 0 | 0 | 0 | 0 | 0 | 0 | 0 | 0 | 0 | 0 | 0 | 0 | 0 | 0 | 0 | 0 | System Off | 0 | 0
3961 | 3961 | 2012-06-14 00:59 | 11 | 11 | 11 | 11 | 0 | 0 | 0 | 0 | 0 | 0 | 0 | 0 | 0 | 0 | 0 | 0 | 0 | 0 | 0 | 0 | 0 | 0 | System Off | 0 | 0
3962 | 3962 | 2012-06-14 01:59 | 10.68 | 10.68 | 10.68 | 10.68 | 0 | 0 | 0 | 0 | 0 | 0 | 0 | 0 | 0 | 0 | 0 | 0 | 0 | 0 | 0 | 0 | 0 | 0 | System Off | 0 | 0
3963 | 3963 | 2012-06-14 02:59 | 10.37 | 10.37 | 10.37 | 10.37 | 0 | 0 | 0 | 0 | 0 | 0 | 0 | 0 | 0 | 0 | 0 | 0 | 0 | 0 | 0 | 0 | 0 | 0 | System Off | 0 | 0
3964 | 3964 | 2012-06-14 03:59 | 10.81 | 11.07 | 11.07 | 10.81 | 12.65 | 0 | 5.47 | 5 | 13.18 | 15.91 | 0 | 0 | 0 | 0 | 0 | 0 | 0 | 3.99 | 0.76791 | 0.09408 | 0 | 0 | System Off | 0 | 0
3965 | 3965 | 2012-06-14 04:59 | 11.25 | 12.22 | 12.22 | 11.25 | 49.07 | 12.93 | 20.04 | 18 | 14.2 | 58.09 | 0 | 0.22 | 0.22 | 0 | 21.09 | 0 | 0 | 14.18 | 0.77294 | 0.09408 | 0 | 0 | System Off | 0 | 0
3966 | 3966 | 2012-06-14 05:59 | 11.69 | 14.47 | 14.47 | 11.69 | 145.8 | 107.97 | 57.38 | 53 | 14.33 | 164.99 | 0.7 | 0.65 | 0.64 | 0.04 | 138.47 | 0 | 0 | 41.7 | 0.7822 | 0.09408 | 0 | 0 | System Off | 1 | 0
3967 | 3967 | 2012-06-14 06:59 | 12.46 | 17.96 | 17.96 | 12.46 | 303.2 | 262.51 | 117.5 | 109 | 14.49 | 333.54 | 0.77 | 0.79 | 0.77 | 0.09 | 261.88 | 0 | 0 | 85.58 | 0.79745 | 0.09408 | 0 | 0 | System Off | 1 | 0
3968 | 3968 | 2012-06-14 07:59 | 13.23 | 21.72 | 21.72 | 13.23 | 485.73 | 441.55 | 187.64 | 174 | 14.54 | 525.24 | 0.85 | 0.84 | 0.82 | 0.16 | 346.34 | 0 | 0 | 136.52 | 0.81454 | 0.09408 | 0 | 0 | System Off | 1 | 0
3969 | 3969 | 2012-06-14 08:59 | 13.99 | 22.12 | 22.12 | 13.99 | 480.01 | 435.94 | 185.82 | 172 | 14.54 | 519.35 | 0.86 | 0.84 | 0.82 | 0.16 | 285.24 | 0 | 0 | 134.96 | 0.81873 | 0.09408 | 0 | 0 | System Off | 1 | 0
3970 | 3970 | 2012-06-14 09:59 | 14.46 | 35.71 | 35.71 | 14.46 | 1177.93 | 1118.91 | 463.45 | 433 | 14.17 | 1229.28 | 0.86 | 0.91 | 0.89 | 0.4 | 672.03 | 0 | 0 | 341.34 | 0.87276 | 0.09408 | 0 | 0 | System Off | 1 | 0
3971 | 3971 | 2012-06-14 10:59 | 14.93 | 32.29 | 32.29 | 14.93 | 916.73 | 863.62 | 360.3 | 335 | 14.25 | 968.64 | 0.86 | 0.89 | 0.87 | 0.31 | 494.19 | 0 | 0 | 263.8 | 0.85636 | 0.09408 | 0 | 0 | System Off | 1 | 0
3972 | 3972 | 2012-06-14 11:59 | 15.39 | 34.25 | 34.25 | 15.39 | 939.49 | 885.87 | 371.74 | 346 | 14.14 | 991.74 | 0.86 | 0.89 | 0.87 | 0.32 | 499.7 | 0 | 0 | 272.85 | 0.86146 | 0.09408 | 0 | 0 | System Off | 1 | 0
3973 | 3973 | 2012-06-14 12:59 | 15.75 | 36.26 | 36.26 | 15.75 | 1026.69 | 971.13 | 407.56 | 380 | 14.07 | 1078.7 | 0.86 | 0.9 | 0.88 | 0.35 | 606.76 | 0 | 0 | 299.93 | 0.87045 | 0.09408 | 0 | 0 | System Off | 1 | 0
3974 | 3974 | 2012-06-14 13:59 | 16.1 | 45.41 | 45.41 | 16.1 | 1458.49 | 1392.73 | 587.71 | 554 | 13.71 | 1499.14 | 0.85 | 0.93 | 0.91 | 0.5 | 983.63 | 0 | 0 | 439.26 | 0.9076 | 0.09408 | 0 | 0 | System Off | 1 | 0
3975 | 3975 | 2012-06-14 14:59 | 16.45 | 41.2 | 41.2 | 16.45 | 1253.11 | 1192.33 | 500.75 | 470 | 13.89 | 1299.44 | 0.86 | 0.92 | 0.9 | 0.43 | 886.65 | 0 | 0 | 371.83 | 0.89286 | 0.09408 | 0 | 0 | System Off | 1 | 0
3976 | 3976 | 2012-06-14 15:59 | 16.44 | 31.28 | 31.28 | 16.44 | 744.7 | 695.27 | 299.62 | 273 | 14.21 | 808.67 | 0.83 | 0.86 | 0.84 | 0.25 | 527.47 | 0 | 0 | 215.1 | 0.85353 | 0.09408 | 0 | 0 | System Off | 1 | 0
3977 | 3977 | 2012-06-14 16:59 | 16.42 | 24.12 | 24.12 | 16.42 | 362.4 | 320.6 | 155.22 | 132 | 14.3 | 430.59 | 0.77 | 0.74 | 0.73 | 0.12 | 234.97 | 0 | 0 | 103.89 | 0.8257 | 0.09408 | 0 | 0 | System Off | 1 | 0
3978 | 3978 | 2012-06-14 17:59 | 16.41 | 19.72 | 19.72 | 16.41 | 166.04 | 127.85 | 66.48 | 61 | 14.18 | 187.5 | 0.75 | 0.68 | 0.67 | 0.05 | 86.12 | 0 | 0 | 48.08 | 0.81179 | 0.09408 | 0 | 0 | System Off | 1 | 0
3979 | 3979 | 2012-06-14 18:59 | 15.26 | 16.09 | 16.09 | 15.26 | 41.13 | 5.12 | 17.24 | 16 | 13.39 | 49.28 | 0 | 0.1 | 0.1 | 0 | 3.19 | 0 | 0 | 12.74 | 0.79619 | 0.09408 | 0 | 0 | System Off | 0 | 0
3980 | 3980 | 2012-06-14 19:59 | 14.11 | 14.11 | 14.11 | 14.11 | 0 | 0 | 0 | 0 | 0 | 0 | 0 | 0 | 0 | 0 | 0 | 0 | 0 | 0 | 0 | 0 | 0 | 0 | System Off | 0 | 0
3981 | 3981 | 2012-06-14 20:59 | 12.97 | 12.97 | 12.97 | 12.97 | 0 | 0 | 0 | 0 | 0 | 0 | 0 | 0 | 0 | 0 | 0 | 0 | 0 | 0 | 0 | 0 | 0 | 0 | System Off | 0 | 0
3982 | 3982 | 2012-06-14 21:59 | 13.14 | 13.14 | 13.14 | 13.14 | 0 | 0 | 0 | 0 | 0 | 0 | 0 | 0 | 0 | 0 | 0 | 0 | 0 | 0 | 0 | 0 | 0 | 0 | System Off | 0 | 0
3983 | 3983 | 2012-06-14 22:59 | 13.32 | 13.32 | 13.32 | 13.32 | 0 | 0 | 0 | 0 | 0 | 0 | 0 | 0 | 0 | 0 | 0 | 0 | 0 | 0 | 0 | 0 | 0 | 0 | System Off | 0 | 0
3984 | 3984 | 2012-06-14 23:59 | 13.49 | 13.49 | 13.49 | 13.49 | 0 | 0 | 0 | 0 | 0 | 0 | 0 | 0 | 0 | 0 | 0 | 0 | 0 | 0 | 0 | 0 | 0 | 0 | System Off | 0 | 0
3985 | 3985 | 2012-06-15 00:59 | 13.28 | 13.28 | 13.28 | 13.28 | 0 | 0 | 0 | 0 | 0 | 0 | 0 | 0 | 0 | 0 | 0 | 0 | 0 | 0 | 0 | 0 | 0 | 0 | System Off | 0 | 0
3986 | 3986 | 2012-06-15 01:59 | 13.08 | 13.08 | 13.08 | 13.08 | 0 | 0 | 0 | 0 | 0 | 0 | 0 | 0 | 0 | 0 | 0 | 0 | 0 | 0 | 0 | 0 | 0 | 0 | System Off | 0 | 0
3987 | 3987 | 2012-06-15 02:59 | 12.87 | 12.87 | 12.87 | 12.87 | 0 | 0 | 0 | 0 | 0 | 0 | 0 | 0 | 0 | 0 | 0 | 0 | 0 | 0 | 0 | 0 | 0 | 0 | System Off | 0 | 0
3988 | 3988 | 2012-06-15 03:59 | 13.75 | 13.96 | 13.96 | 13.75 | 12.46 | 0 | 5.47 | 5 | 12.98 | 15.74 | 0 | 0 | 0 | 0 | 0 | 0 | 0 | 4 | 0.78512 | 0.09408 | 0 | 0 | System Off | 0 | 0
3989 | 3989 | 2012-06-15 04:59 | 14.63 | 15.56 | 15.56 | 14.63 | 59.83 | 23.51 | 24.59 | 22 | 14.16 | 70.43 | 0.41 | 0.33 | 0.33 | 0.01 | 38.33 | 0 | 0 | 17.34 | 0.79359 | 0.09408 | 0 | 0 | System Off | 0 | 0
3990 | 3990 | 2012-06-15 05:59 | 15.51 | 18.66 | 18.66 | 15.51 | 219.72 | 180.56 | 86.53 | 80 | 14.3 | 244.99 | 0.81 | 0.74 | 0.72 | 0.07 | 231.56 | 0 | 0 | 62.96 | 0.81008 | 0.09408 | 0 | 0 | System Off | 1 | 0
3991 | 3991 | 2012-06-15 06:59 | 15.82 | 17.73 | 17.73 | 15.82 | 129.41 | 91.87 | 51.92 | 48 | 14.04 | 147.5 | 0.58 | 0.62 | 0.61 | 0.03 | 91.65 | 0 | 0 | 37.9 | 0.80573 | 0.09408 | 0 | 0 | System Off | 1 | 0
3992 | 3992 | 2012-06-15 07:59 | 16.13 | 18.88 | 18.88 | 16.13 | 185.85 | 147.3 | 73.78 | 68 | 14.23 | 208.72 | 0.68 | 0.71 | 0.69 | 0.05 | 115.54 | 0 | 0 | 53.56 | 0.81146 | 0.09408 | 0 | 0 | System Off | 1 | 0
3993 | 3993 | 2012-06-15 08:59 | 16.43 | 19.08 | 19.08 | 16.43 | 176.12 | 137.75 | 70.14 | 65 | 14.11 | 198.27 | 0.71 | 0.69 | 0.68 | 0.05 | 90.13 | 0 | 0 | 51.28 | 0.8127 | 0.09408 | 0 | 0 | System Off | 1 | 0
3994 | 3994 | 2012-06-15 09:59 | 17.02 | 20.85 | 20.85 | 17.02 | 251.18 | 211.44 | 99.28 | 92 | 14.22 | 278.82 | 0.81 | 0.76 | 0.74 | 0.08 | 127 | 0 | 0 | 72.48 | 0.82151 | 0.09408 | 0 | 0 | System Off | 1 | 0
3995 | 3995 | 2012-06-15 10:59 | 17.61 | 22.73 | 22.73 | 17.61 | 330.69 | 289.48 | 130.25 | 121 | 14.23 | 363.23 | 0.77 | 0.8 | 0.78 | 0.1 | 165.65 | 0 | 0 | 95.31 | 0.83077 | 0.09408 | 0 | 0 | System Off | 1 | 0
3996 | 3996 | 2012-06-15 11:59 | 18.19 | 26.05 | 26.05 | 18.19 | 498.57 | 454.15 | 195.83 | 182 | 14.27 | 539.3 | 0.82 | 0.84 | 0.82 | 0.16 | 256.18 | 0 | 0 | 143.29 | 0.84631 | 0.09408 | 0 | 0 | System Off | 1 | 0
3997 | 3997 | 2012-06-15 12:59 | 18.53 | 27.99 | 27.99 | 18.53 | 609.83 | 563.19 | 239.56 | 222 | 14.31 | 654.82 | 0.83 | 0.86 | 0.84 | 0.2 | 351.88 | 0 | 0 | 174.7 | 0.85628 | 0.09408 | 0 | 0 | System Off | 1 | 0
3998 | 3998 | 2012-06-15 13:59 | 18.87 | 30.83 | 30.83 | 18.87 | 783.19 | 732.95 | 307.8 | 286 | 14.26 | 832.19 | 0.88 | 0.88 | 0.86 | 0.27 | 517.65 | 0 | 0 | 225.19 | 0.8711 | 0.09408 | 0 | 0 | System Off | 1 | 0
3999 | 3999 | 2012-06-15 14:59 | 19.2 | 26.06 | 26.06 | 19.2 | 455.12 | 411.54 | 179.44 | 166 | 14.28 | 494.12 | 0.84 | 0.83 | 0.81 | 0.15 | 306.03 | 0 | 0 | 130.68 | 0.84933 | 0.09408 | 0 | 0 | System Off | 1 | 0
4000 | 4000 | 2012-06-15 15:59 | 19.02 | 27.87 | 27.87 | 19.02 | 560.79 | 515.13 | 221.8 | 205 | 14.25 | 606.54 | 0.86 | 0.85 | 0.83 | 0.19 | 390.81 | 0 | 0 | 161.44 | 0.85597 | 0.09408 | 0 | 0 | System Off | 1 | 0
4001 | 4001 | 2012-06-15 16:59 | 18.84 | 23.42 | 23.42 | 18.84 | 275 | 234.83 | 109.72 | 101 | 14.18 | 305.18 | 0.73 | 0.77 | 0.75 | 0.08 | 172.11 | 0 | 0 | 79.61 | 0.83431 | 0.09408 | 0 | 0 | System Off | 1 | 0
4002 | 4002 | 2012-06-15 17:59 | 18.66 | 20.13 | 20.13 | 18.66 | 81.41 | 44.71 | 33.7 | 31 | 13.68 | 94.9 | 0.59 | 0.47 | 0.46 | 0.02 | 30.12 | 0 | 0 | 24.59 | 0.81946 | 0.09408 | 0 | 0 | System Off | 0 | 0
4003 | 4003 | 2012-06-15 18:59 | 17.97 | 18.09 | 18.09 | 17.97 | 5.87 | 0 | 2.73 | 2 | 15.29 | 7.75 | 0 | 0 | 0 | 0 | 0 | 0 | 0 | 1.55 | 0.80957 | 0.09408 | 0 | 0 | System Off | 0 | 0
4004 | 4004 | 2012-06-15 19:59 | 17.28 | 17.28 | 17.28 | 17.28 | 0 | 0 | 0 | 0 | 0 | 0 | 0 | 0 | 0 | 0 | 0 | 0 | 0 | 0 | 0 | 0 | 0 | 0 | System Off | 0 | 0
4005 | 4005 | 2012-06-15 20:59 | 16.6 | 16.6 | 16.6 | 16.6 | 0 | 0 | 0 | 0 | 0 | 0 | 0 | 0 | 0 | 0 | 0 | 0 | 0 | 0 | 0 | 0 | 0 | 0 | System Off | 0 | 0
4006 | 4006 | 2012-06-15 21:59 | 16.57 | 16.57 | 16.57 | 16.57 | 0 | 0 | 0 | 0 | 0 | 0 | 0 | 0 | 0 | 0 | 0 | 0 | 0 | 0 | 0 | 0 | 0 | 0 | System Off | 0 | 0
4007 | 4007 | 2012-06-15 22:59 | 16.55 | 16.55 | 16.55 | 16.55 | 0 | 0 | 0 | 0 | 0 | 0 | 0 | 0 | 0 | 0 | 0 | 0 | 0 | 0 | 0 | 0 | 0 | 0 | System Off | 0 | 0
4008 | 4008 | 2012-06-15 23:59 | 16.53 | 16.53 | 16.53 | 16.53 | 0 | 0 | 0 | 0 | 0 | 0 | 0 | 0 | 0 | 0 | 0 | 0 | 0 | 0 | 0 | 0 | 0 | 0 | System Off | 0 | 0
4009 | 4009 | 2012-06-16 00:59 | 16.45 | 16.45 | 16.45 | 16.45 | 0 | 0 | 0 | 0 | 0 | 0 | 0 | 0 | 0 | 0 | 0 | 0 | 0 | 0 | 0 | 0 | 0 | 0 | System Off | 0 | 0
4010 | 4010 | 2012-06-16 01:59 | 16.37 | 16.37 | 16.37 | 16.37 | 0 | 0 | 0 | 0 | 0 | 0 | 0 | 0 | 0 | 0 | 0 | 0 | 0 | 0 | 0 | 0 | 0 | 0 | System Off | 0 | 0
4011 | 4011 | 2012-06-16 02:59 | 16.29 | 16.29 | 16.29 | 16.29 | 0 | 0 | 0 | 0 | 0 | 0 | 0 | 0 | 0 | 0 | 0 | 0 | 0 | 0 | 0 | 0 | 0 | 0 | System Off | 0 | 0
4012 | 4012 | 2012-06-16 03:59 | 16.48 | 17.69 | 17.69 | 16.48 | 68.88 | 32.39 | 28.42 | 26 | 13.8 | 80.74 | 0.35 | 0.4 | 0.39 | 0.01 | 62.9 | 0 | 0 | 20.59 | 0.80539 | 0.09408 | 0 | 0 | System Off | 1 | 0
4013 | 4013 | 2012-06-16 04:59 | 16.68 | 17.33 | 17.33 | 16.68 | 38.78 | 2.82 | 16.4 | 15 | 13.47 | 46.65 | 0 | 0.06 | 0.06 | 0 | 4.6 | 0 | 0 | 11.93 | 0.80444 | 0.09408 | 0 | 0 | System Off | 0 | 0
4014 | 4014 | 2012-06-16 05:59 | 16.87 | 18.04 | 18.04 | 16.87 | 77.58 | 40.95 | 31.88 | 29 | 13.93 | 90.47 | 0.31 | 0.45 | 0.44 | 0.01 | 52.52 | 0 | 0 | 22.93 | 0.8083 | 0.09408 | 0 | 0 | System Off | 0 | 0
4015 | 4015 | 2012-06-16 06:59 | 17.55 | 21.88 | 21.88 | 17.55 | 298.09 | 257.5 | 117.5 | 109 | 14.24 | 328.71 | 0.77 | 0.78 | 0.77 | 0.09 | 256.87 | 0 | 0 | 85.84 | 0.82804 | 0.09408 | 0 | 0 | System Off | 1 | 0
4016 | 4016 | 2012-06-16 07:59 | 18.23 | 20.56 | 20.56 | 18.23 | 156 | 117.98 | 62.85 | 58 | 14.01 | 176.69 | 0.64 | 0.67 | 0.65 | 0.04 | 92.54 | 0 | 0 | 45.82 | 0.82217 | 0.09408 | 0 | 0 | System Off | 1 | 0
4017 | 4017 | 2012-06-16 08:59 | 18.9 | 22.59 | 22.59 | 18.9 | 249.25 | 209.55 | 99.28 | 92 | 14.11 | 277 | 0.81 | 0.76 | 0.74 | 0.08 | 137.11 | 0 | 0 | 72.58 | 0.83292 | 0.09408 | 0 | 0 | System Off | 1 | 0
4018 | 4018 | 2012-06-16 09:59 | 19.08 | 23.22 | 23.22 | 19.08 | 281.97 | 241.67 | 112.04 | 104 | 14.12 | 311.84 | 0.8 | 0.77 | 0.76 | 0.09 | 145.15 | 0 | 0 | 82.03 | 0.83638 | 0.09408 | 0 | 0 | System Off | 1 | 0
4019 | 4019 | 2012-06-16 10:59 | 19.25 | 23.2 | 23.2 | 19.25 | 270.05 | 229.97 | 107.48 | 99 | 14.21 | 299.2 | 0.74 | 0.77 | 0.75 | 0.08 | 131.6 | 0 | 0 | 78 | 0.83641 | 0.09408 | 0 | 0 | System Off | 1 | 0
4020 | 4020 | 2012-06-16 11:59 | 19.42 | 22.11 | 22.11 | 19.42 | 183.17 | 144.67 | 73.78 | 68 | 14.03 | 206.22 | 0.68 | 0.7 | 0.69 | 0.05 | 81.6 | 0 | 0 | 53.7 | 0.83134 | 0.09408 | 0 | 0 | System Off | 1 | 0
4021 | 4021 | 2012-06-16 12:59 | 18.23 | 21.43 | 21.43 | 18.23 | 219.42 | 180.27 | 87.44 | 81 | 14.11 | 245.03 | 0.8 | 0.74 | 0.72 | 0.07 | 112.63 | 0 | 0 | 63.9 | 0.82668 | 0.09408 | 0 | 0 | System Off | 1 | 0
4022 | 4022 | 2012-06-16 13:59 | 17.04 | 20.49 | 20.49 | 17.04 | 237.14 | 197.67 | 93.82 | 87 | 14.2 | 263.83 | 0.75 | 0.75 | 0.73 | 0.07 | 139.6 | 0 | 0 | 68.56 | 0.82066 | 0.09408 | 0 | 0 | System Off | 1 | 0
4023 | 4023 | 2012-06-16 14:59 | 15.84 | 17.72 | 17.72 | 15.84 | 127.05 | 89.55 | 51.01 | 47 | 14.08 | 144.92 | 0.59 | 0.62 | 0.6 | 0.03 | 66.59 | 0 | 0 | 37.09 | 0.80565 | 0.09408 | 0 | 0 | System Off | 0 | 0
4024 | 4024 | 2012-06-16 15:59 | 15.92 | 18.13 | 18.13 | 15.92 | 150.57 | 112.65 | 60.12 | 55 | 14.26 | 170.54 | 0.67 | 0.66 | 0.65 | 0.04 | 85.46 | 0 | 0 | 43.31 | 0.80767 | 0.09408 | 0 | 0 | System Off | 1 | 0
4025 | 4025 | 2012-06-16 16:59 | 16 | 20.32 | 20.32 | 16 | 298.54 | 257.94 | 117.41 | 108 | 14.4 | 330.37 | 0.77 | 0.78 | 0.76 | 0.09 | 189.04 | 0 | 0 | 84.89 | 0.81845 | 0.09408 | 0 | 0 | System Off | 1 | 0
4026 | 4026 | 2012-06-16 17:59 | 16.08 | 17.82 | 17.82 | 16.08 | 117.52 | 80.19 | 47.36 | 44 | 13.91 | 134.52 | 0.63 | 0.6 | 0.58 | 0.03 | 54.02 | 0 | 0 | 34.8 | 0.80652 | 0.09408 | 0 | 0 | System Off | 0 | 0
4027 | 4027 | 2012-06-16 18:59 | 15.77 | 16.05 | 16.05 | 15.77 | 16.67 | 0 | 7.29 | 6 | 14.47 | 20.83 | 0 | 0 | 0 | 0 | 0 | 0 | 0 | 4.71 | 0.79724 | 0.09408 | 0 | 0 | System Off | 0 | 0
4028 | 4028 | 2012-06-16 19:59 | 15.45 | 15.45 | 15.45 | 15.45 | 0 | 0 | 0 | 0 | 0 | 0 | 0 | 0 | 0 | 0 | 0 | 0 | 0 | 0 | 0 | 0 | 0 | 0 | System Off | 0 | 0
4029 | 4029 | 2012-06-16 20:59 | 15.14 | 15.14 | 15.14 | 15.14 | 0 | 0 | 0 | 0 | 0 | 0 | 0 | 0 | 0 | 0 | 0 | 0 | 0 | 0 | 0 | 0 | 0 | 0 | System Off | 0 | 0
4030 | 4030 | 2012-06-16 21:59 | 14.86 | 14.86 | 14.86 | 14.86 | 0 | 0 | 0 | 0 | 0 | 0 | 0 | 0 | 0 | 0 | 0 | 0 | 0 | 0 | 0 | 0 | 0 | 0 | System Off | 0 | 0
4031 | 4031 | 2012-06-16 22:59 | 14.59 | 14.59 | 14.59 | 14.59 | 0 | 0 | 0 | 0 | 0 | 0 | 0 | 0 | 0 | 0 | 0 | 0 | 0 | 0 | 0 | 0 | 0 | 0 | System Off | 0 | 0
4032 | 4032 | 2012-06-16 23:59 | 14.32 | 14.32 | 14.32 | 14.32 | 0 | 0 | 0 | 0 | 0 | 0 | 0 | 0 | 0 | 0 | 0 | 0 | 0 | 0 | 0 | 0 | 0 | 0 | System Off | 0 | 0
4033 | 4033 | 2012-06-17 00:59 | 13.98 | 13.98 | 13.98 | 13.98 | 0 | 0 | 0 | 0 | 0 | 0 | 0 | 0 | 0 | 0 | 0 | 0 | 0 | 0 | 0 | 0 | 0 | 0 | System Off | 0 | 0
4034 | 4034 | 2012-06-17 01:59 | 13.65 | 13.65 | 13.65 | 13.65 | 0 | 0 | 0 | 0 | 0 | 0 | 0 | 0 | 0 | 0 | 0 | 0 | 0 | 0 | 0 | 0 | 0 | 0 | System Off | 0 | 0
4035 | 4035 | 2012-06-17 02:59 | 13.31 | 13.31 | 13.31 | 13.31 | 0 | 0 | 0 | 0 | 0 | 0 | 0 | 0 | 0 | 0 | 0 | 0 | 0 | 0 | 0 | 0 | 0 | 0 | System Off | 0 | 0
4036 | 4036 | 2012-06-17 03:59 | 13.74 | 14.74 | 14.74 | 13.74 | 60.62 | 24.28 | 24.87 | 23 | 13.73 | 71.45 | 0.4 | 0.34 | 0.33 | 0.01 | 47.15 | 0 | 0 | 18.23 | 0.78855 | 0.09408 | 0 | 0 | System Off | 1 | 0
4037 | 4037 | 2012-06-17 04:59 | 14.16 | 17.17 | 17.17 | 14.16 | 149.66 | 111.76 | 75.53 | 55 | 14.17 | 215.04 | 0.53 | 0.52 | 0.51 | 0.04 | 182.23 | 0 | 0 | 43.36 | 0.7972 | 0.09408 | 0 | 0 | System Off | 1 | 0
4038 | 4038 | 2012-06-17 05:59 | 14.59 | 25.51 | 25.51 | 14.59 | 664.29 | 616.54 | 277.73 | 239 | 14.48 | 766.39 | 0.79 | 0.8 | 0.79 | 0.22 | 790.68 | 0 | 0 | 187.67 | 0.83538 | 0.09408 | 0 | 0 | System Off | 1 | 0
4039 | 4039 | 2012-06-17 06:59 | 15.61 | 34.5 | 34.5 | 15.61 | 1259.98 | 1199.03 | 492.99 | 460 | 14.27 | 1313.91 | 0.87 | 0.91 | 0.89 | 0.43 | 1196.13 | 0 | 0 | 362.18 | 0.88515 | 0.09408 | 0 | 0 | System Off | 1 | 0
4040 | 4040 | 2012-06-17 07:59 | 16.62 | 41.42 | 41.42 | 16.62 | 1692.14 | 1620.43 | 664.26 | 630 | 13.99 | 1722.17 | 0.89 | 0.94 | 0.92 | 0.59 | 1271.01 | 0 | 0 | 497.77 | 0.92567 | 0.09408 | 0 | 0 | System Off | 1 | 0
4041 | 4041 | 2012-06-17 08:59 | 17.63 | 45.63 | 45.63 | 17.63 | 1934.47 | 1856.28 | 768.48 | 730 | 13.8 | 1958.49 | 0.87 | 0.95 | 0.92 | 0.67 | 1214.56 | 0 | 0 | 578.15 | 0.92375 | 0.09408 | 0 | 0 | System Off | 1 | 0
4042 | 4042 | 2012-06-17 09:59 | 18.39 | 52.83 | 52.83 | 18.39 | 2265.35 | 2177.81 | 920.21 | 878 | 13.44 | 2275.74 | 0.86 | 0.96 | 0.93 | 0.79 | 1308.01 | 0 | 0 | 698.55 | 0.95857 | 0.09408 | 0 | 0 | System Off | 1 | 0
4043 | 4043 | 2012-06-17 10:59 | 19.14 | 54.81 | 54.81 | 19.14 | 2260.65 | 2173.25 | 927.18 | 883 | 13.33 | 2273.72 | 0.85 | 0.96 | 0.93 | 0.79 | 1243.6 | 0 | 0 | 703.45 | 0.96467 | 0.09408 | 0 | 0 | System Off | 1 | 0
4044 | 4044 | 2012-06-17 11:59 | 19.89 | 56.83 | 56.83 | 19.89 | 2259.18 | 2171.81 | 933.42 | 890 | 13.22 | 2269.27 | 0.85 | 0.96 | 0.93 | 0.79 | 1225.08 | 0 | 0 | 710.03 | 0.97121 | 0.09408 | 0 | 0 | System Off | 1 | 0
4045 | 4045 | 2012-06-17 12:59 | 19.89 | 45.63 | 45.63 | 19.89 | 1554.86 | 1486.67 | 626.54 | 590 | 13.73 | 1596.77 | 0.86 | 0.93 | 0.91 | 0.54 | 928.87 | 0 | 0 | 467.72 | 0.93913 | 0.09408 | 0 | 0 | System Off | 1 | 0
4046 | 4046 | 2012-06-17 13:59 | 19.89 | 40.11 | 40.11 | 19.89 | 1185.28 | 1126.09 | 473.47 | 444 | 13.9 | 1234.04 | 0.87 | 0.91 | 0.89 | 0.41 | 795.31 | 0 | 0 | 351.19 | 0.90943 | 0.09408 | 0 | 0 | System Off | 1 | 0
4047 | 4047 | 2012-06-17 14:59 | 19.88 | 43.99 | 43.99 | 19.88 | 1348.41 | 1285.34 | 542.34 | 511 | 13.74 | 1391.45 | 0.85 | 0.92 | 0.9 | 0.46 | 955.81 | 0 | 0 | 405 | 0.92306 | 0.09408 | 0 | 0 | System Off | 1 | 0
4048 | 4048 | 2012-06-17 15:59 | 19.79 | 35.82 | 35.82 | 19.79 | 825.7 | 774.56 | 342.69 | 307 | 14.01 | 908.6 | 0.82 | 0.85 | 0.83 | 0.28 | 587.63 | 0 | 0 | 242.5 | 0.88121 | 0.09408 | 0 | 0 | System Off | 1 | 0
4049 | 4049 | 2012-06-17 16:59 | 19.71 | 27.08 | 27.08 | 19.71 | 322.69 | 281.64 | 149.41 | 120 | 14.01 | 409.84 | 0.67 | 0.69 | 0.67 | 0.1 | 206.41 | 0 | 0 | 94.79 | 0.84343 | 0.09408 | 0 | 0 | System Off | 1 | 0
4050 | 4050 | 2012-06-17 17:59 | 19.62 | 22.55 | 22.55 | 19.62 | 136.95 | 99.28 | 56.14 | 52 | 13.72 | 156.67 | 0.71 | 0.63 | 0.62 | 0.04 | 66.88 | 0 | 0 | 41.23 | 0.82942 | 0.09408 | 0 | 0 | System Off | 0 | 0
4051 | 4051 | 2012-06-17 18:59 | 17.87 | 18.65 | 18.65 | 17.87 | 36.91 | 0.98 | 15.77 | 14 | 13.73 | 44.64 | 0 | 0.02 | 0.02 | 0 | 0.61 | 0 | 0 | 11.1 | 0.81135 | 0.09408 | 0 | 0 | System Off | 0 | 0
4052 | 4052 | 2012-06-17 19:59 | 16.12 | 16.12 | 16.12 | 16.12 | 0 | 0 | 0 | 0 | 0 | 0 | 0 | 0 | 0 | 0 | 0 | 0 | 0 | 0 | 0 | 0 | 0 | 0 | System Off | 0 | 0
4053 | 4053 | 2012-06-17 20:59 | 14.38 | 14.38 | 14.38 | 14.38 | 0 | 0 | 0 | 0 | 0 | 0 | 0 | 0 | 0 | 0 | 0 | 0 | 0 | 0 | 0 | 0 | 0 | 0 | System Off | 0 | 0
4054 | 4054 | 2012-06-17 21:59 | 14.39 | 14.39 | 14.39 | 14.39 | 0 | 0 | 0 | 0 | 0 | 0 | 0 | 0 | 0 | 0 | 0 | 0 | 0 | 0 | 0 | 0 | 0 | 0 | System Off | 0 | 0
4055 | 4055 | 2012-06-17 22:59 | 14.41 | 14.41 | 14.41 | 14.41 | 0 | 0 | 0 | 0 | 0 | 0 | 0 | 0 | 0 | 0 | 0 | 0 | 0 | 0 | 0 | 0 | 0 | 0 | System Off | 0 | 0
4056 | 4056 | 2012-06-17 23:59 | 14.43 | 14.43 | 14.43 | 14.43 | 0 | 0 | 0 | 0 | 0 | 0 | 0 | 0 | 0 | 0 | 0 | 0 | 0 | 0 | 0 | 0 | 0 | 0 | System Off | 0 | 0
4057 | 4057 | 2012-06-18 00:59 | 14.31 | 14.31 | 14.31 | 14.31 | 0 | 0 | 0 | 0 | 0 | 0 | 0 | 0 | 0 | 0 | 0 | 0 | 0 | 0 | 0 | 0 | 0 | 0 | System Off | 0 | 0
4058 | 4058 | 2012-06-18 01:59 | 14.19 | 14.19 | 14.19 | 14.19 | 0 | 0 | 0 | 0 | 0 | 0 | 0 | 0 | 0 | 0 | 0 | 0 | 0 | 0 | 0 | 0 | 0 | 0 | System Off | 0 | 0
4059 | 4059 | 2012-06-18 02:59 | 14.07 | 14.07 | 14.07 | 14.07 | 0 | 0 | 0 | 0 | 0 | 0 | 0 | 0 | 0 | 0 | 0 | 0 | 0 | 0 | 0 | 0 | 0 | 0 | System Off | 0 | 0
4060 | 4060 | 2012-06-18 03:59 | 15.17 | 15.77 | 15.77 | 15.17 | 34.55 | 0 | 14.57 | 13 | 13.84 | 41.7 | 0 | 0 | 0 | 0 | 0 | 0 | 0 | 10.29 | 0.79506 | 0.09408 | 0 | 0 | System Off | 0 | 0
4061 | 4061 | 2012-06-18 04:59 | 16.26 | 19.08 | 19.08 | 16.26 | 182.66 | 144.18 | 72.91 | 67 | 14.2 | 206.1 | 0.69 | 0.7 | 0.68 | 0.05 | 235.08 | 0 | 0 | 52.8 | 0.81205 | 0.09408 | 0 | 0 | System Off | 1 | 0
4062 | 4062 | 2012-06-18 05:59 | 17.36 | 21.15 | 21.15 | 17.36 | 262.85 | 222.91 | 103.84 | 96 | 14.26 | 291.28 | 0.77 | 0.77 | 0.75 | 0.08 | 285.87 | 0 | 0 | 75.59 | 0.82434 | 0.09408 | 0 | 0 | System Off | 1 | 0
4063 | 4063 | 2012-06-18 06:59 | 18.77 | 25.66 | 25.66 | 18.77 | 476.35 | 432.35 | 187.13 | 174 | 14.26 | 516.07 | 0.86 | 0.84 | 0.82 | 0.16 | 431.31 | 0 | 0 | 137.01 | 0.84829 | 0.09408 | 0 | 0 | System Off | 1 | 0
4064 | 4064 | 2012-06-18 07:59 | 20.18 | 24.68 | 24.68 | 20.18 | 303.97 | 263.27 | 121.14 | 112 | 14.14 | 335.35 | 0.83 | 0.79 | 0.77 | 0.1 | 206.5 | 0 | 0 | 88.33 | 0.84468 | 0.09408 | 0 | 0 | System Off | 1 | 0
4065 | 4065 | 2012-06-18 08:59 | 21.59 | 54.68 | 54.68 | 21.59 | 2160.48 | 2075.97 | 883.67 | 844 | 13.33 | 2168.16 | 0.85 | 0.96 | 0.93 | 0.75 | 1358.3 | 0 | 0 | 672.4 | 0.97284 | 0.09408 | 0 | 0 | System Off | 1 | 0
4066 | 4066 | 2012-06-18 09:59 | 21.69 | 54.81 | 54.81 | 21.69 | 2277.94 | 2190.03 | 932.51 | 890 | 13.33 | 2286.74 | 0.85 | 0.96 | 0.93 | 0.79 | 1315.35 | 0 | 0 | 709.06 | 0.98275 | 0.09408 | 0 | 0 | System Off | 1 | 0
4067 | 4067 | 2012-06-18 10:59 | 21.78 | 45.74 | 45.74 | 21.78 | 1769.95 | 1696.19 | 709.79 | 670 | 13.76 | 1808.09 | 0.86 | 0.94 | 0.92 | 0.61 | 970.61 | 0 | 0 | 530.92 | 0.93846 | 0.09408 | 0 | 0 | System Off | 1 | 0
4068 | 4068 | 2012-06-18 11:59 | 21.87 | 41.17 | 41.17 | 21.87 | 1510.5 | 1443.43 | 599.87 | 563 | 13.97 | 1556.8 | 0.87 | 0.93 | 0.91 | 0.52 | 814.21 | 0 | 0 | 444.92 | 0.91747 | 0.09408 | 0 | 0 | System Off | 1 | 0
4069 | 4069 | 2012-06-18 12:59 | 21.33 | 41.19 | 41.19 | 21.33 | 1516.08 | 1448.87 | 601.13 | 565 | 13.98 | 1559.97 | 0.87 | 0.93 | 0.91 | 0.52 | 905.25 | 0 | 0 | 446.49 | 0.91445 | 0.09408 | 0 | 0 | System Off | 1 | 0
4070 | 4070 | 2012-06-18 13:59 | 20.79 | 45.06 | 45.06 | 20.79 | 1804.09 | 1729.43 | 715.6 | 680 | 13.82 | 1827.97 | 0.88 | 0.95 | 0.92 | 0.63 | 1221.43 | 0 | 0 | 538.44 | 0.93401 | 0.09408 | 0 | 0 | System Off | 1 | 0
4071 | 4071 | 2012-06-18 14:59 | 20.25 | 39.75 | 39.75 | 20.25 | 1418.66 | 1353.88 | 559.17 | 527 | 14.02 | 1459.53 | 0.88 | 0.93 | 0.91 | 0.49 | 1006.78 | 0 | 0 | 416.22 | 0.9283 | 0.09408 | 0 | 0 | System Off | 1 | 0
4072 | 4072 | 2012-06-18 15:59 | 19.67 | 31.82 | 31.82 | 19.67 | 823.97 | 772.86 | 335.09 | 302 | 14.21 | 902.48 | 0.84 | 0.86 | 0.84 | 0.28 | 586.34 | 0 | 0 | 237.94 | 0.87931 | 0.09408 | 0 | 0 | System Off | 1 | 0
4073 | 4073 | 2012-06-18 16:59 | 19.08 | 24.99 | 24.99 | 19.08 | 359.76 | 318.01 | 156.38 | 132 | 14.2 | 432.37 | 0.77 | 0.74 | 0.72 | 0.12 | 233.06 | 0 | 0 | 104.02 | 0.8419 | 0.09408 | 0 | 0 | System Off | 1 | 0
4074 | 4074 | 2012-06-18 17:59 | 18.5 | 20.57 | 20.57 | 18.5 | 128.59 | 91.07 | 52.43 | 48 | 13.95 | 147.39 | 0.57 | 0.62 | 0.6 | 0.03 | 61.35 | 0 | 0 | 37.94 | 0.82183 | 0.09408 | 0 | 0 | System Off | 0 | 0
4075 | 4075 | 2012-06-18 18:59 | 16.87 | 17.57 | 17.57 | 16.87 | 39.54 | 3.56 | 16.74 | 15 | 13.73 | 47.59 | 0 | 0.07 | 0.07 | 0 | 2.22 | 0 | 0 | 11.89 | 0.80556 | 0.09408 | 0 | 0 | System Off | 0 | 0
4076 | 4076 | 2012-06-18 19:59 | 15.24 | 15.24 | 15.24 | 15.24 | 0 | 0 | 0 | 0 | 0 | 0 | 0 | 0 | 0 | 0 | 0 | 0 | 0 | 0 | 0 | 0 | 0 | 0 | System Off | 0 | 0
4077 | 4077 | 2012-06-18 20:59 | 13.61 | 13.61 | 13.61 | 13.61 | 0 | 0 | 0 | 0 | 0 | 0 | 0 | 0 | 0 | 0 | 0 | 0 | 0 | 0 | 0 | 0 | 0 | 0 | System Off | 0 | 0
4078 | 4078 | 2012-06-18 21:59 | 13.06 | 13.06 | 13.06 | 13.06 | 0 | 0 | 0 | 0 | 0 | 0 | 0 | 0 | 0 | 0 | 0 | 0 | 0 | 0 | 0 | 0 | 0 | 0 | System Off | 0 | 0
4079 | 4079 | 2012-06-18 22:59 | 12.51 | 12.51 | 12.51 | 12.51 | 0 | 0 | 0 | 0 | 0 | 0 | 0 | 0 | 0 | 0 | 0 | 0 | 0 | 0 | 0 | 0 | 0 | 0 | System Off | 0 | 0
4080 | 4080 | 2012-06-18 23:59 | 11.96 | 11.96 | 11.96 | 11.96 | 0 | 0 | 0 | 0 | 0 | 0 | 0 | 0 | 0 | 0 | 0 | 0 | 0 | 0 | 0 | 0 | 0 | 0 | System Off | 0 | 0
4081 | 4081 | 2012-06-19 00:59 | 11.73 | 11.73 | 11.73 | 11.73 | 0 | 0 | 0 | 0 | 0 | 0 | 0 | 0 | 0 | 0 | 0 | 0 | 0 | 0 | 0 | 0 | 0 | 0 | System Off | 0 | 0
4082 | 4082 | 2012-06-19 01:59 | 11.49 | 11.49 | 11.49 | 11.49 | 0 | 0 | 0 | 0 | 0 | 0 | 0 | 0 | 0 | 0 | 0 | 0 | 0 | 0 | 0 | 0 | 0 | 0 | System Off | 0 | 0
4083 | 4083 | 2012-06-19 02:59 | 11.26 | 11.26 | 11.26 | 11.26 | 0 | 0 | 0 | 0 | 0 | 0 | 0 | 0 | 0 | 0 | 0 | 0 | 0 | 0 | 0 | 0 | 0 | 0 | System Off | 0 | 0
4084 | 4084 | 2012-06-19 03:59 | 12.63 | 13.38 | 13.38 | 12.63 | 37.25 | 1.32 | 15.48 | 14 | 13.86 | 44.7 | 0 | 0.03 | 0.03 | 0 | 2.55 | 0 | 0 | 11.08 | 0.78027 | 0.09408 | 0 | 0 | System Off | 0 | 0
4085 | 4085 | 2012-06-19 04:59 | 14.01 | 18.64 | 18.64 | 14.01 | 225.7 | 186.44 | 94.55 | 82 | 14.34 | 267.72 | 0.74 | 0.7 | 0.68 | 0.07 | 303.99 | 0 | 0 | 64.5 | 0.8015 | 0.09408 | 0 | 0 | System Off | 1 | 0
4086 | 4086 | 2012-06-19 05:59 | 15.38 | 24.47 | 24.47 | 15.38 | 462.37 | 418.65 | 183.59 | 168 | 14.33 | 508.61 | 0.82 | 0.82 | 0.8 | 0.15 | 536.9 | 0 | 0 | 132.16 | 0.82642 | 0.09408 | 0 | 0 | System Off | 1 | 0
4087 | 4087 | 2012-06-19 06:59 | 16.88 | 39.71 | 39.71 | 16.88 | 1113.19 | 1055.67 | 447.19 | 417 | 13.9 | 1167.42 | 0.85 | 0.9 | 0.88 | 0.38 | 1053.12 | 0 | 0 | 329.83 | 0.885 | 0.09408 | 0 | 0 | System Off | 1 | 0
4088 | 4088 | 2012-06-19 07:59 | 18.38 | 44.67 | 44.67 | 18.38 | 1231.41 | 1171.14 | 499.14 | 469 | 13.68 | 1277.08 | 0.84 | 0.92 | 0.89 | 0.42 | 918.6 | 0 | 0 | 372.03 | 0.90512 | 0.09408 | 0 | 0 | System Off | 1 | 0
4089 | 4089 | 2012-06-19 08:59 | 19.88 | 51.47 | 51.47 | 19.88 | 1398.36 | 1334.08 | 580.04 | 546 | 13.34 | 1442.7 | 0.83 | 0.92 | 0.9 | 0.48 | 872.88 | 0 | 0 | 434.95 | 0.9307 | 0.09408 | 0 | 0 | System Off | 1 | 0
4090 | 4090 | 2012-06-19 09:59 | 20.47 | 35.92 | 35.92 | 20.47 | 753.92 | 704.3 | 303.28 | 282 | 13.92 | 803.78 | 0.82 | 0.88 | 0.86 | 0.25 | 423.01 | 0 | 0 | 222.99 | 0.88052 | 0.09408 | 0 | 0 | System Off | 1 | 0
4091 | 4091 | 2012-06-19 10:59 | 21.05 | 25.32 | 25.32 | 21.05 | 220.29 | 181.12 | 89.26 | 82 | 13.99 | 246.5 | 0.78 | 0.73 | 0.72 | 0.07 | 103.64 | 0 | 0 | 64.79 | 0.84407 | 0.09408 | 0 | 0 | System Off | 1 | 0
4092 | 4092 | 2012-06-19 11:59 | 21.63 | 26.4 | 26.4 | 21.63 | 261.5 | 221.58 | 105.66 | 98 | 13.9 | 290.58 | 0.76 | 0.76 | 0.75 | 0.08 | 124.99 | 0 | 0 | 77.52 | 0.85084 | 0.09408 | 0 | 0 | System Off | 1 | 0
4093 | 4093 | 2012-06-19 12:59 | 21.48 | 26.65 | 26.65 | 21.48 | 282.42 | 242.11 | 113.86 | 105 | 14.01 | 312.82 | 0.79 | 0.77 | 0.76 | 0.09 | 151.27 | 0 | 0 | 82.94 | 0.85129 | 0.09408 | 0 | 0 | System Off | 1 | 0
4094 | 4094 | 2012-06-19 13:59 | 21.33 | 32.68 | 32.68 | 21.33 | 619.95 | 573.1 | 248.05 | 230 | 14.04 | 665.83 | 0.85 | 0.86 | 0.84 | 0.21 | 404.76 | 0 | 0 | 181.61 | 0.87539 | 0.09408 | 0 | 0 | System Off | 1 | 0
4095 | 4095 | 2012-06-19 14:59 | 21.18 | 28.78 | 28.78 | 21.18 | 411.78 | 369.03 | 164.87 | 153 | 14.02 | 449.28 | 0.79 | 0.82 | 0.8 | 0.13 | 274.42 | 0 | 0 | 120.84 | 0.85904 | 0.09408 | 0 | 0 | System Off | 1 | 0
4096 | 4096 | 2012-06-19 15:59 | 20.81 | 24.71 | 24.71 | 20.81 | 213.84 | 174.79 | 86.53 | 80 | 13.92 | 239.5 | 0.69 | 0.73 | 0.71 | 0.06 | 132.6 | 0 | 0 | 63.26 | 0.84221 | 0.09408 | 0 | 0 | System Off | 1 | 0
4097 | 4097 | 2012-06-19 16:59 | 20.43 | 22.08 | 22.08 | 20.43 | 89.81 | 52.97 | 37.35 | 34 | 13.76 | 104.4 | 0.54 | 0.51 | 0.5 | 0.02 | 38.82 | 0 | 0 | 26.94 | 0.83075 | 0.09408 | 0 | 0 | System Off | 0 | 0
4098 | 4098 | 2012-06-19 17:59 | 20.06 | 20.81 | 20.81 | 20.06 | 40.33 | 4.34 | 17.31 | 16 | 13.13 | 48.61 | 0 | 0.09 | 0.09 | 0 | 2.93 | 0 | 0 | 12.78 | 0.82495 | 0.09408 | 0 | 0 | System Off | 0 | 0
4099 | 4099 | 2012-06-19 18:59 | 19.14 | 19.81 | 19.81 | 19.14 | 35.42 | 0 | 15.22 | 14 | 13.18 | 42.91 | 0 | 0 | 0 | 0 | 0 | 0 | 0 | 11.18 | 0.81899 | 0.09408 | 0 | 0 | System Off | 0 | 0
4100 | 4100 | 2012-06-19 19:59 | 18.22 | 18.22 | 18.22 | 18.22 | 0 | 0 | 0 | 0 | 0 | 0 | 0 | 0 | 0 | 0 | 0 | 0 | 0 | 0 | 0 | 0 | 0 | 0 | System Off | 0 | 0
4101 | 4101 | 2012-06-19 20:59 | 17.31 | 17.31 | 17.31 | 17.31 | 0 | 0 | 0 | 0 | 0 | 0 | 0 | 0 | 0 | 0 | 0 | 0 | 0 | 0 | 0 | 0 | 0 | 0 | System Off | 0 | 0
4102 | 4102 | 2012-06-19 21:59 | 17.08 | 17.08 | 17.08 | 17.08 | 0 | 0 | 0 | 0 | 0 | 0 | 0 | 0 | 0 | 0 | 0 | 0 | 0 | 0 | 0 | 0 | 0 | 0 | System Off | 0 | 0
4103 | 4103 | 2012-06-19 22:59 | 16.86 | 16.86 | 16.86 | 16.86 | 0 | 0 | 0 | 0 | 0 | 0 | 0 | 0 | 0 | 0 | 0 | 0 | 0 | 0 | 0 | 0 | 0 | 0 | System Off | 0 | 0
4104 | 4104 | 2012-06-19 23:59 | 16.63 | 16.63 | 16.63 | 16.63 | 0 | 0 | 0 | 0 | 0 | 0 | 0 | 0 | 0 | 0 | 0 | 0 | 0 | 0 | 0 | 0 | 0 | 0 | System Off | 0 | 0
4105 | 4105 | 2012-06-20 00:59 | 16.37 | 16.37 | 16.37 | 16.37 | 0 | 0 | 0 | 0 | 0 | 0 | 0 | 0 | 0 | 0 | 0 | 0 | 0 | 0 | 0 | 0 | 0 | 0 | System Off | 0 | 0
4106 | 4106 | 2012-06-20 01:59 | 16.12 | 16.12 | 16.12 | 16.12 | 0 | 0 | 0 | 0 | 0 | 0 | 0 | 0 | 0 | 0 | 0 | 0 | 0 | 0 | 0 | 0 | 0 | 0 | System Off | 0 | 0
4107 | 4107 | 2012-06-20 02:59 | 15.86 | 15.86 | 15.86 | 15.86 | 0 | 0 | 0 | 0 | 0 | 0 | 0 | 0 | 0 | 0 | 0 | 0 | 0 | 0 | 0 | 0 | 0 | 0 | System Off | 0 | 0
4108 | 4108 | 2012-06-20 03:59 | 15.99 | 16.2 | 16.2 | 15.99 | 10.16 | 0 | 4.55 | 4 | 13.23 | 13.01 | 0 | 0 | 0 | 0 | 0 | 0 | 0 | 3.19 | 0.79817 | 0.09408 | 0 | 0 | System Off | 0 | 0
4109 | 4109 | 2012-06-20 04:59 | 16.12 | 16.87 | 16.87 | 16.12 | 38.87 | 2.91 | 16.4 | 15 | 13.5 | 46.73 | 0 | 0.06 | 0.06 | 0 | 4.74 | 0 | 0 | 11.93 | 0.8011 | 0.09408 | 0 | 0 | System Off | 0 | 0
4110 | 4110 | 2012-06-20 05:59 | 16.25 | 18.08 | 18.08 | 16.25 | 100.91 | 63.87 | 40.99 | 38 | 13.83 | 116.3 | 0.49 | 0.55 | 0.54 | 0.02 | 81.91 | 0 | 0 | 30.08 | 0.80637 | 0.09408 | 0 | 0 | System Off | 1 | 0
4111 | 4111 | 2012-06-20 06:59 | 16.66 | 19.68 | 19.68 | 16.66 | 175.65 | 137.28 | 70.14 | 65 | 14.07 | 197.83 | 0.71 | 0.69 | 0.68 | 0.05 | 136.95 | 0 | 0 | 51.3 | 0.81408 | 0.09408 | 0 | 0 | System Off | 1 | 0
4112 | 4112 | 2012-06-20 07:59 | 17.07 | 24.14 | 24.14 | 17.07 | 434.69 | 391.51 | 170.33 | 158 | 14.33 | 472.47 | 0.82 | 0.83 | 0.81 | 0.14 | 307.09 | 0 | 0 | 124.3 | 0.83472 | 0.09408 | 0 | 0 | System Off | 1 | 0
4113 | 4113 | 2012-06-20 08:59 | 17.47 | 21.34 | 21.34 | 17.47 | 243.44 | 203.85 | 96.55 | 89 | 14.25 | 270.65 | 0.73 | 0.75 | 0.74 | 0.07 | 133.38 | 0 | 0 | 70.09 | 0.82363 | 0.09408 | 0 | 0 | System Off | 1 | 0
4114 | 4114 | 2012-06-20 09:59 | 17.84 | 21.11 | 21.11 | 17.84 | 203.03 | 164.17 | 81.07 | 75 | 14.1 | 227.44 | 0.74 | 0.72 | 0.71 | 0.06 | 98.6 | 0 | 0 | 59.18 | 0.82315 | 0.09408 | 0 | 0 | System Off | 1 | 0
4115 | 4115 | 2012-06-20 10:59 | 18.21 | 22.51 | 22.51 | 18.21 | 266.08 | 226.08 | 105.66 | 98 | 14.14 | 294.89 | 0.76 | 0.77 | 0.75 | 0.08 | 129.37 | 0 | 0 | 77.28 | 0.82991 | 0.09408 | 0 | 0 | System Off | 1 | 0
4116 | 4116 | 2012-06-20 11:59 | 18.57 | 30.35 | 30.35 | 18.57 | 730.6 | 681.47 | 287.68 | 267 | 14.25 | 779.24 | 0.87 | 0.87 | 0.85 | 0.25 | 384.41 | 0 | 0 | 210.26 | 0.86547 | 0.09408 | 0 | 0 | System Off | 1 | 0
4117 | 4117 | 2012-06-20 12:59 | 18.82 | 33.88 | 33.88 | 18.82 | 918.39 | 865.24 | 363.04 | 338 | 14.15 | 969.91 | 0.85 | 0.89 | 0.87 | 0.31 | 540.6 | 0 | 0 | 266.51 | 0.88121 | 0.09408 | 0 | 0 | System Off | 1 | 0
4118 | 4118 | 2012-06-20 13:59 | 19.06 | 37.83 | 37.83 | 19.06 | 1123.4 | 1065.65 | 445.96 | 417 | 14.03 | 1173.01 | 0.87 | 0.91 | 0.89 | 0.39 | 752.63 | 0 | 0 | 329.3 | 0.8986 | 0.09408 | 0 | 0 | System Off | 1 | 0
4119 | 4119 | 2012-06-20 14:59 | 19.3 | 31.68 | 31.68 | 19.3 | 733.49 | 684.3 | 289.99 | 270 | 14.15 | 781.43 | 0.86 | 0.88 | 0.86 | 0.25 | 508.87 | 0 | 0 | 212.9 | 0.87067 | 0.09408 | 0 | 0 | System Off | 1 | 0
4120 | 4120 | 2012-06-20 15:59 | 18.99 | 23.56 | 23.56 | 18.99 | 257.7 | 217.84 | 102.93 | 95 | 14.13 | 286.13 | 0.78 | 0.76 | 0.74 | 0.08 | 165.27 | 0 | 0 | 74.93 | 0.83405 | 0.09408 | 0 | 0 | System Off | 1 | 0
4121 | 4121 | 2012-06-20 16:59 | 18.67 | 24.89 | 24.89 | 18.67 | 334.59 | 293.31 | 134.42 | 123 | 14.17 | 371.8 | 0.82 | 0.79 | 0.77 | 0.11 | 214.97 | 0 | 0 | 96.96 | 0.83763 | 0.09408 | 0 | 0 | System Off | 1 | 0
4122 | 4122 | 2012-06-20 17:59 | 18.36 | 20.4 | 20.4 | 18.36 | 102.51 | 65.44 | 42.26 | 39 | 13.69 | 118.89 | 0.47 | 0.55 | 0.54 | 0.02 | 44.08 | 0 | 0 | 30.93 | 0.81923 | 0.09408 | 0 | 0 | System Off | 0 | 0
4123 | 4123 | 2012-06-20 18:59 | 17.83 | 18 | 18 | 17.83 | 7.95 | 0 | 3.64 | 3 | 13.8 | 10.34 | 0 | 0 | 0 | 0 | 0 | 0 | 0 | 2.38 | 0.80894 | 0.09408 | 0 | 0 | System Off | 0 | 0
4124 | 4124 | 2012-06-20 19:59 | 17.29 | 17.29 | 17.29 | 17.29 | 0 | 0 | 0 | 0 | 0 | 0 | 0 | 0 | 0 | 0 | 0 | 0 | 0 | 0 | 0 | 0 | 0 | 0 | System Off | 0 | 0
4125 | 4125 | 2012-06-20 20:59 | 16.76 | 16.76 | 16.76 | 16.76 | 0 | 0 | 0 | 0 | 0 | 0 | 0 | 0 | 0 | 0 | 0 | 0 | 0 | 0 | 0 | 0 | 0 | 0 | System Off | 0 | 0
4126 | 4126 | 2012-06-20 21:59 | 16.43 | 16.43 | 16.43 | 16.43 | 0 | 0 | 0 | 0 | 0 | 0 | 0 | 0 | 0 | 0 | 0 | 0 | 0 | 0 | 0 | 0 | 0 | 0 | System Off | 0 | 0
4127 | 4127 | 2012-06-20 22:59 | 16.1 | 16.1 | 16.1 | 16.1 | 0 | 0 | 0 | 0 | 0 | 0 | 0 | 0 | 0 | 0 | 0 | 0 | 0 | 0 | 0 | 0 | 0 | 0 | System Off | 0 | 0
4128 | 4128 | 2012-06-20 23:59 | 15.77 | 15.77 | 15.77 | 15.77 | 0 | 0 | 0 | 0 | 0 | 0 | 0 | 0 | 0 | 0 | 0 | 0 | 0 | 0 | 0 | 0 | 0 | 0 | System Off | 0 | 0
4129 | 4129 | 2012-06-21 00:59 | 15.74 | 15.74 | 15.74 | 15.74 | 0 | 0 | 0 | 0 | 0 | 0 | 0 | 0 | 0 | 0 | 0 | 0 | 0 | 0 | 0 | 0 | 0 | 0 | System Off | 0 | 0
4130 | 4130 | 2012-06-21 01:59 | 15.72 | 15.72 | 15.72 | 15.72 | 0 | 0 | 0 | 0 | 0 | 0 | 0 | 0 | 0 | 0 | 0 | 0 | 0 | 0 | 0 | 0 | 0 | 0 | System Off | 0 | 0
4131 | 4131 | 2012-06-21 02:59 | 15.69 | 15.69 | 15.69 | 15.69 | 0 | 0 | 0 | 0 | 0 | 0 | 0 | 0 | 0 | 0 | 0 | 0 | 0 | 0 | 0 | 0 | 0 | 0 | System Off | 0 | 0
4132 | 4132 | 2012-06-21 03:59 | 16.28 | 16.49 | 16.49 | 16.28 | 10.14 | 0 | 4.55 | 4 | 13.2 | 13 | 0 | 0 | 0 | 0 | 0 | 0 | 0 | 3.19 | 0.79989 | 0.09408 | 0 | 0 | System Off | 0 | 0
4133 | 4133 | 2012-06-21 04:59 | 16.86 | 20.89 | 20.89 | 16.86 | 224.82 | 185.57 | 91.31 | 83 | 14.11 | 256.39 | 0.77 | 0.72 | 0.71 | 0.07 | 302.57 | 0 | 0 | 65.48 | 0.81881 | 0.09408 | 0 | 0 | System Off | 1 | 0
4134 | 4134 | 2012-06-21 05:59 | 17.45 | 27.54 | 27.54 | 17.45 | 574.26 | 528.33 | 235.43 | 209 | 14.31 | 644.65 | 0.81 | 0.82 | 0.8 | 0.19 | 677.56 | 0 | 0 | 164.46 | 0.84707 | 0.09408 | 0 | 0 | System Off | 1 | 0
4135 | 4135 | 2012-06-21 06:59 | 18.29 | 35.98 | 35.98 | 18.29 | 1039.26 | 983.43 | 412.44 | 384 | 14.1 | 1092.84 | 0.87 | 0.9 | 0.88 | 0.36 | 981.05 | 0 | 0 | 302.99 | 0.8871 | 0.09408 | 0 | 0 | System Off | 1 | 0
4136 | 4136 | 2012-06-21 07:59 | 19.12 | 30.93 | 30.93 | 19.12 | 696.19 | 647.77 | 274.91 | 256 | 14.16 | 742.97 | 0.84 | 0.87 | 0.85 | 0.23 | 508.09 | 0 | 0 | 201.82 | 0.86676 | 0.09408 | 0 | 0 | System Off | 1 | 0
4137 | 4137 | 2012-06-21 08:59 | 19.95 | 32.57 | 32.57 | 19.95 | 739.17 | 689.86 | 293.34 | 273 | 14.1 | 787.73 | 0.85 | 0.88 | 0.86 | 0.25 | 451.37 | 0 | 0 | 215.39 | 0.87535 | 0.09408 | 0 | 0 | System Off | 1 | 0
4138 | 4138 | 2012-06-21 09:59 | 20.8 | 51.15 | 51.15 | 20.8 | 1698.68 | 1626.79 | 697.22 | 658 | 13.45 | 1736.54 | 0.85 | 0.94 | 0.91 | 0.59 | 977.07 | 0 | 0 | 523.47 | 0.93033 | 0.09408 | 0 | 0 | System Off | 1 | 0
4139 | 4139 | 2012-06-21 10:59 | 21.65 | 50.36 | 50.36 | 21.65 | 1587.24 | 1518.23 | 652.58 | 614 | 13.46 | 1630.75 | 0.84 | 0.93 | 0.91 | 0.55 | 868.78 | 0 | 0 | 488.35 | 0.92695 | 0.09408 | 0 | 0 | System Off | 1 | 0
4140 | 4140 | 2012-06-21 11:59 | 22.5 | 34.67 | 34.67 | 22.5 | 681.02 | 632.92 | 273.76 | 254 | 13.96 | 729.12 | 0.84 | 0.87 | 0.85 | 0.23 | 357.02 | 0 | 0 | 200.75 | 0.88759 | 0.09408 | 0 | 0 | System Off | 1 | 0
4141 | 4141 | 2012-06-21 12:59 | 23.05 | 31.79 | 31.79 | 23.05 | 514.65 | 469.9 | 206.76 | 192 | 13.96 | 556.95 | 0.82 | 0.84 | 0.82 | 0.17 | 293.59 | 0 | 0 | 151.76 | 0.87853 | 0.09408 | 0 | 0 | System Off | 1 | 0
4142 | 4142 | 2012-06-21 13:59 | 23.6 | 31.59 | 31.59 | 23.6 | 493.82 | 449.48 | 198.57 | 184 | 13.98 | 535.28 | 0.81 | 0.84 | 0.82 | 0.16 | 317.45 | 0 | 0 | 145.4 | 0.88034 | 0.09408 | 0 | 0 | System Off | 1 | 0
4143 | 4143 | 2012-06-21 14:59 | 24.15 | 33.58 | 33.58 | 24.15 | 610.95 | 564.28 | 245.42 | 228 | 13.96 | 656.48 | 0.81 | 0.86 | 0.84 | 0.2 | 419.61 | 0 | 0 | 180.22 | 0.89272 | 0.09408 | 0 | 0 | System Off | 1 | 0
4144 | 4144 | 2012-06-21 15:59 | 23.25 | 29.04 | 29.04 | 23.25 | 367.93 | 326.03 | 148.2 | 137 | 13.99 | 403.46 | 0.81 | 0.81 | 0.79 | 0.12 | 247.34 | 0 | 0 | 108.25 | 0.86866 | 0.09408 | 0 | 0 | System Off | 1 | 0
4145 | 4145 | 2012-06-21 16:59 | 22.36 | 28.5 | 28.5 | 22.36 | 372.87 | 330.87 | 154.56 | 139 | 13.97 | 421.66 | 0.78 | 0.78 | 0.77 | 0.12 | 242.49 | 0 | 0 | 109.85 | 0.86355 | 0.09408 | 0 | 0 | System Off | 1 | 0
4146 | 4146 | 2012-06-21 17:59 | 21.46 | 23.91 | 23.91 | 21.46 | 148.11 | 110.24 | 60.71 | 56 | 13.78 | 168.54 | 0.66 | 0.65 | 0.64 | 0.04 | 74.26 | 0 | 0 | 44.37 | 0.84141 | 0.09408 | 0 | 0 | System Off | 0 | 0
4147 | 4147 | 2012-06-21 18:59 | 20.3 | 20.71 | 20.71 | 20.3 | 22.72 | 0 | 10.02 | 9 | 13.15 | 28.15 | 0 | 0 | 0 | 0 | 0 | 0 | 0 | 7.19 | 0.82499 | 0.09408 | 0 | 0 | System Off | 0 | 0
4148 | 4148 | 2012-06-21 19:59 | 19.14 | 19.14 | 19.14 | 19.14 | 0 | 0 | 0 | 0 | 0 | 0 | 0 | 0 | 0 | 0 | 0 | 0 | 0 | 0 | 0 | 0 | 0 | 0 | System Off | 0 | 0
4149 | 4149 | 2012-06-21 20:59 | 17.99 | 17.99 | 17.99 | 17.99 | 0 | 0 | 0 | 0 | 0 | 0 | 0 | 0 | 0 | 0 | 0 | 0 | 0 | 0 | 0 | 0 | 0 | 0 | System Off | 0 | 0
4150 | 4150 | 2012-06-21 21:59 | 17.11 | 17.11 | 17.11 | 17.11 | 0 | 0 | 0 | 0 | 0 | 0 | 0 | 0 | 0 | 0 | 0 | 0 | 0 | 0 | 0 | 0 | 0 | 0 | System Off | 0 | 0
4151 | 4151 | 2012-06-21 22:59 | 16.24 | 16.24 | 16.24 | 16.24 | 0 | 0 | 0 | 0 | 0 | 0 | 0 | 0 | 0 | 0 | 0 | 0 | 0 | 0 | 0 | 0 | 0 | 0 | System Off | 0 | 0
4152 | 4152 | 2012-06-21 23:59 | 15.36 | 15.36 | 15.36 | 15.36 | 0 | 0 | 0 | 0 | 0 | 0 | 0 | 0 | 0 | 0 | 0 | 0 | 0 | 0 | 0 | 0 | 0 | 0 | System Off | 0 | 0
4153 | 4153 | 2012-06-22 00:59 | 14.37 | 14.37 | 14.37 | 14.37 | 0 | 0 | 0 | 0 | 0 | 0 | 0 | 0 | 0 | 0 | 0 | 0 | 0 | 0 | 0 | 0 | 0 | 0 | System Off | 0 | 0
4154 | 4154 | 2012-06-22 01:59 | 13.38 | 13.38 | 13.38 | 13.38 | 0 | 0 | 0 | 0 | 0 | 0 | 0 | 0 | 0 | 0 | 0 | 0 | 0 | 0 | 0 | 0 | 0 | 0 | System Off | 0 | 0
4155 | 4155 | 2012-06-22 02:59 | 12.39 | 12.39 | 12.39 | 12.39 | 0 | 0 | 0 | 0 | 0 | 0 | 0 | 0 | 0 | 0 | 0 | 0 | 0 | 0 | 0 | 0 | 0 | 0 | System Off | 0 | 0
4156 | 4156 | 2012-06-22 03:59 | 12.98 | 13.99 | 13.99 | 12.98 | 58.61 | 22.3 | 24 | 22 | 13.88 | 69.13 | 0.42 | 0.32 | 0.32 | 0.01 | 43.31 | 0 | 0 | 17.41 | 0.78387 | 0.09408 | 0 | 0 | System Off | 1 | 0
4157 | 4157 | 2012-06-22 04:59 | 13.57 | 16.36 | 16.36 | 13.57 | 132.96 | 95.35 | 69.23 | 49 | 14.13 | 197.66 | 0.43 | 0.48 | 0.47 | 0.03 | 155.47 | 0 | 0 | 38.65 | 0.79255 | 0.09408 | 0 | 0 | System Off | 1 | 0
4158 | 4158 | 2012-06-22 05:59 | 14.16 | 24.82 | 24.82 | 14.16 | 655.7 | 608.12 | 274.62 | 235 | 14.53 | 759.77 | 0.8 | 0.8 | 0.78 | 0.22 | 779.89 | 0 | 0 | 184.4 | 0.83196 | 0.09408 | 0 | 0 | System Off | 1 | 0
4159 | 4159 | 2012-06-22 06:59 | 15.16 | 32.79 | 32.79 | 15.16 | 1242.3 | 1181.78 | 483.3 | 451 | 14.35 | 1296.73 | 0.89 | 0.91 | 0.89 | 0.43 | 1178.92 | 0 | 0 | 354.73 | 0.88047 | 0.09408 | 0 | 0 | System Off | 1 | 0
4160 | 4160 | 2012-06-22 07:59 | 16.16 | 22.25 | 22.25 | 16.16 | 455.31 | 411.73 | 176.71 | 164 | 14.46 | 493.66 | 0.85 | 0.83 | 0.82 | 0.15 | 322.95 | 0 | 0 | 128.81 | 0.83032 | 0.09408 | 0 | 0 | System Off | 1 | 0
4161 | 4161 | 2012-06-22 08:59 | 17.16 | 25.14 | 25.14 | 17.16 | 631.01 | 583.93 | 244.65 | 227 | 14.48 | 676.05 | 0.86 | 0.86 | 0.84 | 0.21 | 382.06 | 0 | 0 | 178.24 | 0.84874 | 0.09408 | 0 | 0 | System Off | 1 | 0
4162 | 4162 | 2012-06-22 09:59 | 17.58 | 37.18 | 37.18 | 17.58 | 1554.34 | 1486.17 | 606.15 | 570 | 14.2 | 1598.51 | 0.89 | 0.93 | 0.91 | 0.54 | 892.61 | 0 | 0 | 449.14 | 0.91953 | 0.09408 | 0 | 0 | System Off | 1 | 0
4163 | 4163 | 2012-06-22 10:59 | 17.99 | 26.38 | 26.38 | 17.99 | 673.16 | 625.22 | 261.7 | 243 | 14.43 | 719.74 | 0.88 | 0.87 | 0.85 | 0.23 | 357.77 | 0 | 0 | 190.93 | 0.85703 | 0.09408 | 0 | 0 | System Off | 1 | 0
4164 | 4164 | 2012-06-22 11:59 | 18.4 | 39.55 | 39.55 | 18.4 | 1696.16 | 1624.34 | 665.04 | 626 | 14.11 | 1737.22 | 0.89 | 0.94 | 0.91 | 0.59 | 916.26 | 0 | 0 | 493.84 | 0.93615 | 0.09408 | 0 | 0 | System Off | 1 | 0
4165 | 4165 | 2012-06-22 12:59 | 18.2 | 42.93 | 42.93 | 18.2 | 1971.77 | 1892.55 | 774.88 | 735 | 13.97 | 1996.73 | 0.88 | 0.95 | 0.93 | 0.68 | 1182.46 | 0 | 0 | 580.85 | 0.92805 | 0.09408 | 0 | 0 | System Off | 1 | 0
4166 | 4166 | 2012-06-22 13:59 | 18 | 22.4 | 22.4 | 18 | 350.49 | 308.92 | 137.54 | 127 | 14.37 | 384.02 | 0.8 | 0.8 | 0.79 | 0.11 | 218.18 | 0 | 0 | 99.86 | 0.83427 | 0.09408 | 0 | 0 | System Off | 1 | 0
4167 | 4167 | 2012-06-22 14:59 | 17.79 | 23.58 | 23.58 | 17.79 | 462.45 | 418.73 | 180.35 | 167 | 14.42 | 501.32 | 0.83 | 0.84 | 0.82 | 0.15 | 311.38 | 0 | 0 | 131.22 | 0.84084 | 0.09408 | 0 | 0 | System Off | 1 | 0
4168 | 4168 | 2012-06-22 15:59 | 17.54 | 23.52 | 23.52 | 17.54 | 455.19 | 411.61 | 177.76 | 165 | 14.37 | 494.22 | 0.84 | 0.83 | 0.81 | 0.15 | 312.27 | 0 | 0 | 129.74 | 0.83894 | 0.09408 | 0 | 0 | System Off | 1 | 0
4169 | 4169 | 2012-06-22 16:59 | 17.3 | 22.83 | 22.83 | 17.3 | 385.71 | 343.46 | 156.61 | 140 | 14.35 | 436.56 | 0.77 | 0.79 | 0.77 | 0.12 | 251.72 | 0 | 0 | 110.11 | 0.83258 | 0.09408 | 0 | 0 | System Off | 1 | 0
4170 | 4170 | 2012-06-22 17:59 | 17.05 | 19.46 | 19.46 | 17.05 | 162.07 | 123.95 | 64.89 | 60 | 14.07 | 183.17 | 0.62 | 0.68 | 0.66 | 0.04 | 83.5 | 0 | 0 | 47.36 | 0.81545 | 0.09408 | 0 | 0 | System Off | 1 | 0
4171 | 4171 | 2012-06-22 18:59 | 16.33 | 17.09 | 17.09 | 16.33 | 46.19 | 10.1 | 19.36 | 17 | 14.15 | 55.14 | 0 | 0.18 | 0.18 | 0 | 6.29 | 0 | 0 | 13.4 | 0.80272 | 0.09408 | 0 | 0 | System Off | 0 | 0
4172 | 4172 | 2012-06-22 19:59 | 15.61 | 15.61 | 15.61 | 15.61 | 0 | 0 | 0 | 0 | 0 | 0 | 0 | 0 | 0 | 0 | 0 | 0 | 0 | 0 | 0 | 0 | 0 | 0 | System Off | 0 | 0
4173 | 4173 | 2012-06-22 20:59 | 14.9 | 14.9 | 14.9 | 14.9 | 0 | 0 | 0 | 0 | 0 | 0 | 0 | 0 | 0 | 0 | 0 | 0 | 0 | 0 | 0 | 0 | 0 | 0 | System Off | 0 | 0
4174 | 4174 | 2012-06-22 21:59 | 14.58 | 14.58 | 14.58 | 14.58 | 0 | 0 | 0 | 0 | 0 | 0 | 0 | 0 | 0 | 0 | 0 | 0 | 0 | 0 | 0 | 0 | 0 | 0 | System Off | 0 | 0
4175 | 4175 | 2012-06-22 22:59 | 14.27 | 14.27 | 14.27 | 14.27 | 0 | 0 | 0 | 0 | 0 | 0 | 0 | 0 | 0 | 0 | 0 | 0 | 0 | 0 | 0 | 0 | 0 | 0 | System Off | 0 | 0
4176 | 4176 | 2012-06-22 23:59 | 13.95 | 13.95 | 13.95 | 13.95 | 0 | 0 | 0 | 0 | 0 | 0 | 0 | 0 | 0 | 0 | 0 | 0 | 0 | 0 | 0 | 0 | 0 | 0 | System Off | 0 | 0
4177 | 4177 | 2012-06-23 00:59 | 13.22 | 13.22 | 13.22 | 13.22 | 0 | 0 | 0 | 0 | 0 | 0 | 0 | 0 | 0 | 0 | 0 | 0 | 0 | 0 | 0 | 0 | 0 | 0 | System Off | 0 | 0
4178 | 4178 | 2012-06-23 01:59 | 12.49 | 12.49 | 12.49 | 12.49 | 0 | 0 | 0 | 0 | 0 | 0 | 0 | 0 | 0 | 0 | 0 | 0 | 0 | 0 | 0 | 0 | 0 | 0 | System Off | 0 | 0
4179 | 4179 | 2012-06-23 02:59 | 11.76 | 11.76 | 11.76 | 11.76 | 0 | 0 | 0 | 0 | 0 | 0 | 0 | 0 | 0 | 0 | 0 | 0 | 0 | 0 | 0 | 0 | 0 | 0 | System Off | 0 | 0
4180 | 4180 | 2012-06-23 03:59 | 12.74 | 12.94 | 12.94 | 12.74 | 10.34 | 0 | 4.55 | 4 | 13.46 | 13.17 | 0 | 0 | 0 | 0 | 0 | 0 | 0 | 3.18 | 0.77899 | 0.09408 | 0 | 0 | System Off | 0 | 0
4181 | 4181 | 2012-06-23 04:59 | 13.73 | 14.69 | 14.69 | 13.73 | 53.11 | 16.9 | 21.86 | 20 | 13.83 | 62.8 | 0.46 | 0.27 | 0.26 | 0.01 | 27.56 | 0 | 0 | 15.83 | 0.7879 | 0.09408 | 0 | 0 | System Off | 0 | 0
4182 | 4182 | 2012-06-23 05:59 | 14.71 | 19.01 | 19.01 | 14.71 | 253.21 | 213.44 | 99.28 | 92 | 14.33 | 280.73 | 0.81 | 0.76 | 0.74 | 0.08 | 273.73 | 0 | 0 | 72.37 | 0.80762 | 0.09408 | 0 | 0 | System Off | 1 | 0
4183 | 4183 | 2012-06-23 06:59 | 15.67 | 23.15 | 23.15 | 15.67 | 464.18 | 420.42 | 180.66 | 167 | 14.48 | 502.99 | 0.83 | 0.84 | 0.82 | 0.15 | 419.4 | 0 | 0 | 131.13 | 0.82792 | 0.09408 | 0 | 0 | System Off | 1 | 0
4184 | 4184 | 2012-06-23 07:59 | 16.63 | 35.96 | 35.96 | 16.63 | 1248.91 | 1188.22 | 488.39 | 459 | 14.17 | 1294.2 | 0.88 | 0.92 | 0.9 | 0.43 | 932 | 0 | 0 | 361.82 | 0.89147 | 0.09408 | 0 | 0 | System Off | 1 | 0
4185 | 4185 | 2012-06-23 08:59 | 17.58 | 39.1 | 39.1 | 17.58 | 1442.05 | 1376.69 | 567.74 | 534 | 14.06 | 1485.75 | 0.88 | 0.93 | 0.9 | 0.5 | 900.76 | 0 | 0 | 421.51 | 0.91254 | 0.09408 | 0 | 0 | System Off | 1 | 0
4186 | 4186 | 2012-06-23 09:59 | 17.84 | 45.06 | 45.06 | 17.84 | 1825.12 | 1749.9 | 727.85 | 688 | 13.82 | 1859.3 | 0.87 | 0.94 | 0.92 | 0.63 | 1051 | 0 | 0 | 544.78 | 0.91682 | 0.09408 | 0 | 0 | System Off | 1 | 0
4187 | 4187 | 2012-06-23 10:59 | 18.1 | 36.54 | 36.54 | 18.1 | 1270.37 | 1209.18 | 499.88 | 467 | 14.17 | 1321.58 | 0.88 | 0.91 | 0.89 | 0.44 | 691.93 | 0 | 0 | 368.14 | 0.90236 | 0.09408 | 0 | 0 | System Off | 1 | 0
4188 | 4188 | 2012-06-23 11:59 | 18.35 | 48.42 | 48.42 | 18.35 | 2057.63 | 1976.03 | 826.43 | 784 | 13.67 | 2082.04 | 0.86 | 0.95 | 0.93 | 0.71 | 1114.64 | 0 | 0 | 621.95 | 0.93923 | 0.09408 | 0 | 0 | System Off | 1 | 0
4189 | 4189 | 2012-06-23 12:59 | 18.54 | 41.5 | 41.5 | 18.54 | 1585.71 | 1516.75 | 627.82 | 591 | 13.97 | 1627.2 | 0.88 | 0.93 | 0.91 | 0.55 | 947.66 | 0 | 0 | 467.04 | 0.93024 | 0.09408 | 0 | 0 | System Off | 1 | 0
4190 | 4190 | 2012-06-23 13:59 | 18.73 | 37.56 | 37.56 | 18.73 | 1302.37 | 1240.41 | 512.19 | 481 | 14.1 | 1348.67 | 0.88 | 0.92 | 0.9 | 0.45 | 876.05 | 0 | 0 | 379.5 | 0.90923 | 0.09408 | 0 | 0 | System Off | 1 | 0
4191 | 4191 | 2012-06-23 14:59 | 18.92 | 33.06 | 33.06 | 18.92 | 975.59 | 921.18 | 382.6 | 357 | 14.23 | 1025.51 | 0.86 | 0.9 | 0.88 | 0.33 | 685.01 | 0 | 0 | 281.2 | 0.88555 | 0.09408 | 0 | 0 | System Off | 1 | 0
4192 | 4192 | 2012-06-23 15:59 | 18.6 | 29.7 | 29.7 | 18.6 | 710.67 | 661.96 | 282.65 | 259 | 14.29 | 767.56 | 0.85 | 0.86 | 0.84 | 0.24 | 502.2 | 0 | 0 | 203.86 | 0.86405 | 0.09408 | 0 | 0 | System Off | 1 | 0
4193 | 4193 | 2012-06-23 16:59 | 18.27 | 24.91 | 24.91 | 18.27 | 364.42 | 322.58 | 158.49 | 134 | 14.16 | 438.35 | 0.76 | 0.74 | 0.72 | 0.12 | 236.41 | 0 | 0 | 105.64 | 0.83736 | 0.09408 | 0 | 0 | System Off | 1 | 0
4194 | 4194 | 2012-06-23 17:59 | 17.95 | 20.79 | 20.79 | 17.95 | 156.87 | 118.84 | 63.26 | 58 | 14.09 | 177.68 | 0.63 | 0.67 | 0.65 | 0.04 | 80.06 | 0 | 0 | 45.77 | 0.82047 | 0.09408 | 0 | 0 | System Off | 1 | 0
4195 | 4195 | 2012-06-23 18:59 | 16.4 | 17.21 | 17.21 | 16.4 | 43.24 | 7.2 | 18.18 | 16 | 14.08 | 51.76 | 0 | 0.14 | 0.14 | 0 | 4.49 | 0 | 0 | 12.63 | 0.80294 | 0.09408 | 0 | 0 | System Off | 0 | 0
4196 | 4196 | 2012-06-23 19:59 | 14.85 | 14.85 | 14.85 | 14.85 | 0 | 0 | 0 | 0 | 0 | 0 | 0 | 0 | 0 | 0 | 0 | 0 | 0 | 0 | 0 | 0 | 0 | 0 | System Off | 0 | 0
4197 | 4197 | 2012-06-23 20:59 | 13.31 | 13.31 | 13.31 | 13.31 | 0 | 0 | 0 | 0 | 0 | 0 | 0 | 0 | 0 | 0 | 0 | 0 | 0 | 0 | 0 | 0 | 0 | 0 | System Off | 0 | 0
4198 | 4198 | 2012-06-23 21:59 | 13.06 | 13.06 | 13.06 | 13.06 | 0 | 0 | 0 | 0 | 0 | 0 | 0 | 0 | 0 | 0 | 0 | 0 | 0 | 0 | 0 | 0 | 0 | 0 | System Off | 0 | 0
4199 | 4199 | 2012-06-23 22:59 | 12.82 | 12.82 | 12.82 | 12.82 | 0 | 0 | 0 | 0 | 0 | 0 | 0 | 0 | 0 | 0 | 0 | 0 | 0 | 0 | 0 | 0 | 0 | 0 | System Off | 0 | 0
4200 | 4200 | 2012-06-23 23:59 | 12.57 | 12.57 | 12.57 | 12.57 | 0 | 0 | 0 | 0 | 0 | 0 | 0 | 0 | 0 | 0 | 0 | 0 | 0 | 0 | 0 | 0 | 0 | 0 | System Off | 0 | 0
4201 | 4201 | 2012-06-24 00:59 | 11.98 | 11.98 | 11.98 | 11.98 | 0 | 0 | 0 | 0 | 0 | 0 | 0 | 0 | 0 | 0 | 0 | 0 | 0 | 0 | 0 | 0 | 0 | 0 | System Off | 0 | 0
4202 | 4202 | 2012-06-24 01:59 | 11.38 | 11.38 | 11.38 | 11.38 | 0 | 0 | 0 | 0 | 0 | 0 | 0 | 0 | 0 | 0 | 0 | 0 | 0 | 0 | 0 | 0 | 0 | 0 | System Off | 0 | 0
4203 | 4203 | 2012-06-24 02:59 | 10.79 | 10.79 | 10.79 | 10.79 | 0 | 0 | 0 | 0 | 0 | 0 | 0 | 0 | 0 | 0 | 0 | 0 | 0 | 0 | 0 | 0 | 0 | 0 | System Off | 0 | 0
4204 | 4204 | 2012-06-24 03:59 | 12.21 | 12.41 | 12.41 | 12.21 | 10.37 | 0 | 4.55 | 4 | 13.5 | 13.19 | 0 | 0 | 0 | 0 | 0 | 0 | 0 | 3.18 | 0.77588 | 0.09408 | 0 | 0 | System Off | 0 | 0
4205 | 4205 | 2012-06-24 04:59 | 13.63 | 15.96 | 15.96 | 13.63 | 144.84 | 107.03 | 57.38 | 53 | 14.23 | 164.1 | 0.7 | 0.65 | 0.64 | 0.04 | 174.51 | 0 | 0 | 41.75 | 0.79366 | 0.09408 | 0 | 0 | System Off | 1 | 0
4206 | 4206 | 2012-06-24 05:59 | 15.05 | 18.7 | 18.7 | 15.05 | 243.87 | 204.27 | 95.64 | 88 | 14.43 | 270.75 | 0.73 | 0.75 | 0.74 | 0.07 | 261.97 | 0 | 0 | 69.14 | 0.80885 | 0.09408 | 0 | 0 | System Off | 1 | 0
4207 | 4207 | 2012-06-24 06:59 | 16.23 | 19.22 | 19.22 | 16.23 | 197.55 | 158.79 | 78.33 | 72 | 14.29 | 221.32 | 0.77 | 0.72 | 0.7 | 0.06 | 158.41 | 0 | 0 | 56.67 | 0.81283 | 0.09408 | 0 | 0 | System Off | 1 | 0
4208 | 4208 | 2012-06-24 07:59 | 17.4 | 25.92 | 25.92 | 17.4 | 571.59 | 525.71 | 223.09 | 207 | 14.38 | 614.63 | 0.85 | 0.86 | 0.84 | 0.19 | 412.35 | 0 | 0 | 162.74 | 0.84634 | 0.09408 | 0 | 0 | System Off | 1 | 0
4209 | 4209 | 2012-06-24 08:59 | 18.57 | 28.21 | 28.21 | 18.57 | 643.04 | 595.72 | 252.21 | 234 | 14.31 | 688.81 | 0.87 | 0.86 | 0.85 | 0.22 | 389.78 | 0 | 0 | 184.13 | 0.8589 | 0.09408 | 0 | 0 | System Off | 1 | 0
4210 | 4210 | 2012-06-24 09:59 | 18.45 | 23.56 | 23.56 | 18.45 | 355.95 | 314.27 | 140.27 | 130 | 14.26 | 389.94 | 0.78 | 0.81 | 0.79 | 0.11 | 188.75 | 0 | 0 | 102.36 | 0.83764 | 0.09408 | 0 | 0 | System Off | 1 | 0
4211 | 4211 | 2012-06-24 10:59 | 18.32 | 22.95 | 22.95 | 18.32 | 337.59 | 296.26 | 132.99 | 123 | 14.29 | 370.53 | 0.83 | 0.8 | 0.78 | 0.11 | 169.53 | 0 | 0 | 96.81 | 0.83546 | 0.09408 | 0 | 0 | System Off | 1 | 0
4212 | 4212 | 2012-06-24 11:59 | 18.19 | 22.9 | 22.9 | 18.19 | 359.4 | 317.65 | 141.18 | 131 | 14.29 | 393.45 | 0.78 | 0.81 | 0.79 | 0.11 | 179.18 | 0 | 0 | 103.11 | 0.83624 | 0.09408 | 0 | 0 | System Off | 1 | 0
4213 | 4213 | 2012-06-24 12:59 | 17.17 | 21.35 | 21.35 | 17.17 | 318.12 | 277.15 | 124.79 | 116 | 14.28 | 349.79 | 0.8 | 0.79 | 0.77 | 0.1 | 173.17 | 0 | 0 | 91.31 | 0.82711 | 0.09408 | 0 | 0 | System Off | 1 | 0
4214 | 4214 | 2012-06-24 13:59 | 16.15 | 19.27 | 19.27 | 16.15 | 236.01 | 196.55 | 92.91 | 86 | 14.29 | 262.45 | 0.75 | 0.75 | 0.73 | 0.07 | 138.82 | 0 | 0 | 67.69 | 0.81509 | 0.09408 | 0 | 0 | System Off | 1 | 0
4215 | 4215 | 2012-06-24 14:59 | 15.12 | 18.86 | 18.86 | 15.12 | 284.97 | 244.62 | 111.12 | 103 | 14.41 | 314.4 | 0.81 | 0.78 | 0.76 | 0.09 | 181.9 | 0 | 0 | 80.95 | 0.81219 | 0.09408 | 0 | 0 | System Off | 1 | 0
4216 | 4216 | 2012-06-24 15:59 | 14.56 | 17.78 | 17.78 | 14.56 | 247.27 | 207.61 | 96.55 | 89 | 14.47 | 274.25 | 0.83 | 0.76 | 0.74 | 0.08 | 157.51 | 0 | 0 | 69.89 | 0.80611 | 0.09408 | 0 | 0 | System Off | 1 | 0
4217 | 4217 | 2012-06-24 16:59 | 14 | 15.15 | 15.15 | 14 | 85.72 | 48.94 | 34.61 | 32 | 13.95 | 99.27 | 0.58 | 0.49 | 0.48 | 0.02 | 35.87 | 0 | 0 | 25.3 | 0.79182 | 0.09408 | 0 | 0 | System Off | 0 | 0
4218 | 4218 | 2012-06-24 17:59 | 13.44 | 15.35 | 15.35 | 13.44 | 147.23 | 109.38 | 58.14 | 54 | 14.2 | 166.64 | 0.69 | 0.66 | 0.64 | 0.04 | 73.68 | 0 | 0 | 42.55 | 0.79273 | 0.09408 | 0 | 0 | System Off | 0 | 0
4219 | 4219 | 2012-06-24 18:59 | 13.29 | 13.95 | 13.95 | 13.29 | 46.62 | 10.52 | 19.24 | 17 | 14.28 | 55.43 | 0 | 0.19 | 0.19 | 0 | 6.55 | 0 | 0 | 13.38 | 0.78471 | 0.09408 | 0 | 0 | System Off | 0 | 0
4220 | 4220 | 2012-06-24 19:59 | 13.14 | 13.14 | 13.14 | 13.14 | 0 | 0 | 0 | 0 | 0 | 0 | 0 | 0 | 0 | 0 | 0 | 0 | 0 | 0 | 0 | 0 | 0 | 0 | System Off | 0 | 0
4221 | 4221 | 2012-06-24 20:59 | 12.99 | 12.99 | 12.99 | 12.99 | 0 | 0 | 0 | 0 | 0 | 0 | 0 | 0 | 0 | 0 | 0 | 0 | 0 | 0 | 0 | 0 | 0 | 0 | System Off | 0 | 0
4222 | 4222 | 2012-06-24 21:59 | 12.85 | 12.85 | 12.85 | 12.85 | 0 | 0 | 0 | 0 | 0 | 0 | 0 | 0 | 0 | 0 | 0 | 0 | 0 | 0 | 0 | 0 | 0 | 0 | System Off | 0 | 0
4223 | 4223 | 2012-06-24 22:59 | 12.72 | 12.72 | 12.72 | 12.72 | 0 | 0 | 0 | 0 | 0 | 0 | 0 | 0 | 0 | 0 | 0 | 0 | 0 | 0 | 0 | 0 | 0 | 0 | System Off | 0 | 0
4224 | 4224 | 2012-06-24 23:59 | 12.58 | 12.58 | 12.58 | 12.58 | 0 | 0 | 0 | 0 | 0 | 0 | 0 | 0 | 0 | 0 | 0 | 0 | 0 | 0 | 0 | 0 | 0 | 0 | System Off | 0 | 0
4225 | 4225 | 2012-06-25 00:59 | 11.92 | 11.92 | 11.92 | 11.92 | 0 | 0 | 0 | 0 | 0 | 0 | 0 | 0 | 0 | 0 | 0 | 0 | 0 | 0 | 0 | 0 | 0 | 0 | System Off | 0 | 0
4226 | 4226 | 2012-06-25 01:59 | 11.27 | 11.27 | 11.27 | 11.27 | 0 | 0 | 0 | 0 | 0 | 0 | 0 | 0 | 0 | 0 | 0 | 0 | 0 | 0 | 0 | 0 | 0 | 0 | System Off | 0 | 0
4227 | 4227 | 2012-06-25 02:59 | 10.61 | 10.61 | 10.61 | 10.61 | 0 | 0 | 0 | 0 | 0 | 0 | 0 | 0 | 0 | 0 | 0 | 0 | 0 | 0 | 0 | 0 | 0 | 0 | System Off | 0 | 0
4228 | 4228 | 2012-06-25 03:59 | 10.91 | 11.54 | 11.54 | 10.91 | 42.23 | 6.21 | 17.31 | 16 | 13.75 | 50.29 | 0 | 0.12 | 0.12 | 0 | 12.06 | 0 | 0 | 12.68 | 0.77059 | 0.09408 | 0 | 0 | System Off | 0 | 0
4229 | 4229 | 2012-06-25 04:59 | 11.22 | 12.72 | 12.72 | 11.22 | 108.23 | 71.07 | 42.81 | 39 | 14.45 | 123.88 | 0.7 | 0.57 | 0.56 | 0.03 | 115.87 | 0 | 0 | 30.63 | 0.77676 | 0.09408 | 0 | 0 | System Off | 1 | 0
4230 | 4230 | 2012-06-25 05:59 | 11.52 | 15.87 | 15.87 | 11.52 | 337.34 | 296.01 | 129.42 | 120 | 14.64 | 370.22 | 0.85 | 0.8 | 0.78 | 0.11 | 379.63 | 0 | 0 | 94.03 | 0.79394 | 0.09408 | 0 | 0 | System Off | 1 | 0
4231 | 4231 | 2012-06-25 06:59 | 12.7 | 22.21 | 22.21 | 12.7 | 751.61 | 702.04 | 286.01 | 266 | 14.72 | 799.13 | 0.87 | 0.88 | 0.86 | 0.25 | 700.34 | 0 | 0 | 208.23 | 0.82898 | 0.09408 | 0 | 0 | System Off | 1 | 0
4232 | 4232 | 2012-06-25 07:59 | 13.88 | 21.32 | 21.32 | 13.88 | 590.15 | 543.91 | 225.82 | 210 | 14.64 | 633.07 | 0.89 | 0.86 | 0.84 | 0.2 | 426.62 | 0 | 0 | 164.56 | 0.82536 | 0.09408 | 0 | 0 | System Off | 1 | 0
4233 | 4233 | 2012-06-25 08:59 | 15.05 | 24.21 | 24.21 | 15.05 | 730.99 | 681.86 | 280.66 | 261 | 14.59 | 778.3 | 0.89 | 0.88 | 0.86 | 0.25 | 446.14 | 0 | 0 | 204.66 | 0.8424 | 0.09408 | 0 | 0 | System Off | 1 | 0
4234 | 4234 | 2012-06-25 09:59 | 15.78 | 34.26 | 34.26 | 15.78 | 1475.83 | 1409.63 | 570.59 | 536 | 14.34 | 1522.16 | 0.89 | 0.93 | 0.9 | 0.51 | 846.64 | 0 | 0 | 421.61 | 0.90113 | 0.09408 | 0 | 0 | System Off | 1 | 0
4235 | 4235 | 2012-06-25 10:59 | 16.51 | 30.19 | 30.19 | 16.51 | 1100.74 | 1043.5 | 425.44 | 397 | 14.44 | 1153.08 | 0.89 | 0.9 | 0.88 | 0.38 | 597.13 | 0 | 0 | 311.88 | 0.87818 | 0.09408 | 0 | 0 | System Off | 1 | 0
4236 | 4236 | 2012-06-25 11:59 | 17.23 | 29.89 | 29.89 | 17.23 | 1023.35 | 967.87 | 396.35 | 369 | 14.44 | 1075.52 | 0.88 | 0.9 | 0.88 | 0.35 | 545.96 | 0 | 0 | 289.87 | 0.87715 | 0.09408 | 0 | 0 | System Off | 1 | 0
4237 | 4237 | 2012-06-25 12:59 | 17.29 | 22.74 | 22.74 | 17.29 | 442.18 | 398.85 | 172.15 | 160 | 14.39 | 480.05 | 0.81 | 0.83 | 0.81 | 0.14 | 249.2 | 0 | 0 | 125.77 | 0.83643 | 0.09408 | 0 | 0 | System Off | 1 | 0
4238 | 4238 | 2012-06-25 13:59 | 17.35 | 21.06 | 21.06 | 17.35 | 301.57 | 260.91 | 118.41 | 110 | 14.28 | 332.27 | 0.76 | 0.79 | 0.77 | 0.09 | 184.27 | 0 | 0 | 86.59 | 0.82702 | 0.09408 | 0 | 0 | System Off | 1 | 0
4239 | 4239 | 2012-06-25 14:59 | 17.41 | 21.37 | 21.37 | 17.41 | 325.35 | 284.25 | 127.52 | 118 | 14.36 | 357.42 | 0.78 | 0.8 | 0.78 | 0.1 | 211.37 | 0 | 0 | 92.79 | 0.82893 | 0.09408 | 0 | 0 | System Off | 1 | 0
4240 | 4240 | 2012-06-25 15:59 | 17.01 | 20.4 | 20.4 | 17.01 | 263.72 | 223.76 | 103.84 | 96 | 14.31 | 292.09 | 0.77 | 0.77 | 0.75 | 0.08 | 169.76 | 0 | 0 | 75.54 | 0.82221 | 0.09408 | 0 | 0 | System Off | 1 | 0
4241 | 4241 | 2012-06-25 16:59 | 16.61 | 21.07 | 21.07 | 16.61 | 327.68 | 286.53 | 129.22 | 119 | 14.34 | 362.59 | 0.77 | 0.79 | 0.77 | 0.1 | 209.99 | 0 | 0 | 93.6 | 0.82429 | 0.09408 | 0 | 0 | System Off | 1 | 0
4242 | 4242 | 2012-06-25 17:59 | 16.21 | 18.54 | 18.54 | 16.21 | 159.66 | 121.59 | 63.83 | 59 | 14.09 | 180.81 | 0.63 | 0.67 | 0.66 | 0.04 | 81.9 | 0 | 0 | 46.55 | 0.81021 | 0.09408 | 0 | 0 | System Off | 1 | 0
4243 | 4243 | 2012-06-25 18:59 | 15.3 | 15.86 | 15.86 | 15.3 | 34.53 | 0 | 14.57 | 13 | 13.83 | 41.69 | 0 | 0 | 0 | 0 | 0 | 0 | 0 | 10.29 | 0.79583 | 0.09408 | 0 | 0 | System Off | 0 | 0
4244 | 4244 | 2012-06-25 19:59 | 14.38 | 14.38 | 14.38 | 14.38 | 0 | 0 | 0 | 0 | 0 | 0 | 0 | 0 | 0 | 0 | 0 | 0 | 0 | 0 | 0 | 0 | 0 | 0 | System Off | 0 | 0
4245 | 4245 | 2012-06-25 20:59 | 13.47 | 13.47 | 13.47 | 13.47 | 0 | 0 | 0 | 0 | 0 | 0 | 0 | 0 | 0 | 0 | 0 | 0 | 0 | 0 | 0 | 0 | 0 | 0 | System Off | 0 | 0
4246 | 4246 | 2012-06-25 21:59 | 12.84 | 12.84 | 12.84 | 12.84 | 0 | 0 | 0 | 0 | 0 | 0 | 0 | 0 | 0 | 0 | 0 | 0 | 0 | 0 | 0 | 0 | 0 | 0 | System Off | 0 | 0
4247 | 4247 | 2012-06-25 22:59 | 12.22 | 12.22 | 12.22 | 12.22 | 0 | 0 | 0 | 0 | 0 | 0 | 0 | 0 | 0 | 0 | 0 | 0 | 0 | 0 | 0 | 0 | 0 | 0 | System Off | 0 | 0
4248 | 4248 | 2012-06-25 23:59 | 11.6 | 11.6 | 11.6 | 11.6 | 0 | 0 | 0 | 0 | 0 | 0 | 0 | 0 | 0 | 0 | 0 | 0 | 0 | 0 | 0 | 0 | 0 | 0 | System Off | 0 | 0
4249 | 4249 | 2012-06-26 00:59 | 11.04 | 11.04 | 11.04 | 11.04 | 0 | 0 | 0 | 0 | 0 | 0 | 0 | 0 | 0 | 0 | 0 | 0 | 0 | 0 | 0 | 0 | 0 | 0 | System Off | 0 | 0
4250 | 4250 | 2012-06-26 01:59 | 10.48 | 10.48 | 10.48 | 10.48 | 0 | 0 | 0 | 0 | 0 | 0 | 0 | 0 | 0 | 0 | 0 | 0 | 0 | 0 | 0 | 0 | 0 | 0 | System Off | 0 | 0
4251 | 4251 | 2012-06-26 02:59 | 9.92 | 9.92 | 9.92 | 9.92 | 0 | 0 | 0 | 0 | 0 | 0 | 0 | 0 | 0 | 0 | 0 | 0 | 0 | 0 | 0 | 0 | 0 | 0 | System Off | 0 | 0
4252 | 4252 | 2012-06-26 03:59 | 11.25 | 12.38 | 12.38 | 11.25 | 59.7 | 23.38 | 24.25 | 22 | 14.13 | 70.25 | 0.41 | 0.33 | 0.33 | 0.01 | 45.39 | 0 | 0 | 17.35 | 0.77371 | 0.09408 | 0 | 0 | System Off | 1 | 0
4253 | 4253 | 2012-06-26 04:59 | 12.57 | 15.99 | 15.99 | 12.57 | 146.55 | 108.71 | 71.29 | 53 | 14.4 | 203.83 | 0.56 | 0.53 | 0.52 | 0.04 | 177.25 | 0 | 0 | 41.66 | 0.78737 | 0.09408 | 0 | 0 | System Off | 1 | 0
4254 | 4254 | 2012-06-26 05:59 | 13.9 | 27.05 | 27.05 | 13.9 | 629.67 | 582.62 | 265.33 | 228 | 14.38 | 727.86 | 0.79 | 0.8 | 0.78 | 0.21 | 747.19 | 0 | 0 | 179.24 | 0.82911 | 0.09408 | 0 | 0 | System Off | 1 | 0
4255 | 4255 | 2012-06-26 06:59 | 15.22 | 37.1 | 37.1 | 15.22 | 1217.34 | 1157.4 | 482.4 | 450 | 14.09 | 1272.54 | 0.87 | 0.91 | 0.89 | 0.42 | 1154.61 | 0 | 0 | 355.1 | 0.88093 | 0.09408 | 0 | 0 | System Off | 1 | 0
4256 | 4256 | 2012-06-26 07:59 | 16.53 | 44.58 | 44.58 | 16.53 | 1687.94 | 1616.33 | 670.97 | 636 | 13.82 | 1717.36 | 0.86 | 0.94 | 0.92 | 0.58 | 1267.79 | 0 | 0 | 503.57 | 0.92656 | 0.09408 | 0 | 0 | System Off | 1 | 0
4257 | 4257 | 2012-06-26 08:59 | 17.84 | 45.09 | 45.09 | 17.84 | 1763.38 | 1689.8 | 702.81 | 665 | 13.81 | 1795.13 | 0.87 | 0.94 | 0.92 | 0.61 | 1105.63 | 0 | 0 | 526.61 | 0.91232 | 0.09408 | 0 | 0 | System Off | 1 | 0
4258 | 4258 | 2012-06-26 09:59 | 18.38 | 49.92 | 49.92 | 18.38 | 1983.77 | 1904.23 | 802.79 | 761 | 13.58 | 2009.8 | 0.86 | 0.95 | 0.92 | 0.69 | 1143.7 | 0 | 0 | 604.41 | 0.93505 | 0.09408 | 0 | 0 | System Off | 1 | 0
4259 | 4259 | 2012-06-26 10:59 | 18.92 | 54.49 | 54.49 | 18.92 | 2175.44 | 2090.5 | 893.16 | 849 | 13.35 | 2193.26 | 0.85 | 0.95 | 0.93 | 0.76 | 1196.25 | 0 | 0 | 676.27 | 0.95644 | 0.09408 | 0 | 0 | System Off | 1 | 0
4260 | 4260 | 2012-06-26 11:59 | 19.46 | 57.7 | 57.7 | 19.46 | 2285.92 | 2197.78 | 947.21 | 904 | 13.17 | 2294.07 | 0.83 | 0.96 | 0.93 | 0.79 | 1239.73 | 0 | 0 | 721.66 | 0.97132 | 0.09408 | 0 | 0 | System Off | 1 | 0
4261 | 4261 | 2012-06-26 12:59 | 19.74 | 56.06 | 56.06 | 19.74 | 2179.35 | 2094.3 | 896.58 | 857 | 13.24 | 2186.91 | 0.85 | 0.96 | 0.93 | 0.76 | 1308.51 | 0 | 0 | 683.5 | 0.96357 | 0.09408 | 0 | 0 | System Off | 1 | 0
4262 | 4262 | 2012-06-26 13:59 | 20.01 | 50.81 | 50.81 | 20.01 | 1872.52 | 1796.02 | 757.98 | 723 | 13.49 | 1890.52 | 0.86 | 0.95 | 0.93 | 0.65 | 1268.46 | 0 | 0 | 574.86 | 0.93813 | 0.09408 | 0 | 0 | System Off | 1 | 0
4263 | 4263 | 2012-06-26 14:59 | 20.28 | 42.75 | 42.75 | 20.28 | 1380.32 | 1316.47 | 551.46 | 520 | 13.83 | 1422.07 | 0.87 | 0.93 | 0.9 | 0.48 | 978.96 | 0 | 0 | 411.71 | 0.92734 | 0.09408 | 0 | 0 | System Off | 1 | 0
4264 | 4264 | 2012-06-26 15:59 | 19.98 | 35.05 | 35.05 | 19.98 | 845.77 | 794.2 | 348.41 | 314 | 14.03 | 926.55 | 0.83 | 0.86 | 0.84 | 0.29 | 602.52 | 0 | 0 | 247.97 | 0.88379 | 0.09408 | 0 | 0 | System Off | 1 | 0
4265 | 4265 | 2012-06-26 16:59 | 19.67 | 26.33 | 26.33 | 19.67 | 289.09 | 248.66 | 144.6 | 108 | 13.94 | 397.76 | 0.62 | 0.63 | 0.61 | 0.09 | 182.24 | 0 | 0 | 85.38 | 0.84082 | 0.09408 | 0 | 0 | System Off | 1 | 0
4266 | 4266 | 2012-06-26 17:59 | 19.37 | 21.67 | 21.67 | 19.37 | 113.2 | 75.94 | 46.7 | 43 | 13.71 | 130.73 | 0.64 | 0.58 | 0.57 | 0.03 | 51.16 | 0 | 0 | 34.09 | 0.82612 | 0.09408 | 0 | 0 | System Off | 0 | 0
4267 | 4267 | 2012-06-26 18:59 | 18.85 | 19.62 | 19.62 | 18.85 | 37.47 | 1.53 | 16.07 | 14 | 13.94 | 45.34 | 0 | 0.03 | 0.03 | 0 | 0.95 | 0 | 0 | 11.07 | 0.81722 | 0.09408 | 0 | 0 | System Off | 0 | 0
4268 | 4268 | 2012-06-26 19:59 | 18.33 | 18.33 | 18.33 | 18.33 | 0 | 0 | 0 | 0 | 0 | 0 | 0 | 0 | 0 | 0 | 0 | 0 | 0 | 0 | 0 | 0 | 0 | 0 | System Off | 0 | 0
4269 | 4269 | 2012-06-26 20:59 | 17.82 | 17.82 | 17.82 | 17.82 | 0 | 0 | 0 | 0 | 0 | 0 | 0 | 0 | 0 | 0 | 0 | 0 | 0 | 0 | 0 | 0 | 0 | 0 | System Off | 0 | 0
4270 | 4270 | 2012-06-26 21:59 | 16.58 | 16.58 | 16.58 | 16.58 | 0 | 0 | 0 | 0 | 0 | 0 | 0 | 0 | 0 | 0 | 0 | 0 | 0 | 0 | 0 | 0 | 0 | 0 | System Off | 0 | 0
4271 | 4271 | 2012-06-26 22:59 | 15.34 | 15.34 | 15.34 | 15.34 | 0 | 0 | 0 | 0 | 0 | 0 | 0 | 0 | 0 | 0 | 0 | 0 | 0 | 0 | 0 | 0 | 0 | 0 | System Off | 0 | 0
4272 | 4272 | 2012-06-26 23:59 | 14.1 | 14.1 | 14.1 | 14.1 | 0 | 0 | 0 | 0 | 0 | 0 | 0 | 0 | 0 | 0 | 0 | 0 | 0 | 0 | 0 | 0 | 0 | 0 | System Off | 0 | 0
4273 | 4273 | 2012-06-27 00:59 | 13.94 | 13.94 | 13.94 | 13.94 | 0 | 0 | 0 | 0 | 0 | 0 | 0 | 0 | 0 | 0 | 0 | 0 | 0 | 0 | 0 | 0 | 0 | 0 | System Off | 0 | 0
4274 | 4274 | 2012-06-27 01:59 | 13.78 | 13.78 | 13.78 | 13.78 | 0 | 0 | 0 | 0 | 0 | 0 | 0 | 0 | 0 | 0 | 0 | 0 | 0 | 0 | 0 | 0 | 0 | 0 | System Off | 0 | 0
4275 | 4275 | 2012-06-27 02:59 | 13.62 | 13.62 | 13.62 | 13.62 | 0 | 0 | 0 | 0 | 0 | 0 | 0 | 0 | 0 | 0 | 0 | 0 | 0 | 0 | 0 | 0 | 0 | 0 | System Off | 0 | 0
4276 | 4276 | 2012-06-27 03:59 | 14.84 | 16.11 | 16.11 | 14.84 | 68.65 | 32.17 | 28.13 | 26 | 13.75 | 80.4 | 0.36 | 0.4 | 0.39 | 0.01 | 62.47 | 0 | 0 | 20.6 | 0.79564 | 0.09408 | 0 | 0 | System Off | 1 | 0
4277 | 4277 | 2012-06-27 04:59 | 16.06 | 19.78 | 19.78 | 16.06 | 209.5 | 170.52 | 84.17 | 77 | 14.17 | 237.32 | 0.71 | 0.72 | 0.7 | 0.06 | 278.04 | 0 | 0 | 60.7 | 0.81281 | 0.09408 | 0 | 0 | System Off | 1 | 0
4278 | 4278 | 2012-06-27 05:59 | 17.28 | 26.73 | 26.73 | 17.28 | 536.38 | 491.21 | 217.98 | 195 | 14.33 | 598.74 | 0.83 | 0.82 | 0.8 | 0.18 | 629.95 | 0 | 0 | 153.41 | 0.84327 | 0.09408 | 0 | 0 | System Off | 1 | 0
4279 | 4279 | 2012-06-27 06:59 | 18.5 | 25.01 | 25.01 | 18.5 | 404.35 | 361.75 | 159.48 | 148 | 14.23 | 440.9 | 0.82 | 0.82 | 0.8 | 0.13 | 360.87 | 0 | 0 | 116.58 | 0.84151 | 0.09408 | 0 | 0 | System Off | 1 | 0
4280 | 4280 | 2012-06-27 07:59 | 19.72 | 23.9 | 23.9 | 19.72 | 271.59 | 231.49 | 108.39 | 100 | 14.15 | 300.94 | 0.74 | 0.77 | 0.75 | 0.08 | 181.57 | 0 | 0 | 78.85 | 0.83949 | 0.09408 | 0 | 0 | System Off | 1 | 0
4281 | 4281 | 2012-06-27 08:59 | 20.93 | 24.69 | 24.69 | 20.93 | 256.39 | 216.57 | 102.93 | 95 | 14.06 | 284.91 | 0.78 | 0.76 | 0.74 | 0.08 | 141.7 | 0 | 0 | 75 | 0.84591 | 0.09408 | 0 | 0 | System Off | 1 | 0
4282 | 4282 | 2012-06-27 09:59 | 21.27 | 27.13 | 27.13 | 21.27 | 395.66 | 353.23 | 157.58 | 146 | 14.11 | 432.15 | 0.82 | 0.82 | 0.8 | 0.13 | 212.15 | 0 | 0 | 115.17 | 0.85816 | 0.09408 | 0 | 0 | System Off | 1 | 0
4283 | 4283 | 2012-06-27 10:59 | 21.61 | 31.5 | 31.5 | 21.61 | 656.34 | 608.75 | 260.79 | 242 | 14.13 | 703.26 | 0.84 | 0.87 | 0.85 | 0.22 | 348.34 | 0 | 0 | 190.88 | 0.8795 | 0.09408 | 0 | 0 | System Off | 1 | 0
4284 | 4284 | 2012-06-27 11:59 | 21.94 | 30.21 | 30.21 | 21.94 | 537.23 | 492.04 | 214.05 | 199 | 14.06 | 580.11 | 0.84 | 0.85 | 0.83 | 0.18 | 277.55 | 0 | 0 | 157.09 | 0.87296 | 0.09408 | 0 | 0 | System Off | 1 | 0
4285 | 4285 | 2012-06-27 12:59 | 21.92 | 40.25 | 40.25 | 21.92 | 1199.11 | 1139.59 | 479.84 | 449 | 13.91 | 1249.94 | 0.85 | 0.91 | 0.89 | 0.41 | 712.01 | 0 | 0 | 355.12 | 0.9234 | 0.09408 | 0 | 0 | System Off | 1 | 0
4286 | 4286 | 2012-06-27 13:59 | 21.9 | 35.92 | 35.92 | 21.9 | 933.66 | 880.18 | 371.42 | 346 | 14.05 | 984.41 | 0.86 | 0.89 | 0.87 | 0.32 | 621.63 | 0 | 0 | 273.15 | 0.9023 | 0.09408 | 0 | 0 | System Off | 1 | 0
4287 | 4287 | 2012-06-27 14:59 | 21.87 | 25.61 | 25.61 | 21.87 | 248.25 | 208.57 | 100.19 | 93 | 13.9 | 276.38 | 0.8 | 0.75 | 0.74 | 0.08 | 155.1 | 0 | 0 | 73.56 | 0.85131 | 0.09408 | 0 | 0 | System Off | 1 | 0
4288 | 4288 | 2012-06-27 15:59 | 21.53 | 33.37 | 33.37 | 21.53 | 746.41 | 696.95 | 301.88 | 276 | 14.09 | 808.14 | 0.83 | 0.86 | 0.84 | 0.25 | 528.75 | 0 | 0 | 217.8 | 0.88585 | 0.09408 | 0 | 0 | System Off | 1 | 0
4289 | 4289 | 2012-06-27 16:59 | 21.2 | 27.47 | 27.47 | 21.2 | 369.62 | 327.68 | 151.41 | 137 | 14.05 | 414.69 | 0.79 | 0.79 | 0.77 | 0.12 | 240.16 | 0 | 0 | 108.16 | 0.85596 | 0.09408 | 0 | 0 | System Off | 1 | 0
4290 | 4290 | 2012-06-27 17:59 | 20.86 | 23.64 | 23.64 | 20.86 | 154.92 | 116.93 | 63.43 | 58 | 13.91 | 176.27 | 0.63 | 0.66 | 0.65 | 0.04 | 78.77 | 0 | 0 | 45.87 | 0.83813 | 0.09408 | 0 | 0 | System Off | 1 | 0
4291 | 4291 | 2012-06-27 18:59 | 20.27 | 20.56 | 20.56 | 20.27 | 14.13 | 0 | 6.38 | 5 | 14.72 | 17.93 | 0 | 0 | 0 | 0 | 0 | 0 | 0 | 3.91 | 0.82399 | 0.09408 | 0 | 0 | System Off | 0 | 0
4292 | 4292 | 2012-06-27 19:59 | 19.68 | 19.68 | 19.68 | 19.68 | 0 | 0 | 0 | 0 | 0 | 0 | 0 | 0 | 0 | 0 | 0 | 0 | 0 | 0 | 0 | 0 | 0 | 0 | System Off | 0 | 0
4293 | 4293 | 2012-06-27 20:59 | 19.09 | 19.09 | 19.09 | 19.09 | 0 | 0 | 0 | 0 | 0 | 0 | 0 | 0 | 0 | 0 | 0 | 0 | 0 | 0 | 0 | 0 | 0 | 0 | System Off | 0 | 0
4294 | 4294 | 2012-06-27 21:59 | 18.26 | 18.26 | 18.26 | 18.26 | 0 | 0 | 0 | 0 | 0 | 0 | 0 | 0 | 0 | 0 | 0 | 0 | 0 | 0 | 0 | 0 | 0 | 0 | System Off | 0 | 0
4295 | 4295 | 2012-06-27 22:59 | 17.44 | 17.44 | 17.44 | 17.44 | 0 | 0 | 0 | 0 | 0 | 0 | 0 | 0 | 0 | 0 | 0 | 0 | 0 | 0 | 0 | 0 | 0 | 0 | System Off | 0 | 0
4296 | 4296 | 2012-06-27 23:59 | 16.61 | 16.61 | 16.61 | 16.61 | 0 | 0 | 0 | 0 | 0 | 0 | 0 | 0 | 0 | 0 | 0 | 0 | 0 | 0 | 0 | 0 | 0 | 0 | System Off | 0 | 0
4297 | 4297 | 2012-06-28 00:59 | 16.18 | 16.18 | 16.18 | 16.18 | 0 | 0 | 0 | 0 | 0 | 0 | 0 | 0 | 0 | 0 | 0 | 0 | 0 | 0 | 0 | 0 | 0 | 0 | System Off | 0 | 0
4298 | 4298 | 2012-06-28 01:59 | 15.76 | 15.76 | 15.76 | 15.76 | 0 | 0 | 0 | 0 | 0 | 0 | 0 | 0 | 0 | 0 | 0 | 0 | 0 | 0 | 0 | 0 | 0 | 0 | System Off | 0 | 0
4299 | 4299 | 2012-06-28 02:59 | 15.33 | 15.33 | 15.33 | 15.33 | 0 | 0 | 0 | 0 | 0 | 0 | 0 | 0 | 0 | 0 | 0 | 0 | 0 | 0 | 0 | 0 | 0 | 0 | System Off | 0 | 0
4300 | 4300 | 2012-06-28 03:59 | 16.64 | 16.96 | 16.96 | 16.64 | 16.58 | 0 | 7.29 | 6 | 14.39 | 20.76 | 0 | 0 | 0 | 0 | 0 | 0 | 0 | 4.72 | 0.80241 | 0.09408 | 0 | 0 | System Off | 0 | 0
4301 | 4301 | 2012-06-28 04:59 | 17.94 | 18.81 | 18.81 | 17.94 | 49.78 | 13.63 | 20.95 | 19 | 13.65 | 59.28 | 0 | 0.23 | 0.22 | 0 | 22.22 | 0 | 0 | 15.08 | 0.81276 | 0.09408 | 0 | 0 | System Off | 0 | 0
4302 | 4302 | 2012-06-28 05:59 | 19.25 | 22.43 | 22.43 | 19.25 | 201.83 | 162.99 | 81.07 | 75 | 14.02 | 226.32 | 0.74 | 0.72 | 0.7 | 0.06 | 209.03 | 0 | 0 | 59.24 | 0.8317 | 0.09408 | 0 | 0 | System Off | 1 | 0
4303 | 4303 | 2012-06-28 06:59 | 20.96 | 32.8 | 32.8 | 20.96 | 770.84 | 720.87 | 305.79 | 284 | 14.14 | 820.46 | 0.85 | 0.88 | 0.86 | 0.26 | 719.12 | 0 | 0 | 223.97 | 0.88384 | 0.09408 | 0 | 0 | System Off | 1 | 0
4304 | 4304 | 2012-06-28 07:59 | 22.66 | 42.33 | 42.33 | 22.66 | 1286.82 | 1225.23 | 515.3 | 485 | 13.82 | 1331.09 | 0.85 | 0.92 | 0.9 | 0.44 | 961.03 | 0 | 0 | 384.03 | 0.93559 | 0.09408 | 0 | 0 | System Off | 1 | 0
4305 | 4305 | 2012-06-28 08:59 | 24.36 | 55.79 | 55.79 | 24.36 | 2023.03 | 1942.4 | 834.78 | 796 | 13.24 | 2038.54 | 0.84 | 0.95 | 0.93 | 0.7 | 1270.9 | 0 | 0 | 634.91 | 0.98149 | 0.09408 | 0 | 0 | System Off | 1 | 0
4306 | 4306 | 2012-06-28 09:59 | 25.45 | 63.32 | 63.32 | 25.45 | 2420.93 | 2328.79 | 1021.98 | 980 | 12.87 | 2414.95 | 0.82 | 0.96 | 0.94 | 0.84 | 1398.69 | 0 | 0 | 785.31 | 1.0272 | 0.09408 | 0 | 0 | System Off | 1 | 0
4307 | 4307 | 2012-06-28 10:59 | 26.53 | 62.44 | 62.44 | 26.53 | 2331.57 | 2242.09 | 985.02 | 941 | 12.9 | 2336.69 | 0.82 | 0.96 | 0.93 | 0.81 | 1282.99 | 0 | 0 | 753.69 | 1.0263 | 0.09408 | 0 | 0 | System Off | 1 | 0
4308 | 4308 | 2012-06-28 11:59 | 27.61 | 48.34 | 48.34 | 27.61 | 1406.73 | 1342.24 | 577.4 | 542 | 13.52 | 1455.1 | 0.85 | 0.92 | 0.9 | 0.49 | 757.14 | 0 | 0 | 430.79 | 0.9506 | 0.09408 | 0 | 0 | System Off | 1 | 0
4309 | 4309 | 2012-06-28 12:59 | 27.98 | 44.84 | 44.84 | 27.98 | 1125.46 | 1067.66 | 460.5 | 430 | 13.63 | 1177.39 | 0.85 | 0.91 | 0.88 | 0.39 | 667.07 | 0 | 0 | 341.28 | 0.93012 | 0.09408 | 0 | 0 | System Off | 1 | 0
4310 | 4310 | 2012-06-28 13:59 | 28.35 | 48.92 | 48.92 | 28.35 | 1339.4 | 1276.55 | 550.52 | 518 | 13.47 | 1384 | 0.84 | 0.92 | 0.9 | 0.46 | 901.58 | 0 | 0 | 411.98 | 0.95057 | 0.09408 | 0 | 0 | System Off | 1 | 0
4311 | 4311 | 2012-06-28 14:59 | 28.71 | 43.98 | 43.98 | 28.71 | 977.28 | 922.83 | 400.63 | 374 | 13.61 | 1027.95 | 0.82 | 0.9 | 0.88 | 0.33 | 686.24 | 0 | 0 | 296.92 | 0.92345 | 0.09408 | 0 | 0 | System Off | 1 | 0
4312 | 4312 | 2012-06-28 15:59 | 28.22 | 33.01 | 33.01 | 28.22 | 304.3 | 263.59 | 125.7 | 116 | 13.66 | 336.98 | 0.8 | 0.78 | 0.76 | 0.1 | 199.98 | 0 | 0 | 92.03 | 0.89562 | 0.09408 | 0 | 0 | System Off | 1 | 0
4313 | 4313 | 2012-06-28 16:59 | 27.74 | 29.92 | 29.92 | 27.74 | 135.72 | 98.06 | 57.38 | 53 | 13.34 | 155.69 | 0.7 | 0.63 | 0.62 | 0.04 | 71.87 | 0 | 0 | 42.22 | 0.87968 | 0.09408 | 0 | 0 | System Off | 0 | 0
4314 | 4314 | 2012-06-28 17:59 | 27.25 | 30.08 | 30.08 | 27.25 | 178.26 | 139.85 | 74.5 | 69 | 13.46 | 202.02 | 0.67 | 0.69 | 0.68 | 0.05 | 94.21 | 0 | 0 | 54.89 | 0.8799 | 0.09408 | 0 | 0 | System Off | 1 | 0
4315 | 4315 | 2012-06-28 18:59 | 25.81 | 26.45 | 26.45 | 25.81 | 37.58 | 1.63 | 16.66 | 15 | 13.05 | 45.82 | 0 | 0.04 | 0.03 | 0 | 1.02 | 0 | 0 | 11.99 | 0.85989 | 0.09408 | 0 | 0 | System Off | 0 | 0
4316 | 4316 | 2012-06-28 19:59 | 24.36 | 24.36 | 24.36 | 24.36 | 0 | 0 | 0 | 0 | 0 | 0 | 0 | 0 | 0 | 0 | 0 | 0 | 0 | 0 | 0 | 0 | 0 | 0 | System Off | 0 | 0
4317 | 4317 | 2012-06-28 20:59 | 22.92 | 22.92 | 22.92 | 22.92 | 0 | 0 | 0 | 0 | 0 | 0 | 0 | 0 | 0 | 0 | 0 | 0 | 0 | 0 | 0 | 0 | 0 | 0 | System Off | 0 | 0
4318 | 4318 | 2012-06-28 21:59 | 22.51 | 22.51 | 22.51 | 22.51 | 0 | 0 | 0 | 0 | 0 | 0 | 0 | 0 | 0 | 0 | 0 | 0 | 0 | 0 | 0 | 0 | 0 | 0 | System Off | 0 | 0
4319 | 4319 | 2012-06-28 22:59 | 22.1 | 22.1 | 22.1 | 22.1 | 0 | 0 | 0 | 0 | 0 | 0 | 0 | 0 | 0 | 0 | 0 | 0 | 0 | 0 | 0 | 0 | 0 | 0 | System Off | 0 | 0
4320 | 4320 | 2012-06-28 23:59 | 21.69 | 21.69 | 21.69 | 21.69 | 0 | 0 | 0 | 0 | 0 | 0 | 0 | 0 | 0 | 0 | 0 | 0 | 0 | 0 | 0 | 0 | 0 | 0 | System Off | 0 | 0
4321 | 4321 | 2012-06-29 00:59 | 21.22 | 21.22 | 21.22 | 21.22 | 0 | 0 | 0 | 0 | 0 | 0 | 0 | 0 | 0 | 0 | 0 | 0 | 0 | 0 | 0 | 0 | 0 | 0 | System Off | 0 | 0
4322 | 4322 | 2012-06-29 01:59 | 20.74 | 20.74 | 20.74 | 20.74 | 0 | 0 | 0 | 0 | 0 | 0 | 0 | 0 | 0 | 0 | 0 | 0 | 0 | 0 | 0 | 0 | 0 | 0 | System Off | 0 | 0
4323 | 4323 | 2012-06-29 02:59 | 20.27 | 20.27 | 20.27 | 20.27 | 0 | 0 | 0 | 0 | 0 | 0 | 0 | 0 | 0 | 0 | 0 | 0 | 0 | 0 | 0 | 0 | 0 | 0 | System Off | 0 | 0
4324 | 4324 | 2012-06-29 03:59 | 20.81 | 21.14 | 21.14 | 20.81 | 18.35 | 0 | 8.2 | 7 | 13.65 | 23 | 0 | 0 | 0 | 0 | 0 | 0 | 0 | 5.55 | 0.82767 | 0.09408 | 0 | 0 | System Off | 0 | 0
4325 | 4325 | 2012-06-29 04:59 | 21.35 | 24.01 | 24.01 | 21.35 | 155.52 | 117.51 | 63.75 | 59 | 13.73 | 176.91 | 0.63 | 0.66 | 0.65 | 0.04 | 191.61 | 0 | 0 | 46.77 | 0.84135 | 0.09408 | 0 | 0 | System Off | 1 | 0
4326 | 4326 | 2012-06-29 05:59 | 21.89 | 31.06 | 31.06 | 21.89 | 518.11 | 473.3 | 214.46 | 192 | 14.05 | 579.32 | 0.79 | 0.82 | 0.8 | 0.17 | 606.99 | 0 | 0 | 151.58 | 0.87125 | 0.09408 | 0 | 0 | System Off | 1 | 0
4327 | 4327 | 2012-06-29 06:59 | 22.9 | 40.29 | 40.29 | 22.9 | 1032.25 | 976.57 | 417.31 | 388 | 13.86 | 1086.89 | 0.84 | 0.9 | 0.88 | 0.35 | 974.21 | 0 | 0 | 307.08 | 0.91736 | 0.09408 | 0 | 0 | System Off | 1 | 0
4328 | 4328 | 2012-06-29 07:59 | 23.91 | 33.47 | 33.47 | 23.91 | 585.23 | 539.08 | 235.38 | 219 | 13.92 | 629.88 | 0.81 | 0.86 | 0.84 | 0.19 | 422.83 | 0 | 0 | 173.19 | 0.8894 | 0.09408 | 0 | 0 | System Off | 1 | 0
4329 | 4329 | 2012-06-29 08:59 | 24.91 | 39.09 | 39.09 | 24.91 | 887.23 | 834.76 | 358.46 | 334 | 13.84 | 938.1 | 0.84 | 0.89 | 0.87 | 0.3 | 546.18 | 0 | 0 | 264.41 | 0.91923 | 0.09408 | 0 | 0 | System Off | 1 | 0
4330 | 4330 | 2012-06-29 09:59 | 24.52 | 50.32 | 50.32 | 24.52 | 1542 | 1474.15 | 634.22 | 597 | 13.45 | 1585.15 | 0.84 | 0.93 | 0.91 | 0.53 | 885.39 | 0 | 0 | 474.9 | 0.94192 | 0.09408 | 0 | 0 | System Off | 1 | 0
4331 | 4331 | 2012-06-29 10:59 | 24.13 | 27.22 | 27.22 | 24.13 | 178.91 | 140.49 | 73.78 | 68 | 13.7 | 202.27 | 0.68 | 0.69 | 0.68 | 0.05 | 80.39 | 0 | 0 | 53.92 | 0.86025 | 0.09408 | 0 | 0 | System Off | 1 | 0
4332 | 4332 | 2012-06-29 11:59 | 23.74 | 26.88 | 26.88 | 23.74 | 176.88 | 138.5 | 72.87 | 67 | 13.75 | 200.03 | 0.69 | 0.69 | 0.68 | 0.05 | 78.12 | 0 | 0 | 53.1 | 0.85763 | 0.09408 | 0 | 0 | System Off | 0 | 0
4333 | 4333 | 2012-06-29 12:59 | 23.6 | 32.51 | 32.51 | 23.6 | 534.24 | 489.11 | 214.96 | 199 | 13.98 | 577.4 | 0.84 | 0.85 | 0.83 | 0.18 | 305.6 | 0 | 0 | 157.24 | 0.88337 | 0.09408 | 0 | 0 | System Off | 1 | 0
4334 | 4334 | 2012-06-29 13:59 | 23.45 | 35.19 | 35.19 | 23.45 | 732.24 | 683.08 | 293.82 | 273 | 13.97 | 780.98 | 0.85 | 0.87 | 0.85 | 0.25 | 482.43 | 0 | 0 | 215.75 | 0.89742 | 0.09408 | 0 | 0 | System Off | 1 | 0
4335 | 4335 | 2012-06-29 14:59 | 23.3 | 26.5 | 26.5 | 23.3 | 202.78 | 163.93 | 82.89 | 77 | 13.72 | 227.87 | 0.72 | 0.72 | 0.7 | 0.06 | 121.9 | 0 | 0 | 61.05 | 0.85694 | 0.09408 | 0 | 0 | System Off | 1 | 0
4336 | 4336 | 2012-06-29 15:59 | 22.82 | 25.43 | 25.43 | 22.82 | 157.16 | 119.12 | 64.67 | 60 | 13.64 | 178.51 | 0.62 | 0.67 | 0.65 | 0.04 | 90.37 | 0 | 0 | 47.61 | 0.85057 | 0.09408 | 0 | 0 | System Off | 1 | 0
4337 | 4337 | 2012-06-29 16:59 | 22.34 | 24.38 | 24.38 | 22.34 | 116.26 | 78.95 | 48.28 | 44 | 13.76 | 133.79 | 0.62 | 0.59 | 0.58 | 0.03 | 57.86 | 0 | 0 | 34.86 | 0.84439 | 0.09408 | 0 | 0 | System Off | 0 | 0
4338 | 4338 | 2012-06-29 17:59 | 21.86 | 24.85 | 24.85 | 21.86 | 164.99 | 126.82 | 67.59 | 62 | 13.86 | 186.97 | 0.74 | 0.68 | 0.66 | 0.05 | 85.43 | 0 | 0 | 49.07 | 0.84505 | 0.09408 | 0 | 0 | System Off | 1 | 0
4339 | 4339 | 2012-06-29 18:59 | 20.99 | 21.24 | 21.24 | 20.99 | 11.97 | 0 | 5.47 | 5 | 12.47 | 15.33 | 0 | 0 | 0 | 0 | 0 | 0 | 0 | 4.03 | 0.82837 | 0.09408 | 0 | 0 | System Off | 0 | 0
4340 | 4340 | 2012-06-29 19:59 | 20.11 | 20.11 | 20.11 | 20.11 | 0 | 0 | 0 | 0 | 0 | 0 | 0 | 0 | 0 | 0 | 0 | 0 | 0 | 0 | 0 | 0 | 0 | 0 | System Off | 0 | 0
4341 | 4341 | 2012-06-29 20:59 | 19.24 | 19.24 | 19.24 | 19.24 | 0 | 0 | 0 | 0 | 0 | 0 | 0 | 0 | 0 | 0 | 0 | 0 | 0 | 0 | 0 | 0 | 0 | 0 | System Off | 0 | 0
4342 | 4342 | 2012-06-29 21:59 | 18.88 | 18.88 | 18.88 | 18.88 | 0 | 0 | 0 | 0 | 0 | 0 | 0 | 0 | 0 | 0 | 0 | 0 | 0 | 0 | 0 | 0 | 0 | 0 | System Off | 0 | 0
4343 | 4343 | 2012-06-29 22:59 | 18.52 | 18.52 | 18.52 | 18.52 | 0 | 0 | 0 | 0 | 0 | 0 | 0 | 0 | 0 | 0 | 0 | 0 | 0 | 0 | 0 | 0 | 0 | 0 | System Off | 0 | 0
4344 | 4344 | 2012-06-29 23:59 | 18.16 | 18.16 | 18.16 | 18.16 | 0 | 0 | 0 | 0 | 0 | 0 | 0 | 0 | 0 | 0 | 0 | 0 | 0 | 0 | 0 | 0 | 0 | 0 | System Off | 0 | 0
4345 | 4345 | 2012-06-30 00:59 | 17.24 | 17.24 | 17.24 | 17.24 | 0 | 0 | 0 | 0 | 0 | 0 | 0 | 0 | 0 | 0 | 0 | 0 | 0 | 0 | 0 | 0 | 0 | 0 | System Off | 0 | 0
4346 | 4346 | 2012-06-30 01:59 | 16.33 | 16.33 | 16.33 | 16.33 | 0 | 0 | 0 | 0 | 0 | 0 | 0 | 0 | 0 | 0 | 0 | 0 | 0 | 0 | 0 | 0 | 0 | 0 | System Off | 0 | 0
4347 | 4347 | 2012-06-30 02:59 | 15.41 | 15.41 | 15.41 | 15.41 | 0 | 0 | 0 | 0 | 0 | 0 | 0 | 0 | 0 | 0 | 0 | 0 | 0 | 0 | 0 | 0 | 0 | 0 | System Off | 0 | 0
4348 | 4348 | 2012-06-30 03:59 | 16.41 | 17.58 | 17.58 | 16.41 | 62.36 | 25.99 | 25.84 | 24 | 13.53 | 73.44 | 0.39 | 0.35 | 0.35 | 0.01 | 59.79 | 0 | 0 | 19.07 | 0.8046 | 0.09408 | 0 | 0 | System Off | 1 | 0
4349 | 4349 | 2012-06-30 04:59 | 17.42 | 20.85 | 20.85 | 17.42 | 166.48 | 128.28 | 76.32 | 62 | 13.99 | 214.32 | 0.66 | 0.6 | 0.59 | 0.05 | 268.51 | 0 | 0 | 48.99 | 0.81808 | 0.09408 | 0 | 0 | System Off | 1 | 0
4350 | 4350 | 2012-06-30 05:59 | 18.42 | 30.14 | 30.14 | 18.42 | 613.93 | 567.2 | 263.88 | 226 | 14.15 | 715.35 | 0.8 | 0.79 | 0.77 | 0.21 | 789.43 | 0 | 0 | 178.2 | 0.85648 | 0.09408 | 0 | 0 | System Off | 1 | 0
4351 | 4351 | 2012-06-30 06:59 | 19.82 | 40.54 | 40.54 | 19.82 | 1212.84 | 1153.01 | 487.68 | 454 | 13.91 | 1268.89 | 0.86 | 0.91 | 0.89 | 0.42 | 1049.69 | 0 | 0 | 359.05 | 0.91098 | 0.09408 | 0 | 0 | System Off | 1 | 0
4352 | 4352 | 2012-06-30 07:59 | 21.21 | 40.44 | 40.44 | 21.21 | 1182.2 | 1123.08 | 472.04 | 443 | 13.9 | 1228.67 | 0.87 | 0.91 | 0.89 | 0.41 | 803.94 | 0 | 0 | 350.42 | 0.91765 | 0.09408 | 0 | 0 | System Off | 1 | 0
4353 | 4353 | 2012-06-30 08:59 | 22.6 | 51.97 | 51.97 | 22.6 | 1837.66 | 1762.1 | 751.15 | 713 | 13.42 | 1864.38 | 0.85 | 0.95 | 0.92 | 0.64 | 1120.19 | 0 | 0 | 567.38 | 0.95292 | 0.09408 | 0 | 0 | System Off | 1 | 0
4354 | 4354 | 2012-06-30 09:59 | 23.22 | 43.65 | 43.65 | 23.22 | 1297.97 | 1236.12 | 524.48 | 491 | 13.77 | 1347.54 | 0.86 | 0.92 | 0.9 | 0.45 | 753.63 | 0 | 0 | 389.03 | 0.9405 | 0.09408 | 0 | 0 | System Off | 1 | 0
4355 | 4355 | 2012-06-30 10:59 | 23.84 | 34.31 | 34.31 | 23.84 | 671.95 | 624.04 | 269.9 | 250 | 14 | 719.87 | 0.85 | 0.87 | 0.85 | 0.23 | 383.8 | 0 | 0 | 197.5 | 0.8952 | 0.09408 | 0 | 0 | System Off | 1 | 0
4356 | 4356 | 2012-06-30 11:59 | 24.46 | 51.82 | 51.82 | 24.46 | 1720.03 | 1647.59 | 707.94 | 668 | 13.41 | 1758.24 | 0.85 | 0.94 | 0.91 | 0.6 | 1009.97 | 0 | 0 | 531.66 | 0.95591 | 0.09408 | 0 | 0 | System Off | 1 | 0
4357 | 4357 | 2012-06-30 12:59 | 24.34 | 32.39 | 32.39 | 24.34 | 501.5 | 457.01 | 202.21 | 187 | 13.97 | 543.4 | 0.84 | 0.84 | 0.82 | 0.17 | 301.46 | 0 | 0 | 147.79 | 0.88559 | 0.09408 | 0 | 0 | System Off | 1 | 0
4358 | 4358 | 2012-06-30 13:59 | 24.21 | 39.12 | 39.12 | 24.21 | 898.86 | 846.13 | 362.94 | 338 | 13.85 | 949.74 | 0.85 | 0.89 | 0.87 | 0.31 | 621.66 | 0 | 0 | 267.52 | 0.91556 | 0.09408 | 0 | 0 | System Off | 1 | 0
4359 | 4359 | 2012-06-30 14:59 | 24.08 | 30.42 | 30.42 | 24.08 | 368.79 | 326.87 | 149.38 | 138 | 13.92 | 404.52 | 0.8 | 0.81 | 0.79 | 0.12 | 252.81 | 0 | 0 | 109.13 | 0.87406 | 0.09408 | 0 | 0 | System Off | 1 | 0
4360 | 4360 | 2012-06-30 15:59 | 23.63 | 30.62 | 30.62 | 23.63 | 385.77 | 343.52 | 156.14 | 145 | 13.86 | 422.51 | 0.77 | 0.81 | 0.79 | 0.12 | 266.21 | 0 | 0 | 114.76 | 0.87269 | 0.09408 | 0 | 0 | System Off | 1 | 0
4361 | 4361 | 2012-06-30 16:59 | 23.17 | 25.76 | 25.76 | 23.17 | 131.54 | 93.96 | 54.65 | 50 | 13.7 | 150.67 | 0.55 | 0.62 | 0.61 | 0.03 | 67.55 | 0 | 0 | 39.65 | 0.85069 | 0.09408 | 0 | 0 | System Off | 0 | 0
4362 | 4362 | 2012-06-30 17:59 | 22.72 | 25.99 | 25.99 | 22.72 | 157.16 | 119.12 | 64.96 | 60 | 13.64 | 178.93 | 0.62 | 0.67 | 0.65 | 0.04 | 76.15 | 0 | 0 | 47.61 | 0.84995 | 0.09408 | 0 | 0 | System Off | 0 | 0
4363 | 4363 | 2012-06-30 18:59 | 21.39 | 22.22 | 22.22 | 21.39 | 39.34 | 3.37 | 17.02 | 15 | 13.66 | 47.56 | 0 | 0.07 | 0.07 | 0 | 2 | 0 | 0 | 11.9 | 0.83279 | 0.09408 | 0 | 0 | System Off | 0 | 0
4364 | 4364 | 2012-06-30 19:59 | 20.06 | 20.06 | 20.06 | 20.06 | 0 | 0 | 0 | 0 | 0 | 0 | 0 | 0 | 0 | 0 | 0 | 0 | 0 | 0 | 0 | 0 | 0 | 0 | System Off | 0 | 0
4365 | 4365 | 2012-06-30 20:59 | 18.74 | 18.74 | 18.74 | 18.74 | 0 | 0 | 0 | 0 | 0 | 0 | 0 | 0 | 0 | 0 | 0 | 0 | 0 | 0 | 0 | 0 | 0 | 0 | System Off | 0 | 0
4366 | 4366 | 2012-06-30 21:59 | 18.28 | 18.28 | 18.28 | 18.28 | 0 | 0 | 0 | 0 | 0 | 0 | 0 | 0 | 0 | 0 | 0 | 0 | 0 | 0 | 0 | 0 | 0 | 0 | System Off | 0 | 0
4367 | 4367 | 2012-06-30 22:59 | 17.82 | 17.82 | 17.82 | 17.82 | 0 | 0 | 0 | 0 | 0 | 0 | 0 | 0 | 0 | 0 | 0 | 0 | 0 | 0 | 0 | 0 | 0 | 0 | System Off | 0 | 0
4368 | 4368 | 2012-06-30 23:59 | 17.36 | 17.36 | 17.36 | 17.36 | 0 | 0 | 0 | 0 | 0 | 0 | 0 | 0 | 0 | 0 | 0 | 0 | 0 | 0 | 0 | 0 | 0 | 0 | System Off | 0 | 0
4369 | 4369 | 2012-07-01 00:59 | 16.83 | 16.83 | 16.83 | 16.83 | 0 | 0 | 0 | 0 | 0 | 0 | 0 | 0 | 0 | 0 | 0 | 0 | 0 | 0 | 0 | 0 | 0 | 0 | System Off | 0 | 0
4370 | 4370 | 2012-07-01 01:59 | 16.3 | 16.3 | 16.3 | 16.3 | 0 | 0 | 0 | 0 | 0 | 0 | 0 | 0 | 0 | 0 | 0 | 0 | 0 | 0 | 0 | 0 | 0 | 0 | System Off | 0 | 0
4371 | 4371 | 2012-07-01 02:59 | 15.77 | 15.77 | 15.77 | 15.77 | 0 | 0 | 0 | 0 | 0 | 0 | 0 | 0 | 0 | 0 | 0 | 0 | 0 | 0 | 0 | 0 | 0 | 0 | System Off | 0 | 0
4372 | 4372 | 2012-07-01 03:59 | 16.12 | 16.94 | 16.94 | 16.12 | 43.65 | 7.61 | 18.37 | 17 | 13.37 | 52.34 | 0 | 0.15 | 0.14 | 0 | 17.49 | 0 | 0 | 13.54 | 0.8015 | 0.09408 | 0 | 0 | System Off | 0 | 0
4373 | 4373 | 2012-07-01 04:59 | 16.47 | 19.35 | 19.35 | 16.47 | 165.6 | 127.42 | 66.43 | 61 | 14.14 | 187.59 | 0.75 | 0.68 | 0.66 | 0.05 | 266.71 | 0 | 0 | 48.11 | 0.81215 | 0.09408 | 0 | 0 | System Off | 1 | 0
4374 | 4374 | 2012-07-01 05:59 | 16.82 | 21.38 | 21.38 | 16.82 | 271.45 | 231.35 | 107.28 | 99 | 14.28 | 300.68 | 0.75 | 0.77 | 0.75 | 0.08 | 321.99 | 0 | 0 | 77.93 | 0.82166 | 0.09408 | 0 | 0 | System Off | 1 | 0
4375 | 4375 | 2012-07-01 06:59 | 17.45 | 28.1 | 28.1 | 17.45 | 654.15 | 606.6 | 256.26 | 238 | 14.32 | 700.18 | 0.86 | 0.87 | 0.85 | 0.22 | 552.24 | 0 | 0 | 187.27 | 0.85278 | 0.09408 | 0 | 0 | System Off | 1 | 0
4376 | 4376 | 2012-07-01 07:59 | 18.09 | 27.48 | 27.48 | 18.09 | 587.85 | 541.65 | 230.62 | 214 | 14.31 | 631.62 | 0.87 | 0.86 | 0.84 | 0.2 | 387.73 | 0 | 0 | 168.4 | 0.85199 | 0.09408 | 0 | 0 | System Off | 1 | 0
4377 | 4377 | 2012-07-01 08:59 | 18.72 | 32.6 | 32.6 | 18.72 | 884.87 | 832.45 | 348.23 | 324 | 14.22 | 935.04 | 0.86 | 0.89 | 0.87 | 0.3 | 529.2 | 0 | 0 | 255.23 | 0.87774 | 0.09408 | 0 | 0 | System Off | 1 | 0
4378 | 4378 | 2012-07-01 09:59 | 18.31 | 21.94 | 21.94 | 18.31 | 226.07 | 186.8 | 90.17 | 83 | 14.19 | 252.21 | 0.78 | 0.74 | 0.72 | 0.07 | 113.89 | 0 | 0 | 65.42 | 0.82755 | 0.09408 | 0 | 0 | System Off | 1 | 0
4379 | 4379 | 2012-07-01 10:59 | 17.89 | 24.05 | 24.05 | 17.89 | 384.11 | 341.89 | 151.2 | 140 | 14.29 | 419.56 | 0.79 | 0.81 | 0.8 | 0.12 | 210.27 | 0 | 0 | 110.19 | 0.83619 | 0.09408 | 0 | 0 | System Off | 1 | 0
4380 | 4380 | 2012-07-01 11:59 | 17.47 | 22.61 | 22.61 | 17.47 | 316.39 | 275.46 | 124.79 | 116 | 14.21 | 348.14 | 0.8 | 0.79 | 0.77 | 0.1 | 168.85 | 0 | 0 | 91.4 | 0.82895 | 0.09408 | 0 | 0 | System Off | 1 | 0
4381 | 4381 | 2012-07-01 12:59 | 18.47 | 39.23 | 39.23 | 18.47 | 1320.1 | 1257.71 | 523.28 | 490 | 14.03 | 1368.71 | 0.86 | 0.92 | 0.9 | 0.45 | 829.64 | 0 | 0 | 386.94 | 0.90946 | 0.09408 | 0 | 0 | System Off | 1 | 0
4382 | 4382 | 2012-07-01 13:59 | 19.47 | 40.21 | 40.21 | 19.47 | 1367.94 | 1304.4 | 542.02 | 510 | 13.97 | 1412.15 | 0.87 | 0.92 | 0.9 | 0.47 | 958.35 | 0 | 0 | 403.05 | 0.91994 | 0.09408 | 0 | 0 | System Off | 1 | 0
4383 | 4383 | 2012-07-01 14:59 | 20.47 | 36.19 | 36.19 | 20.47 | 1077.35 | 1020.65 | 425.53 | 398 | 14.1 | 1126.58 | 0.87 | 0.91 | 0.88 | 0.37 | 789.42 | 0 | 0 | 314.03 | 0.90366 | 0.09408 | 0 | 0 | System Off | 1 | 0
4384 | 4384 | 2012-07-01 15:59 | 19.72 | 29.8 | 29.8 | 19.72 | 677.96 | 629.92 | 269.42 | 248 | 14.24 | 731.32 | 0.85 | 0.86 | 0.84 | 0.23 | 488.15 | 0 | 0 | 195.33 | 0.86884 | 0.09408 | 0 | 0 | System Off | 1 | 0
4385 | 4385 | 2012-07-01 16:59 | 18.97 | 24.37 | 24.37 | 18.97 | 354.11 | 312.47 | 142.27 | 130 | 14.19 | 394.28 | 0.77 | 0.79 | 0.77 | 0.11 | 224.65 | 0 | 0 | 102.46 | 0.84084 | 0.09408 | 0 | 0 | System Off | 1 | 0
4386 | 4386 | 2012-07-01 17:59 | 18.23 | 20.76 | 20.76 | 18.23 | 163.45 | 125.31 | 65.79 | 61 | 13.96 | 184.81 | 0.76 | 0.68 | 0.66 | 0.05 | 80.11 | 0 | 0 | 48.22 | 0.82277 | 0.09408 | 0 | 0 | System Off | 1 | 0
4387 | 4387 | 2012-07-01 18:59 | 16.62 | 16.8 | 16.8 | 16.62 | 10.13 | 0 | 4.55 | 4 | 13.19 | 12.98 | 0 | 0 | 0 | 0 | 0 | 0 | 0 | 3.19 | 0.80192 | 0.09408 | 0 | 0 | System Off | 0 | 0
4388 | 4388 | 2012-07-01 19:59 | 15.01 | 15.01 | 15.01 | 15.01 | 0 | 0 | 0 | 0 | 0 | 0 | 0 | 0 | 0 | 0 | 0 | 0 | 0 | 0 | 0 | 0 | 0 | 0 | System Off | 0 | 0
4389 | 4389 | 2012-07-01 20:59 | 13.4 | 13.4 | 13.4 | 13.4 | 0 | 0 | 0 | 0 | 0 | 0 | 0 | 0 | 0 | 0 | 0 | 0 | 0 | 0 | 0 | 0 | 0 | 0 | System Off | 0 | 0
4390 | 4390 | 2012-07-01 21:59 | 13.27 | 13.27 | 13.27 | 13.27 | 0 | 0 | 0 | 0 | 0 | 0 | 0 | 0 | 0 | 0 | 0 | 0 | 0 | 0 | 0 | 0 | 0 | 0 | System Off | 0 | 0
4391 | 4391 | 2012-07-01 22:59 | 13.14 | 13.14 | 13.14 | 13.14 | 0 | 0 | 0 | 0 | 0 | 0 | 0 | 0 | 0 | 0 | 0 | 0 | 0 | 0 | 0 | 0 | 0 | 0 | System Off | 0 | 0
4392 | 4392 | 2012-07-01 23:59 | 13.01 | 13.01 | 13.01 | 13.01 | 0 | 0 | 0 | 0 | 0 | 0 | 0 | 0 | 0 | 0 | 0 | 0 | 0 | 0 | 0 | 0 | 0 | 0 | System Off | 0 | 0
4393 | 4393 | 2012-07-02 00:59 | 12.59 | 12.59 | 12.59 | 12.59 | 0 | 0 | 0 | 0 | 0 | 0 | 0 | 0 | 0 | 0 | 0 | 0 | 0 | 0 | 0 | 0 | 0 | 0 | System Off | 0 | 0
4394 | 4394 | 2012-07-02 01:59 | 12.17 | 12.17 | 12.17 | 12.17 | 0 | 0 | 0 | 0 | 0 | 0 | 0 | 0 | 0 | 0 | 0 | 0 | 0 | 0 | 0 | 0 | 0 | 0 | System Off | 0 | 0
4395 | 4395 | 2012-07-02 02:59 | 11.75 | 11.75 | 11.75 | 11.75 | 0 | 0 | 0 | 0 | 0 | 0 | 0 | 0 | 0 | 0 | 0 | 0 | 0 | 0 | 0 | 0 | 0 | 0 | System Off | 0 | 0
4396 | 4396 | 2012-07-02 03:59 | 12.78 | 13.54 | 13.54 | 12.78 | 37.22 | 1.29 | 15.48 | 14 | 13.85 | 44.67 | 0 | 0.03 | 0.03 | 0 | 2.96 | 0 | 0 | 11.08 | 0.78115 | 0.09408 | 0 | 0 | System Off | 0 | 0
4397 | 4397 | 2012-07-02 04:59 | 13.82 | 16.79 | 16.79 | 13.82 | 153.53 | 115.56 | 61.01 | 56 | 14.28 | 173.92 | 0.66 | 0.66 | 0.65 | 0.04 | 241.89 | 0 | 0 | 44.08 | 0.79536 | 0.09408 | 0 | 0 | System Off | 1 | 0
4398 | 4398 | 2012-07-02 05:59 | 14.86 | 24.6 | 24.6 | 14.86 | 500.27 | 455.81 | 200.7 | 181 | 14.4 | 555.73 | 0.8 | 0.82 | 0.8 | 0.16 | 634.39 | 0 | 0 | 142.27 | 0.82578 | 0.09408 | 0 | 0 | System Off | 1 | 0
4399 | 4399 | 2012-07-02 06:59 | 16.23 | 24.66 | 24.66 | 16.23 | 431.97 | 388.84 | 169.66 | 157 | 14.33 | 469.69 | 0.83 | 0.83 | 0.81 | 0.14 | 353.99 | 0 | 0 | 123.51 | 0.82942 | 0.09408 | 0 | 0 | System Off | 1 | 0
4400 | 4400 | 2012-07-02 07:59 | 17.59 | 22.87 | 22.87 | 17.59 | 260.88 | 220.97 | 103.84 | 96 | 14.15 | 289.41 | 0.77 | 0.76 | 0.75 | 0.08 | 158.18 | 0 | 0 | 75.69 | 0.82575 | 0.09408 | 0 | 0 | System Off | 1 | 0
4401 | 4401 | 2012-07-02 08:59 | 18.96 | 42.28 | 42.28 | 18.96 | 1107.17 | 1049.79 | 447.92 | 419 | 13.76 | 1157.25 | 0.85 | 0.91 | 0.89 | 0.38 | 667.37 | 0 | 0 | 332 | 0.89866 | 0.09408 | 0 | 0 | System Off | 1 | 0
4402 | 4402 | 2012-07-02 09:59 | 19.01 | 41.68 | 41.68 | 19.01 | 1067.11 | 1010.64 | 432.15 | 403 | 13.79 | 1119.25 | 0.86 | 0.9 | 0.88 | 0.37 | 616.16 | 0 | 0 | 319.21 | 0.89573 | 0.09408 | 0 | 0 | System Off | 1 | 0
4403 | 4403 | 2012-07-02 10:59 | 19.05 | 24.34 | 24.34 | 19.05 | 249.67 | 209.97 | 100.19 | 93 | 13.98 | 277.71 | 0.8 | 0.76 | 0.74 | 0.08 | 129.13 | 0 | 0 | 73.49 | 0.83406 | 0.09408 | 0 | 0 | System Off | 1 | 0
4404 | 4404 | 2012-07-02 11:59 | 19.1 | 30.93 | 30.93 | 19.1 | 556.95 | 511.37 | 222.25 | 206 | 14.08 | 600.65 | 0.81 | 0.85 | 0.83 | 0.18 | 313.47 | 0 | 0 | 162.57 | 0.85674 | 0.09408 | 0 | 0 | System Off | 1 | 0
4405 | 4405 | 2012-07-02 12:59 | 19.73 | 24.67 | 24.67 | 19.73 | 237.47 | 197.99 | 95.64 | 88 | 14.05 | 264.75 | 0.73 | 0.75 | 0.73 | 0.07 | 130.6 | 0 | 0 | 69.47 | 0.83719 | 0.09408 | 0 | 0 | System Off | 1 | 0
4406 | 4406 | 2012-07-02 13:59 | 20.36 | 35.07 | 35.07 | 20.36 | 730.41 | 681.28 | 292.97 | 272 | 13.99 | 779.07 | 0.85 | 0.87 | 0.85 | 0.25 | 500.54 | 0 | 0 | 214.92 | 0.87779 | 0.09408 | 0 | 0 | System Off | 1 | 0
4407 | 4407 | 2012-07-02 14:59 | 20.99 | 33.69 | 33.69 | 20.99 | 648.67 | 601.24 | 260 | 241 | 14.02 | 695.16 | 0.85 | 0.86 | 0.84 | 0.22 | 465.02 | 0 | 0 | 190.35 | 0.87549 | 0.09408 | 0 | 0 | System Off | 1 | 0
4408 | 4408 | 2012-07-02 15:59 | 21.01 | 36.97 | 36.97 | 21.01 | 797.16 | 746.63 | 328.7 | 299 | 13.89 | 867.54 | 0.82 | 0.86 | 0.84 | 0.27 | 578.59 | 0 | 0 | 236.55 | 0.88735 | 0.09408 | 0 | 0 | System Off | 1 | 0
4409 | 4409 | 2012-07-02 16:59 | 21.03 | 27.19 | 27.19 | 21.03 | 314.61 | 273.71 | 127.53 | 117 | 14.01 | 349.66 | 0.78 | 0.78 | 0.77 | 0.1 | 196.78 | 0 | 0 | 92.42 | 0.85093 | 0.09408 | 0 | 0 | System Off | 1 | 0
4410 | 4410 | 2012-07-02 17:59 | 21.06 | 24.13 | 24.13 | 21.06 | 155.92 | 117.91 | 63.95 | 59 | 13.76 | 177.39 | 0.63 | 0.66 | 0.65 | 0.04 | 75.38 | 0 | 0 | 46.75 | 0.83957 | 0.09408 | 0 | 0 | System Off | 0 | 0
4411 | 4411 | 2012-07-02 18:59 | 20.13 | 21.05 | 21.05 | 20.13 | 43.22 | 7.19 | 18.52 | 17 | 13.24 | 51.98 | 0 | 0.14 | 0.14 | 0 | 4.26 | 0 | 0 | 13.56 | 0.82557 | 0.09408 | 0 | 0 | System Off | 0 | 0
4412 | 4412 | 2012-07-02 19:59 | 19.19 | 19.19 | 19.19 | 19.19 | 0 | 0 | 0 | 0 | 0 | 0 | 0 | 0 | 0 | 0 | 0 | 0 | 0 | 0 | 0 | 0 | 0 | 0 | System Off | 0 | 0
4413 | 4413 | 2012-07-02 20:59 | 18.26 | 18.26 | 18.26 | 18.26 | 0 | 0 | 0 | 0 | 0 | 0 | 0 | 0 | 0 | 0 | 0 | 0 | 0 | 0 | 0 | 0 | 0 | 0 | System Off | 0 | 0
4414 | 4414 | 2012-07-02 21:59 | 17.82 | 17.82 | 17.82 | 17.82 | 0 | 0 | 0 | 0 | 0 | 0 | 0 | 0 | 0 | 0 | 0 | 0 | 0 | 0 | 0 | 0 | 0 | 0 | System Off | 0 | 0
4415 | 4415 | 2012-07-02 22:59 | 17.38 | 17.38 | 17.38 | 17.38 | 0 | 0 | 0 | 0 | 0 | 0 | 0 | 0 | 0 | 0 | 0 | 0 | 0 | 0 | 0 | 0 | 0 | 0 | System Off | 0 | 0
4416 | 4416 | 2012-07-02 23:59 | 16.94 | 16.94 | 16.94 | 16.94 | 0 | 0 | 0 | 0 | 0 | 0 | 0 | 0 | 0 | 0 | 0 | 0 | 0 | 0 | 0 | 0 | 0 | 0 | System Off | 0 | 0
4417 | 4417 | 2012-07-03 00:59 | 15.05 | 15.05 | 15.05 | 15.05 | 0 | 0 | 0 | 0 | 0 | 0 | 0 | 0 | 0 | 0 | 0 | 0 | 0 | 0 | 0 | 0 | 0 | 0 | System Off | 0 | 0
4418 | 4418 | 2012-07-03 01:59 | 13.16 | 13.16 | 13.16 | 13.16 | 0 | 0 | 0 | 0 | 0 | 0 | 0 | 0 | 0 | 0 | 0 | 0 | 0 | 0 | 0 | 0 | 0 | 0 | System Off | 0 | 0
4419 | 4419 | 2012-07-03 02:59 | 11.28 | 11.28 | 11.28 | 11.28 | 0 | 0 | 0 | 0 | 0 | 0 | 0 | 0 | 0 | 0 | 0 | 0 | 0 | 0 | 0 | 0 | 0 | 0 | System Off | 0 | 0
4420 | 4420 | 2012-07-03 03:59 | 12.98 | 13.78 | 13.78 | 12.98 | 41.77 | 5.76 | 17.31 | 16 | 13.6 | 49.88 | 0 | 0.12 | 0.11 | 0 | 13.24 | 0 | 0 | 12.7 | 0.78272 | 0.09408 | 0 | 0 | System Off | 0 | 0
4421 | 4421 | 2012-07-03 04:59 | 14.69 | 15.67 | 15.67 | 14.69 | 50.56 | 14.39 | 20.95 | 19 | 13.86 | 59.97 | 0.48 | 0.24 | 0.23 | 0.01 | 30.12 | 0 | 0 | 15.04 | 0.79338 | 0.09408 | 0 | 0 | System Off | 1 | 0
4422 | 4422 | 2012-07-03 05:59 | 16.4 | 26.12 | 26.12 | 16.4 | 507.32 | 462.72 | 205.34 | 185 | 14.28 | 565.32 | 0.83 | 0.82 | 0.8 | 0.17 | 644.01 | 0 | 0 | 145.63 | 0.83596 | 0.09408 | 0 | 0 | System Off | 1 | 0
4423 | 4423 | 2012-07-03 06:59 | 18.08 | 37.39 | 37.39 | 18.08 | 999.6 | 944.66 | 399.97 | 372 | 14 | 1053.89 | 0.85 | 0.9 | 0.88 | 0.34 | 860.01 | 0 | 0 | 293.9 | 0.88348 | 0.09408 | 0 | 0 | System Off | 1 | 0
4424 | 4424 | 2012-07-03 07:59 | 19.75 | 54.73 | 54.73 | 19.75 | 1717.98 | 1645.6 | 710.52 | 676 | 13.24 | 1743.01 | 0.84 | 0.94 | 0.92 | 0.6 | 1177.97 | 0 | 0 | 539.2 | 0.92756 | 0.09408 | 0 | 0 | System Off | 1 | 0
4425 | 4425 | 2012-07-03 08:59 | 21.43 | 49.39 | 49.39 | 21.43 | 1352.97 | 1289.79 | 557.24 | 524 | 13.45 | 1398.19 | 0.84 | 0.92 | 0.9 | 0.47 | 819.94 | 0 | 0 | 416.85 | 0.93607 | 0.09408 | 0 | 0 | System Off | 1 | 0
4426 | 4426 | 2012-07-03 09:59 | 22.12 | 70.03 | 70.03 | 22.12 | 2172.83 | 2087.96 | 951.12 | 909 | 12.45 | 2180.59 | 0.8 | 0.96 | 0.93 | 0.76 | 1272.97 | 0 | 0 | 732.2 | 0.99143 | 0.09408 | 0 | 0 | System Off | 1 | 0
4427 | 4427 | 2012-07-03 10:59 | 22.81 | 72.51 | 72.51 | 22.81 | 2220.06 | 2133.83 | 982.51 | 938 | 12.33 | 2227.08 | 0.78 | 0.96 | 0.93 | 0.77 | 1312.35 | 0 | 0 | 756.71 | 1.0022 | 0.09408 | 0 | 0 | System Off | 1 | 0
4428 | 4428 | 2012-07-03 11:59 | 23.5 | 64.77 | 64.77 | 23.5 | 1881.57 | 1804.82 | 813.34 | 771 | 12.71 | 1909.63 | 0.8 | 0.95 | 0.92 | 0.65 | 1106.35 | 0 | 0 | 619.03 | 0.97182 | 0.09408 | 0 | 0 | System Off | 1 | 0
4429 | 4429 | 2012-07-03 12:59 | 23.46 | 60.97 | 60.97 | 23.46 | 1700.88 | 1628.94 | 726.38 | 688 | 12.88 | 1734.4 | 0.81 | 0.94 | 0.92 | 0.59 | 1074.51 | 0 | 0 | 551.25 | 0.95441 | 0.09408 | 0 | 0 | System Off | 1 | 0
4430 | 4430 | 2012-07-03 13:59 | 23.42 | 52.13 | 52.13 | 23.42 | 1309.59 | 1247.46 | 546.2 | 514 | 13.27 | 1354.78 | 0.82 | 0.92 | 0.9 | 0.45 | 916.51 | 0 | 0 | 409.81 | 0.91848 | 0.09408 | 0 | 0 | System Off | 1 | 0
4431 | 4431 | 2012-07-03 14:59 | 23.39 | 41.75 | 41.75 | 23.39 | 837.79 | 786.39 | 343.03 | 320 | 13.64 | 888.16 | 0.82 | 0.89 | 0.86 | 0.28 | 608.23 | 0 | 0 | 253.97 | 0.90684 | 0.09408 | 0 | 0 | System Off | 1 | 0
4432 | 4432 | 2012-07-03 15:59 | 23.12 | 37.04 | 37.04 | 23.12 | 629.96 | 582.91 | 258.33 | 238 | 13.79 | 681.63 | 0.81 | 0.86 | 0.84 | 0.21 | 451.72 | 0 | 0 | 188.53 | 0.88837 | 0.09408 | 0 | 0 | System Off | 1 | 0
4433 | 4433 | 2012-07-03 16:59 | 22.85 | 28.7 | 28.7 | 22.85 | 264.11 | 224.14 | 107.98 | 100 | 13.76 | 294.36 | 0.74 | 0.76 | 0.74 | 0.08 | 161.15 | 0 | 0 | 79.24 | 0.8588 | 0.09408 | 0 | 0 | System Off | 1 | 0
4434 | 4434 | 2012-07-03 17:59 | 22.59 | 25.71 | 25.71 | 22.59 | 138.09 | 100.39 | 57.23 | 53 | 13.57 | 157.81 | 0.7 | 0.64 | 0.62 | 0.04 | 64.18 | 0 | 0 | 42.1 | 0.84775 | 0.09408 | 0 | 0 | System Off | 0 | 0
4435 | 4435 | 2012-07-03 18:59 | 21.7 | 22.47 | 22.47 | 21.7 | 33.38 | 0 | 14.57 | 13 | 13.37 | 40.68 | 0 | 0 | 0 | 0 | 0 | 0 | 0 | 10.35 | 0.83428 | 0.09408 | 0 | 0 | System Off | 0 | 0
4436 | 4436 | 2012-07-03 19:59 | 20.81 | 20.81 | 20.81 | 20.81 | 0 | 0 | 0 | 0 | 0 | 0 | 0 | 0 | 0 | 0 | 0 | 0 | 0 | 0 | 0 | 0 | 0 | 0 | System Off | 0 | 0
4437 | 4437 | 2012-07-03 20:59 | 19.92 | 19.92 | 19.92 | 19.92 | 0 | 0 | 0 | 0 | 0 | 0 | 0 | 0 | 0 | 0 | 0 | 0 | 0 | 0 | 0 | 0 | 0 | 0 | System Off | 0 | 0
4438 | 4438 | 2012-07-03 21:59 | 19.19 | 19.19 | 19.19 | 19.19 | 0 | 0 | 0 | 0 | 0 | 0 | 0 | 0 | 0 | 0 | 0 | 0 | 0 | 0 | 0 | 0 | 0 | 0 | System Off | 0 | 0
4439 | 4439 | 2012-07-03 22:59 | 18.45 | 18.45 | 18.45 | 18.45 | 0 | 0 | 0 | 0 | 0 | 0 | 0 | 0 | 0 | 0 | 0 | 0 | 0 | 0 | 0 | 0 | 0 | 0 | System Off | 0 | 0
4440 | 4440 | 2012-07-03 23:59 | 17.72 | 17.72 | 17.72 | 17.72 | 0 | 0 | 0 | 0 | 0 | 0 | 0 | 0 | 0 | 0 | 0 | 0 | 0 | 0 | 0 | 0 | 0 | 0 | System Off | 0 | 0
4441 | 4441 | 2012-07-04 00:59 | 16.89 | 16.89 | 16.89 | 16.89 | 0 | 0 | 0 | 0 | 0 | 0 | 0 | 0 | 0 | 0 | 0 | 0 | 0 | 0 | 0 | 0 | 0 | 0 | System Off | 0 | 0
4442 | 4442 | 2012-07-04 01:59 | 16.05 | 16.05 | 16.05 | 16.05 | 0 | 0 | 0 | 0 | 0 | 0 | 0 | 0 | 0 | 0 | 0 | 0 | 0 | 0 | 0 | 0 | 0 | 0 | System Off | 0 | 0
4443 | 4443 | 2012-07-04 02:59 | 15.22 | 15.22 | 15.22 | 15.22 | 0 | 0 | 0 | 0 | 0 | 0 | 0 | 0 | 0 | 0 | 0 | 0 | 0 | 0 | 0 | 0 | 0 | 0 | System Off | 0 | 0
4444 | 4444 | 2012-07-04 03:59 | 16.4 | 17.52 | 17.52 | 16.4 | 57.72 | 21.43 | 23.99 | 22 | 13.66 | 68.21 | 0.42 | 0.31 | 0.31 | 0.01 | 49.29 | 0 | 0 | 17.45 | 0.80414 | 0.09408 | 0 | 0 | System Off | 1 | 0
4445 | 4445 | 2012-07-04 04:59 | 17.59 | 21.46 | 21.46 | 17.59 | 205.52 | 166.62 | 83.44 | 76 | 14.08 | 233.78 | 0.72 | 0.71 | 0.7 | 0.06 | 348.77 | 0 | 0 | 59.98 | 0.82184 | 0.09408 | 0 | 0 | System Off | 1 | 0
4446 | 4446 | 2012-07-04 05:59 | 18.78 | 27.96 | 27.96 | 18.78 | 488.37 | 444.15 | 198.98 | 179 | 14.21 | 543.97 | 0.8 | 0.82 | 0.8 | 0.16 | 618.16 | 0 | 0 | 141.03 | 0.84936 | 0.09408 | 0 | 0 | System Off | 1 | 0
4447 | 4447 | 2012-07-04 06:59 | 20.36 | 40.96 | 40.96 | 20.36 | 1113.23 | 1055.71 | 450.11 | 419 | 13.84 | 1169.13 | 0.84 | 0.9 | 0.88 | 0.38 | 961.11 | 0 | 0 | 331.69 | 0.90745 | 0.09408 | 0 | 0 | System Off | 1 | 0
4448 | 4448 | 2012-07-04 07:59 | 21.94 | 47.81 | 47.81 | 21.94 | 1398.75 | 1334.46 | 569.81 | 538 | 13.54 | 1439.15 | 0.84 | 0.93 | 0.9 | 0.48 | 955.25 | 0 | 0 | 427.49 | 0.91355 | 0.09408 | 0 | 0 | System Off | 1 | 0
4449 | 4449 | 2012-07-04 08:59 | 23.52 | 57.17 | 57.17 | 23.52 | 1786.44 | 1712.25 | 747.26 | 709 | 13.12 | 1814.01 | 0.83 | 0.94 | 0.92 | 0.62 | 1088.5 | 0 | 0 | 566.33 | 0.95861 | 0.09408 | 0 | 0 | System Off | 1 | 0
4450 | 4450 | 2012-07-04 09:59 | 23.97 | 56.41 | 56.41 | 23.97 | 1755.45 | 1682.08 | 734.81 | 695 | 13.16 | 1789.62 | 0.83 | 0.94 | 0.92 | 0.61 | 1025.52 | 0 | 0 | 554.92 | 0.95864 | 0.09408 | 0 | 0 | System Off | 1 | 0
4451 | 4451 | 2012-07-04 10:59 | 24.41 | 56.91 | 56.91 | 24.41 | 1789.5 | 1715.22 | 750.68 | 710 | 13.13 | 1824.3 | 0.83 | 0.94 | 0.92 | 0.62 | 1054.9 | 0 | 0 | 567.1 | 0.96458 | 0.09408 | 0 | 0 | System Off | 1 | 0
4452 | 4452 | 2012-07-04 11:59 | 24.86 | 54.33 | 54.33 | 24.86 | 1664.93 | 1593.92 | 693.64 | 654 | 13.26 | 1704.49 | 0.84 | 0.94 | 0.91 | 0.58 | 977.07 | 0 | 0 | 521.5 | 0.95593 | 0.09408 | 0 | 0 | System Off | 1 | 0
4453 | 4453 | 2012-07-04 12:59 | 24.74 | 43.92 | 43.92 | 24.74 | 1088.49 | 1031.54 | 444.39 | 415 | 13.66 | 1140.53 | 0.83 | 0.9 | 0.88 | 0.37 | 680.44 | 0 | 0 | 329.26 | 0.9349 | 0.09408 | 0 | 0 | System Off | 1 | 0
4454 | 4454 | 2012-07-04 13:59 | 24.62 | 47.07 | 47.07 | 24.62 | 1250.54 | 1189.82 | 512.19 | 481 | 13.54 | 1297.58 | 0.84 | 0.92 | 0.89 | 0.43 | 874.17 | 0 | 0 | 382.2 | 0.91913 | 0.09408 | 0 | 0 | System Off | 1 | 0
4455 | 4455 | 2012-07-04 14:59 | 24.5 | 45.98 | 45.98 | 24.5 | 1179.51 | 1120.46 | 482.11 | 452 | 13.59 | 1226.93 | 0.85 | 0.91 | 0.89 | 0.41 | 866.61 | 0 | 0 | 358.93 | 0.94102 | 0.09408 | 0 | 0 | System Off | 1 | 0
4456 | 4456 | 2012-07-04 15:59 | 24.18 | 36.85 | 36.85 | 24.18 | 674.89 | 626.91 | 276.46 | 254 | 13.84 | 730.01 | 0.83 | 0.86 | 0.84 | 0.23 | 485.81 | 0 | 0 | 201.07 | 0.89826 | 0.09408 | 0 | 0 | System Off | 1 | 0
4457 | 4457 | 2012-07-04 16:59 | 23.86 | 31.2 | 31.2 | 23.86 | 333.41 | 292.15 | 155.62 | 126 | 13.78 | 420.15 | 0.71 | 0.7 | 0.68 | 0.11 | 210.04 | 0 | 0 | 99.81 | 0.8703 | 0.09408 | 0 | 0 | System Off | 1 | 0
4458 | 4458 | 2012-07-04 17:59 | 23.55 | 27.01 | 27.01 | 23.55 | 172.21 | 133.91 | 71.09 | 66 | 13.59 | 195.06 | 0.7 | 0.69 | 0.67 | 0.05 | 85.61 | 0 | 0 | 52.41 | 0.85628 | 0.09408 | 0 | 0 | System Off | 1 | 0
4459 | 4459 | 2012-07-04 18:59 | 22.43 | 23.3 | 23.3 | 22.43 | 42.29 | 6.27 | 18.34 | 17 | 12.96 | 51.03 | 0 | 0.12 | 0.12 | 0 | 3.71 | 0 | 0 | 13.61 | 0.83955 | 0.09408 | 0 | 0 | System Off | 0 | 0
4460 | 4460 | 2012-07-04 19:59 | 21.31 | 21.31 | 21.31 | 21.31 | 0 | 0 | 0 | 0 | 0 | 0 | 0 | 0 | 0 | 0 | 0 | 0 | 0 | 0 | 0 | 0 | 0 | 0 | System Off | 0 | 0
4461 | 4461 | 2012-07-04 20:59 | 20.19 | 20.19 | 20.19 | 20.19 | 0 | 0 | 0 | 0 | 0 | 0 | 0 | 0 | 0 | 0 | 0 | 0 | 0 | 0 | 0 | 0 | 0 | 0 | System Off | 0 | 0
4462 | 4462 | 2012-07-04 21:59 | 19.84 | 19.84 | 19.84 | 19.84 | 0 | 0 | 0 | 0 | 0 | 0 | 0 | 0 | 0 | 0 | 0 | 0 | 0 | 0 | 0 | 0 | 0 | 0 | System Off | 0 | 0
4463 | 4463 | 2012-07-04 22:59 | 19.48 | 19.48 | 19.48 | 19.48 | 0 | 0 | 0 | 0 | 0 | 0 | 0 | 0 | 0 | 0 | 0 | 0 | 0 | 0 | 0 | 0 | 0 | 0 | System Off | 0 | 0
4464 | 4464 | 2012-07-04 23:59 | 19.13 | 19.13 | 19.13 | 19.13 | 0 | 0 | 0 | 0 | 0 | 0 | 0 | 0 | 0 | 0 | 0 | 0 | 0 | 0 | 0 | 0 | 0 | 0 | System Off | 0 | 0
4465 | 4465 | 2012-07-05 00:59 | 18.5 | 18.5 | 18.5 | 18.5 | 0 | 0 | 0 | 0 | 0 | 0 | 0 | 0 | 0 | 0 | 0 | 0 | 0 | 0 | 0 | 0 | 0 | 0 | System Off | 0 | 0
4466 | 4466 | 2012-07-05 01:59 | 17.86 | 17.86 | 17.86 | 17.86 | 0 | 0 | 0 | 0 | 0 | 0 | 0 | 0 | 0 | 0 | 0 | 0 | 0 | 0 | 0 | 0 | 0 | 0 | System Off | 0 | 0
4467 | 4467 | 2012-07-05 02:59 | 17.23 | 17.23 | 17.23 | 17.23 | 0 | 0 | 0 | 0 | 0 | 0 | 0 | 0 | 0 | 0 | 0 | 0 | 0 | 0 | 0 | 0 | 0 | 0 | System Off | 0 | 0
4468 | 4468 | 2012-07-05 03:59 | 18.19 | 18.57 | 18.57 | 18.19 | 18.61 | 0 | 8.2 | 7 | 13.85 | 23.22 | 0 | 0 | 0 | 0 | 0 | 0 | 0 | 5.54 | 0.81188 | 0.09408 | 0 | 0 | System Off | 0 | 0
4469 | 4469 | 2012-07-05 04:59 | 19.15 | 21.62 | 21.62 | 19.15 | 96.37 | 59.41 | 53.12 | 37 | 13.57 | 148.74 | 0.38 | 0.4 | 0.39 | 0.02 | 124.36 | 0 | 0 | 29.39 | 0.82361 | 0.09408 | 0 | 0 | System Off | 1 | 0
4470 | 4470 | 2012-07-05 05:59 | 20.11 | 32.42 | 32.42 | 20.11 | 603.38 | 556.87 | 265.14 | 224 | 14.03 | 712.45 | 0.75 | 0.78 | 0.76 | 0.2 | 775.04 | 0 | 0 | 176.89 | 0.86661 | 0.09408 | 0 | 0 | System Off | 1 | 0
4471 | 4471 | 2012-07-05 06:59 | 21.36 | 43.59 | 43.59 | 21.36 | 1167.08 | 1108.32 | 476.22 | 443 | 13.72 | 1223.84 | 0.84 | 0.91 | 0.88 | 0.4 | 1009 | 0 | 0 | 351.2 | 0.91881 | 0.09408 | 0 | 0 | System Off | 1 | 0
4472 | 4472 | 2012-07-05 07:59 | 22.62 | 54.17 | 54.17 | 22.62 | 1622.08 | 1552.19 | 671.98 | 638 | 13.24 | 1652.41 | 0.83 | 0.94 | 0.92 | 0.56 | 1111.11 | 0 | 0 | 508.86 | 0.9383 | 0.09408 | 0 | 0 | System Off | 1 | 0
4473 | 4473 | 2012-07-05 08:59 | 23.87 | 63.58 | 63.58 | 23.87 | 1969.79 | 1890.63 | 841.08 | 802 | 12.79 | 1985.22 | 0.81 | 0.95 | 0.93 | 0.68 | 1201.9 | 0 | 0 | 643.27 | 0.98039 | 0.09408 | 0 | 0 | System Off | 1 | 0
4474 | 4474 | 2012-07-05 09:59 | 23.81 | 47.84 | 47.84 | 23.81 | 1223.82 | 1163.73 | 504.68 | 473 | 13.48 | 1274.46 | 0.83 | 0.91 | 0.89 | 0.42 | 709.49 | 0 | 0 | 376.15 | 0.941 | 0.09408 | 0 | 0 | System Off | 1 | 0
4475 | 4475 | 2012-07-05 10:59 | 23.74 | 69.03 | 69.03 | 23.74 | 2161.01 | 2076.49 | 943.66 | 900 | 12.51 | 2173.47 | 0.79 | 0.96 | 0.93 | 0.75 | 1277.08 | 0 | 0 | 724.45 | 1.0002 | 0.09408 | 0 | 0 | System Off | 1 | 0
4476 | 4476 | 2012-07-05 11:59 | 23.68 | 39.25 | 39.25 | 23.68 | 790.72 | 740.33 | 321.89 | 299 | 13.77 | 841.89 | 0.84 | 0.88 | 0.86 | 0.27 | 453.82 | 0 | 0 | 236.89 | 0.9043 | 0.09408 | 0 | 0 | System Off | 1 | 0
4477 | 4477 | 2012-07-05 12:59 | 23.41 | 53.27 | 53.27 | 23.41 | 1479.01 | 1412.73 | 616.8 | 581 | 13.26 | 1522.53 | 0.83 | 0.93 | 0.9 | 0.51 | 931.89 | 0 | 0 | 463.3 | 0.93188 | 0.09408 | 0 | 0 | System Off | 1 | 0
4478 | 4478 | 2012-07-05 13:59 | 23.14 | 44.56 | 44.56 | 23.14 | 1080.92 | 1024.14 | 441.94 | 413 | 13.63 | 1131.28 | 0.84 | 0.91 | 0.88 | 0.37 | 752.44 | 0 | 0 | 327.79 | 0.92422 | 0.09408 | 0 | 0 | System Off | 1 | 0
4479 | 4479 | 2012-07-05 14:59 | 22.88 | 30.7 | 30.7 | 22.88 | 398.87 | 356.38 | 161.22 | 149 | 13.94 | 436.11 | 0.81 | 0.82 | 0.8 | 0.13 | 275.64 | 0 | 0 | 117.8 | 0.8688 | 0.09408 | 0 | 0 | System Off | 1 | 0
4480 | 4480 | 2012-07-05 15:59 | 22.89 | 35.76 | 35.76 | 22.89 | 650.93 | 603.45 | 265.4 | 244 | 13.89 | 703.83 | 0.83 | 0.86 | 0.84 | 0.22 | 467.63 | 0 | 0 | 193.02 | 0.88807 | 0.09408 | 0 | 0 | System Off | 1 | 0
4481 | 4481 | 2012-07-05 16:59 | 22.9 | 27.86 | 27.86 | 22.9 | 250.77 | 211.04 | 102.28 | 94 | 13.89 | 279.71 | 0.78 | 0.75 | 0.74 | 0.08 | 151.73 | 0 | 0 | 74.36 | 0.85786 | 0.09408 | 0 | 0 | System Off | 1 | 0
4482 | 4482 | 2012-07-05 17:59 | 22.91 | 24.1 | 24.1 | 22.91 | 57.37 | 21.09 | 24.59 | 22 | 13.58 | 68.23 | 0.41 | 0.31 | 0.3 | 0.01 | 13.48 | 0 | 0 | 17.47 | 0.84346 | 0.09408 | 0 | 0 | System Off | 0 | 0
4483 | 4483 | 2012-07-05 18:59 | 21.66 | 22.42 | 22.42 | 21.66 | 37.1 | 1.16 | 16.11 | 14 | 13.8 | 44.99 | 0 | 0.03 | 0.03 | 0 | 0.69 | 0 | 0 | 11.09 | 0.83422 | 0.09408 | 0 | 0 | System Off | 0 | 0
4484 | 4484 | 2012-07-05 19:59 | 20.41 | 20.41 | 20.41 | 20.41 | 0 | 0 | 0 | 0 | 0 | 0 | 0 | 0 | 0 | 0 | 0 | 0 | 0 | 0 | 0 | 0 | 0 | 0 | System Off | 0 | 0
4485 | 4485 | 2012-07-05 20:59 | 19.16 | 19.16 | 19.16 | 19.16 | 0 | 0 | 0 | 0 | 0 | 0 | 0 | 0 | 0 | 0 | 0 | 0 | 0 | 0 | 0 | 0 | 0 | 0 | System Off | 0 | 0
4486 | 4486 | 2012-07-05 21:59 | 19.04 | 19.04 | 19.04 | 19.04 | 0 | 0 | 0 | 0 | 0 | 0 | 0 | 0 | 0 | 0 | 0 | 0 | 0 | 0 | 0 | 0 | 0 | 0 | System Off | 0 | 0
4487 | 4487 | 2012-07-05 22:59 | 18.93 | 18.93 | 18.93 | 18.93 | 0 | 0 | 0 | 0 | 0 | 0 | 0 | 0 | 0 | 0 | 0 | 0 | 0 | 0 | 0 | 0 | 0 | 0 | System Off | 0 | 0
4488 | 4488 | 2012-07-05 23:59 | 18.81 | 18.81 | 18.81 | 18.81 | 0 | 0 | 0 | 0 | 0 | 0 | 0 | 0 | 0 | 0 | 0 | 0 | 0 | 0 | 0 | 0 | 0 | 0 | System Off | 0 | 0
4489 | 4489 | 2012-07-06 00:59 | 18.43 | 18.43 | 18.43 | 18.43 | 0 | 0 | 0 | 0 | 0 | 0 | 0 | 0 | 0 | 0 | 0 | 0 | 0 | 0 | 0 | 0 | 0 | 0 | System Off | 0 | 0
4490 | 4490 | 2012-07-06 01:59 | 18.05 | 18.05 | 18.05 | 18.05 | 0 | 0 | 0 | 0 | 0 | 0 | 0 | 0 | 0 | 0 | 0 | 0 | 0 | 0 | 0 | 0 | 0 | 0 | System Off | 0 | 0
4491 | 4491 | 2012-07-06 02:59 | 17.67 | 17.67 | 17.67 | 17.67 | 0 | 0 | 0 | 0 | 0 | 0 | 0 | 0 | 0 | 0 | 0 | 0 | 0 | 0 | 0 | 0 | 0 | 0 | System Off | 0 | 0
4492 | 4492 | 2012-07-06 03:59 | 17.55 | 17.71 | 17.71 | 17.55 | 7.97 | 0 | 3.64 | 3 | 13.84 | 10.35 | 0 | 0 | 0 | 0 | 0 | 0 | 0 | 2.37 | 0.80726 | 0.09408 | 0 | 0 | System Off | 0 | 0
4493 | 4493 | 2012-07-06 04:59 | 17.43 | 20.45 | 20.45 | 17.43 | 162.9 | 124.76 | 72.68 | 60 | 14.14 | 204.41 | 0.69 | 0.61 | 0.6 | 0.05 | 261.16 | 0 | 0 | 47.32 | 0.81772 | 0.09408 | 0 | 0 | System Off | 1 | 0
4494 | 4494 | 2012-07-06 05:59 | 17.31 | 19.64 | 19.64 | 17.31 | 144.8 | 106.99 | 58.29 | 54 | 13.97 | 164.45 | 0.69 | 0.65 | 0.64 | 0.04 | 148.9 | 0 | 0 | 42.68 | 0.81584 | 0.09408 | 0 | 0 | System Off | 1 | 0
4495 | 4495 | 2012-07-06 06:59 | 17.68 | 26.89 | 26.89 | 17.68 | 599.64 | 553.2 | 234.58 | 218 | 14.33 | 643.91 | 0.85 | 0.86 | 0.84 | 0.2 | 503.63 | 0 | 0 | 171.51 | 0.85025 | 0.09408 | 0 | 0 | System Off | 1 | 0
4496 | 4496 | 2012-07-06 07:59 | 18.06 | 31.43 | 31.43 | 18.06 | 886.23 | 833.78 | 346.51 | 323 | 14.29 | 934.67 | 0.87 | 0.89 | 0.87 | 0.3 | 596.85 | 0 | 0 | 254.23 | 0.87337 | 0.09408 | 0 | 0 | System Off | 1 | 0
4497 | 4497 | 2012-07-06 08:59 | 18.43 | 25.21 | 25.21 | 18.43 | 454.39 | 410.83 | 178.53 | 165 | 14.34 | 493.21 | 0.84 | 0.83 | 0.81 | 0.15 | 261.17 | 0 | 0 | 129.78 | 0.84439 | 0.09408 | 0 | 0 | System Off | 1 | 0
4498 | 4498 | 2012-07-06 09:59 | 19.03 | 24.2 | 24.2 | 19.03 | 338.15 | 296.81 | 133.9 | 124 | 14.2 | 371.32 | 0.82 | 0.8 | 0.78 | 0.11 | 180.96 | 0 | 0 | 97.71 | 0.84001 | 0.09408 | 0 | 0 | System Off | 1 | 0
4499 | 4499 | 2012-07-06 10:59 | 19.63 | 25.25 | 25.25 | 19.63 | 360.51 | 318.75 | 143 | 132 | 14.22 | 395.01 | 0.84 | 0.81 | 0.79 | 0.12 | 196.04 | 0 | 0 | 103.98 | 0.84526 | 0.09408 | 0 | 0 | System Off | 1 | 0
4500 | 4500 | 2012-07-06 11:59 | 20.23 | 40.53 | 40.53 | 20.23 | 1270.08 | 1208.89 | 507.69 | 475 | 13.93 | 1320.99 | 0.87 | 0.92 | 0.89 | 0.44 | 741.04 | 0 | 0 | 375.6 | 0.91781 | 0.09408 | 0 | 0 | System Off | 1 | 0
4501 | 4501 | 2012-07-06 12:59 | 20.93 | 45.67 | 45.67 | 20.93 | 1501.36 | 1434.52 | 606.29 | 571 | 13.69 | 1544.88 | 0.86 | 0.93 | 0.91 | 0.52 | 946.27 | 0 | 0 | 452.83 | 0.9135 | 0.09408 | 0 | 0 | System Off | 1 | 0
4502 | 4502 | 2012-07-06 13:59 | 21.62 | 42.42 | 42.42 | 21.62 | 1241.52 | 1181.01 | 499.12 | 468 | 13.82 | 1288.84 | 0.86 | 0.92 | 0.89 | 0.43 | 867.7 | 0 | 0 | 370.58 | 0.92544 | 0.09408 | 0 | 0 | System Off | 1 | 0
4503 | 4503 | 2012-07-06 14:59 | 22.32 | 38.73 | 38.73 | 22.32 | 961.64 | 907.54 | 386.04 | 360 | 13.91 | 1011.73 | 0.85 | 0.9 | 0.88 | 0.33 | 701.93 | 0 | 0 | 284.71 | 0.90792 | 0.09408 | 0 | 0 | System Off | 1 | 0
4504 | 4504 | 2012-07-06 15:59 | 21.99 | 34.79 | 34.79 | 21.99 | 728.48 | 679.4 | 295.98 | 271 | 14 | 787.94 | 0.84 | 0.86 | 0.84 | 0.25 | 526.49 | 0 | 0 | 214.09 | 0.88779 | 0.09408 | 0 | 0 | System Off | 1 | 0
4505 | 4505 | 2012-07-06 16:59 | 21.67 | 28.65 | 28.65 | 21.67 | 357.22 | 315.52 | 158.69 | 133 | 13.99 | 432.66 | 0.69 | 0.73 | 0.71 | 0.11 | 226.84 | 0 | 0 | 105.08 | 0.85808 | 0.09408 | 0 | 0 | System Off | 1 | 0
4506 | 4506 | 2012-07-06 17:59 | 21.35 | 24.07 | 24.07 | 21.35 | 147.99 | 110.12 | 60.7 | 56 | 13.76 | 168.42 | 0.66 | 0.65 | 0.64 | 0.04 | 70.4 | 0 | 0 | 44.37 | 0.84074 | 0.09408 | 0 | 0 | System Off | 0 | 0
4507 | 4507 | 2012-07-06 18:59 | 19.9 | 20.68 | 20.68 | 19.9 | 40.23 | 4.25 | 17.26 | 16 | 13.1 | 48.51 | 0 | 0.09 | 0.09 | 0 | 2.52 | 0 | 0 | 12.78 | 0.82398 | 0.09408 | 0 | 0 | System Off | 0 | 0
4508 | 4508 | 2012-07-06 19:59 | 18.45 | 18.45 | 18.45 | 18.45 | 0 | 0 | 0 | 0 | 0 | 0 | 0 | 0 | 0 | 0 | 0 | 0 | 0 | 0 | 0 | 0 | 0 | 0 | System Off | 0 | 0
4509 | 4509 | 2012-07-06 20:59 | 17 | 17 | 17 | 17 | 0 | 0 | 0 | 0 | 0 | 0 | 0 | 0 | 0 | 0 | 0 | 0 | 0 | 0 | 0 | 0 | 0 | 0 | System Off | 0 | 0
4510 | 4510 | 2012-07-06 21:59 | 16.56 | 16.56 | 16.56 | 16.56 | 0 | 0 | 0 | 0 | 0 | 0 | 0 | 0 | 0 | 0 | 0 | 0 | 0 | 0 | 0 | 0 | 0 | 0 | System Off | 0 | 0
4511 | 4511 | 2012-07-06 22:59 | 16.12 | 16.12 | 16.12 | 16.12 | 0 | 0 | 0 | 0 | 0 | 0 | 0 | 0 | 0 | 0 | 0 | 0 | 0 | 0 | 0 | 0 | 0 | 0 | System Off | 0 | 0
4512 | 4512 | 2012-07-06 23:59 | 15.68 | 15.68 | 15.68 | 15.68 | 0 | 0 | 0 | 0 | 0 | 0 | 0 | 0 | 0 | 0 | 0 | 0 | 0 | 0 | 0 | 0 | 0 | 0 | System Off | 0 | 0
4513 | 4513 | 2012-07-07 00:59 | 15.22 | 15.22 | 15.22 | 15.22 | 0 | 0 | 0 | 0 | 0 | 0 | 0 | 0 | 0 | 0 | 0 | 0 | 0 | 0 | 0 | 0 | 0 | 0 | System Off | 0 | 0
4514 | 4514 | 2012-07-07 01:59 | 14.76 | 14.76 | 14.76 | 14.76 | 0 | 0 | 0 | 0 | 0 | 0 | 0 | 0 | 0 | 0 | 0 | 0 | 0 | 0 | 0 | 0 | 0 | 0 | System Off | 0 | 0
4515 | 4515 | 2012-07-07 02:59 | 14.31 | 14.31 | 14.31 | 14.31 | 0 | 0 | 0 | 0 | 0 | 0 | 0 | 0 | 0 | 0 | 0 | 0 | 0 | 0 | 0 | 0 | 0 | 0 | System Off | 0 | 0
4516 | 4516 | 2012-07-07 03:59 | 15.34 | 16.4 | 16.4 | 15.34 | 54.64 | 18.41 | 22.65 | 21 | 13.55 | 64.66 | 0.44 | 0.28 | 0.28 | 0.01 | 42.34 | 0 | 0 | 16.68 | 0.79764 | 0.09408 | 0 | 0 | System Off | 1 | 0
4517 | 4517 | 2012-07-07 04:59 | 16.38 | 17.51 | 17.51 | 16.38 | 56.97 | 20.7 | 23.68 | 22 | 13.49 | 67.34 | 0.42 | 0.31 | 0.3 | 0.01 | 43.33 | 0 | 0 | 17.49 | 0.80403 | 0.09408 | 0 | 0 | System Off | 1 | 0
4518 | 4518 | 2012-07-07 05:59 | 17.42 | 25.27 | 25.27 | 17.42 | 407.43 | 364.77 | 162.89 | 149 | 14.24 | 449.88 | 0.8 | 0.81 | 0.79 | 0.13 | 507.69 | 0 | 0 | 117.35 | 0.83512 | 0.09408 | 0 | 0 | System Off | 1 | 0
4519 | 4519 | 2012-07-07 06:59 | 18.49 | 23.36 | 23.36 | 18.49 | 262.69 | 222.75 | 104.75 | 97 | 14.1 | 291.41 | 0.76 | 0.76 | 0.75 | 0.08 | 202.79 | 0 | 0 | 76.53 | 0.83142 | 0.09408 | 0 | 0 | System Off | 1 | 0
4520 | 4520 | 2012-07-07 07:59 | 19.57 | 32.99 | 32.99 | 19.57 | 753.97 | 704.35 | 299.04 | 278 | 14.13 | 801.74 | 0.84 | 0.88 | 0.86 | 0.25 | 504.2 | 0 | 0 | 219.27 | 0.87396 | 0.09408 | 0 | 0 | System Off | 1 | 0
4521 | 4521 | 2012-07-07 08:59 | 20.64 | 57.71 | 57.71 | 20.64 | 2060.1 | 1978.43 | 855.45 | 817 | 13.13 | 2071.75 | 0.84 | 0.95 | 0.93 | 0.72 | 1257.72 | 0 | 0 | 652.51 | 0.96165 | 0.09408 | 0 | 0 | System Off | 1 | 0
4522 | 4522 | 2012-07-07 09:59 | 21.09 | 27.28 | 27.28 | 21.09 | 345.45 | 303.97 | 138.45 | 128 | 14.06 | 379.47 | 0.79 | 0.8 | 0.78 | 0.11 | 185.32 | 0 | 0 | 101.05 | 0.85348 | 0.09408 | 0 | 0 | System Off | 1 | 0
4523 | 4523 | 2012-07-07 10:59 | 21.53 | 67.29 | 67.29 | 21.53 | 2292.17 | 2203.84 | 989.49 | 945 | 12.63 | 2297.03 | 0.81 | 0.96 | 0.93 | 0.8 | 1355.41 | 0 | 0 | 759.47 | 0.99443 | 0.09408 | 0 | 0 | System Off | 1 | 0
4524 | 4524 | 2012-07-07 11:59 | 21.97 | 45.72 | 45.72 | 21.97 | 1212.83 | 1153 | 496.41 | 464 | 13.61 | 1264.62 | 0.85 | 0.91 | 0.89 | 0.42 | 706.78 | 0 | 0 | 368.35 | 0.92712 | 0.09408 | 0 | 0 | System Off | 1 | 0
4525 | 4525 | 2012-07-07 12:59 | 21.89 | 38.45 | 38.45 | 21.89 | 868.77 | 816.7 | 350.81 | 326 | 13.88 | 920.43 | 0.86 | 0.89 | 0.87 | 0.3 | 538.73 | 0 | 0 | 257.93 | 0.89835 | 0.09408 | 0 | 0 | System Off | 1 | 0
4526 | 4526 | 2012-07-07 13:59 | 21.81 | 48.64 | 48.64 | 21.81 | 1407.4 | 1342.89 | 575.89 | 543 | 13.5 | 1449.48 | 0.85 | 0.93 | 0.9 | 0.49 | 986.63 | 0 | 0 | 431.69 | 0.91378 | 0.09408 | 0 | 0 | System Off | 1 | 0
4527 | 4527 | 2012-07-07 14:59 | 21.73 | 43.48 | 43.48 | 21.73 | 1169.79 | 1110.96 | 473.47 | 444 | 13.72 | 1217.29 | 0.84 | 0.91 | 0.89 | 0.4 | 859.27 | 0 | 0 | 351.99 | 0.92138 | 0.09408 | 0 | 0 | System Off | 1 | 0
4528 | 4528 | 2012-07-07 15:59 | 21.51 | 37.8 | 37.8 | 21.51 | 835.4 | 784.05 | 346.7 | 313 | 13.9 | 912.01 | 0.81 | 0.86 | 0.84 | 0.28 | 607.59 | 0 | 0 | 247.58 | 0.89331 | 0.09408 | 0 | 0 | System Off | 1 | 0
4529 | 4529 | 2012-07-07 16:59 | 21.29 | 28.59 | 28.59 | 21.29 | 318.2 | 277.23 | 151.8 | 119 | 13.93 | 413.98 | 0.66 | 0.67 | 0.65 | 0.1 | 199.31 | 0 | 0 | 94.1 | 0.85295 | 0.09408 | 0 | 0 | System Off | 1 | 0
4530 | 4530 | 2012-07-07 17:59 | 21.07 | 23.12 | 23.12 | 21.07 | 99.6 | 62.59 | 41.63 | 38 | 13.65 | 115.92 | 0.48 | 0.54 | 0.53 | 0.02 | 40.01 | 0 | 0 | 30.15 | 0.83545 | 0.09408 | 0 | 0 | System Off | 0 | 0
4531 | 4531 | 2012-07-07 18:59 | 19.88 | 20.65 | 20.65 | 19.88 | 37.38 | 1.44 | 16.09 | 14 | 13.91 | 45.23 | 0 | 0.03 | 0.03 | 0 | 0.85 | 0 | 0 | 11.07 | 0.82343 | 0.09408 | 0 | 0 | System Off | 0 | 0
4532 | 4532 | 2012-07-07 19:59 | 18.69 | 18.69 | 18.69 | 18.69 | 0 | 0 | 0 | 0 | 0 | 0 | 0 | 0 | 0 | 0 | 0 | 0 | 0 | 0 | 0 | 0 | 0 | 0 | System Off | 0 | 0
4533 | 4533 | 2012-07-07 20:59 | 17.5 | 17.5 | 17.5 | 17.5 | 0 | 0 | 0 | 0 | 0 | 0 | 0 | 0 | 0 | 0 | 0 | 0 | 0 | 0 | 0 | 0 | 0 | 0 | System Off | 0 | 0
4534 | 4534 | 2012-07-07 21:59 | 17.53 | 17.53 | 17.53 | 17.53 | 0 | 0 | 0 | 0 | 0 | 0 | 0 | 0 | 0 | 0 | 0 | 0 | 0 | 0 | 0 | 0 | 0 | 0 | System Off | 0 | 0
4535 | 4535 | 2012-07-07 22:59 | 17.57 | 17.57 | 17.57 | 17.57 | 0 | 0 | 0 | 0 | 0 | 0 | 0 | 0 | 0 | 0 | 0 | 0 | 0 | 0 | 0 | 0 | 0 | 0 | System Off | 0 | 0
4536 | 4536 | 2012-07-07 23:59 | 17.6 | 17.6 | 17.6 | 17.6 | 0 | 0 | 0 | 0 | 0 | 0 | 0 | 0 | 0 | 0 | 0 | 0 | 0 | 0 | 0 | 0 | 0 | 0 | System Off | 0 | 0
4537 | 4537 | 2012-07-08 00:59 | 17.65 | 17.65 | 17.65 | 17.65 | 0 | 0 | 0 | 0 | 0 | 0 | 0 | 0 | 0 | 0 | 0 | 0 | 0 | 0 | 0 | 0 | 0 | 0 | System Off | 0 | 0
4538 | 4538 | 2012-07-08 01:59 | 17.69 | 17.69 | 17.69 | 17.69 | 0 | 0 | 0 | 0 | 0 | 0 | 0 | 0 | 0 | 0 | 0 | 0 | 0 | 0 | 0 | 0 | 0 | 0 | System Off | 0 | 0
4539 | 4539 | 2012-07-08 02:59 | 17.74 | 17.74 | 17.74 | 17.74 | 0 | 0 | 0 | 0 | 0 | 0 | 0 | 0 | 0 | 0 | 0 | 0 | 0 | 0 | 0 | 0 | 0 | 0 | System Off | 0 | 0
4540 | 4540 | 2012-07-08 03:59 | 17.78 | 17.93 | 17.93 | 17.78 | 7.96 | 0 | 3.64 | 3 | 13.82 | 10.34 | 0 | 0 | 0 | 0 | 0 | 0 | 0 | 2.38 | 0.80864 | 0.09408 | 0 | 0 | System Off | 0 | 0
4541 | 4541 | 2012-07-08 04:59 | 17.83 | 18.42 | 18.42 | 17.83 | 34.09 | 0 | 14.57 | 13 | 13.66 | 41.3 | 0 | 0 | 0 | 0 | 0 | 0 | 0 | 10.31 | 0.81091 | 0.09408 | 0 | 0 | System Off | 0 | 0
4542 | 4542 | 2012-07-08 05:59 | 17.88 | 18.95 | 18.95 | 17.88 | 65.73 | 29.3 | 27.33 | 25 | 13.69 | 77.28 | 0.37 | 0.38 | 0.37 | 0.01 | 40.78 | 0 | 0 | 19.83 | 0.81358 | 0.09408 | 0 | 0 | System Off | 0 | 0
4543 | 4543 | 2012-07-08 06:59 | 17.67 | 19.3 | 19.3 | 17.67 | 105.01 | 67.9 | 42.81 | 39 | 14.02 | 120.92 | 0.47 | 0.56 | 0.55 | 0.02 | 61.81 | 0 | 0 | 30.8 | 0.81505 | 0.09408 | 0 | 0 | System Off | 0 | 0
4544 | 4544 | 2012-07-08 07:59 | 17.46 | 19.65 | 19.65 | 17.46 | 147.16 | 109.3 | 59.21 | 55 | 13.94 | 167.01 | 0.68 | 0.65 | 0.64 | 0.04 | 78.24 | 0 | 0 | 43.49 | 0.81695 | 0.09408 | 0 | 0 | System Off | 1 | 0
4545 | 4545 | 2012-07-08 08:59 | 17.25 | 20.56 | 20.56 | 17.25 | 232.26 | 192.87 | 92 | 85 | 14.23 | 258.63 | 0.76 | 0.75 | 0.73 | 0.07 | 122.61 | 0 | 0 | 66.95 | 0.82152 | 0.09408 | 0 | 0 | System Off | 1 | 0
4546 | 4546 | 2012-07-08 09:59 | 17.45 | 27.82 | 27.82 | 17.45 | 766.08 | 716.21 | 297.93 | 277 | 14.4 | 814.91 | 0.87 | 0.88 | 0.86 | 0.26 | 436.65 | 0 | 0 | 217.71 | 0.86041 | 0.09408 | 0 | 0 | System Off | 1 | 0
4547 | 4547 | 2012-07-08 10:59 | 17.64 | 20.09 | 20.09 | 17.64 | 182.45 | 143.97 | 72.87 | 67 | 14.18 | 205.21 | 0.69 | 0.7 | 0.69 | 0.05 | 88.54 | 0 | 0 | 52.81 | 0.82035 | 0.09408 | 0 | 0 | System Off | 1 | 0
4548 | 4548 | 2012-07-08 11:59 | 17.84 | 34.21 | 34.21 | 17.84 | 1287.31 | 1225.72 | 501.44 | 469 | 14.3 | 1337.97 | 0.88 | 0.92 | 0.89 | 0.44 | 751.36 | 0 | 0 | 369.12 | 0.90096 | 0.09408 | 0 | 0 | System Off | 1 | 0
4549 | 4549 | 2012-07-08 12:59 | 18.68 | 24.36 | 24.36 | 18.68 | 446.37 | 402.96 | 174.88 | 162 | 14.35 | 484.7 | 0.86 | 0.83 | 0.81 | 0.15 | 265.81 | 0 | 0 | 127.41 | 0.84533 | 0.09408 | 0 | 0 | System Off | 1 | 0
4550 | 4550 | 2012-07-08 13:59 | 19.52 | 42.91 | 42.91 | 19.52 | 1841.87 | 1766.19 | 723.43 | 688 | 13.94 | 1864.32 | 0.88 | 0.95 | 0.92 | 0.64 | 1297.63 | 0 | 0 | 543.91 | 0.92727 | 0.09408 | 0 | 0 | System Off | 1 | 0
4551 | 4551 | 2012-07-08 14:59 | 20.36 | 32.19 | 32.19 | 20.36 | 939.91 | 886.29 | 367.93 | 343 | 14.27 | 989.5 | 0.87 | 0.9 | 0.88 | 0.32 | 685.5 | 0 | 0 | 270.04 | 0.89177 | 0.09408 | 0 | 0 | System Off | 1 | 0
4552 | 4552 | 2012-07-08 15:59 | 19.68 | 26.3 | 26.3 | 19.68 | 513.35 | 468.63 | 202.01 | 187 | 14.3 | 555.75 | 0.84 | 0.84 | 0.82 | 0.17 | 363.16 | 0 | 0 | 147.17 | 0.85644 | 0.09408 | 0 | 0 | System Off | 1 | 0
4553 | 4553 | 2012-07-08 16:59 | 19.01 | 24.37 | 24.37 | 19.01 | 376.81 | 334.74 | 160.36 | 138 | 14.22 | 444.43 | 0.75 | 0.75 | 0.74 | 0.12 | 240.66 | 0 | 0 | 108.71 | 0.84265 | 0.09408 | 0 | 0 | System Off | 1 | 0
4554 | 4554 | 2012-07-08 17:59 | 18.34 | 20.6 | 20.6 | 18.34 | 164.89 | 126.72 | 66.3 | 61 | 14.08 | 186.36 | 0.75 | 0.68 | 0.67 | 0.05 | 81.01 | 0 | 0 | 48.14 | 0.82341 | 0.09408 | 0 | 0 | System Off | 1 | 0
4555 | 4555 | 2012-07-08 18:59 | 17.7 | 17.83 | 17.83 | 17.7 | 7.96 | 0 | 3.64 | 3 | 13.82 | 10.35 | 0 | 0 | 0 | 0 | 0 | 0 | 0 | 2.38 | 0.80816 | 0.09408 | 0 | 0 | System Off | 0 | 0
4556 | 4556 | 2012-07-08 19:59 | 17.07 | 17.07 | 17.07 | 17.07 | 0 | 0 | 0 | 0 | 0 | 0 | 0 | 0 | 0 | 0 | 0 | 0 | 0 | 0 | 0 | 0 | 0 | 0 | System Off | 0 | 0
4557 | 4557 | 2012-07-08 20:59 | 16.43 | 16.43 | 16.43 | 16.43 | 0 | 0 | 0 | 0 | 0 | 0 | 0 | 0 | 0 | 0 | 0 | 0 | 0 | 0 | 0 | 0 | 0 | 0 | System Off | 0 | 0
4558 | 4558 | 2012-07-08 21:59 | 16.28 | 16.28 | 16.28 | 16.28 | 0 | 0 | 0 | 0 | 0 | 0 | 0 | 0 | 0 | 0 | 0 | 0 | 0 | 0 | 0 | 0 | 0 | 0 | System Off | 0 | 0
4559 | 4559 | 2012-07-08 22:59 | 16.13 | 16.13 | 16.13 | 16.13 | 0 | 0 | 0 | 0 | 0 | 0 | 0 | 0 | 0 | 0 | 0 | 0 | 0 | 0 | 0 | 0 | 0 | 0 | System Off | 0 | 0
4560 | 4560 | 2012-07-08 23:59 | 15.98 | 15.98 | 15.98 | 15.98 | 0 | 0 | 0 | 0 | 0 | 0 | 0 | 0 | 0 | 0 | 0 | 0 | 0 | 0 | 0 | 0 | 0 | 0 | System Off | 0 | 0
4561 | 4561 | 2012-07-09 00:59 | 15.59 | 15.59 | 15.59 | 15.59 | 0 | 0 | 0 | 0 | 0 | 0 | 0 | 0 | 0 | 0 | 0 | 0 | 0 | 0 | 0 | 0 | 0 | 0 | System Off | 0 | 0
4562 | 4562 | 2012-07-09 01:59 | 15.2 | 15.2 | 15.2 | 15.2 | 0 | 0 | 0 | 0 | 0 | 0 | 0 | 0 | 0 | 0 | 0 | 0 | 0 | 0 | 0 | 0 | 0 | 0 | System Off | 0 | 0
4563 | 4563 | 2012-07-09 02:59 | 14.81 | 14.81 | 14.81 | 14.81 | 0 | 0 | 0 | 0 | 0 | 0 | 0 | 0 | 0 | 0 | 0 | 0 | 0 | 0 | 0 | 0 | 0 | 0 | System Off | 0 | 0
4564 | 4564 | 2012-07-09 03:59 | 15.2 | 16.04 | 16.04 | 15.2 | 50.65 | 14.49 | 21.04 | 19 | 13.88 | 60.15 | 0.48 | 0.24 | 0.24 | 0.01 | 33.32 | 0 | 0 | 15.03 | 0.7964 | 0.09408 | 0 | 0 | System Off | 1 | 0
4565 | 4565 | 2012-07-09 04:59 | 15.59 | 18.35 | 18.35 | 15.59 | 172.81 | 134.49 | 68.94 | 63 | 14.29 | 195.41 | 0.73 | 0.69 | 0.67 | 0.05 | 281.53 | 0 | 0 | 49.59 | 0.80725 | 0.09408 | 0 | 0 | System Off | 1 | 0
4566 | 4566 | 2012-07-09 05:59 | 15.99 | 26.29 | 26.29 | 15.99 | 597.43 | 551.04 | 254.45 | 216 | 14.41 | 700.05 | 0.79 | 0.79 | 0.77 | 0.2 | 766.93 | 0 | 0 | 169.76 | 0.83947 | 0.09408 | 0 | 0 | System Off | 1 | 0
4567 | 4567 | 2012-07-09 06:59 | 17.05 | 33.83 | 33.83 | 17.05 | 1100.4 | 1043.17 | 432.53 | 402 | 14.26 | 1155.82 | 0.88 | 0.9 | 0.88 | 0.38 | 949.69 | 0 | 0 | 316.55 | 0.88273 | 0.09408 | 0 | 0 | System Off | 1 | 0
4568 | 4568 | 2012-07-09 07:59 | 18.1 | 36.95 | 36.95 | 18.1 | 1292.84 | 1231.11 | 506.36 | 476 | 14.15 | 1336.55 | 0.89 | 0.92 | 0.9 | 0.45 | 881.27 | 0 | 0 | 375.34 | 0.90418 | 0.09408 | 0 | 0 | System Off | 1 | 0
4569 | 4569 | 2012-07-09 08:59 | 19.16 | 38.6 | 38.6 | 19.16 | 1379.1 | 1315.28 | 542.98 | 510 | 14.08 | 1423.8 | 0.88 | 0.92 | 0.9 | 0.48 | 836.15 | 0 | 0 | 402.47 | 0.91781 | 0.09408 | 0 | 0 | System Off | 1 | 0
4570 | 4570 | 2012-07-09 09:59 | 19.59 | 47.08 | 47.08 | 19.59 | 1908.55 | 1831.07 | 764.99 | 725 | 13.71 | 1937.97 | 0.86 | 0.94 | 0.92 | 0.66 | 1116.35 | 0 | 0 | 574.85 | 0.93543 | 0.09408 | 0 | 0 | System Off | 1 | 0
4571 | 4571 | 2012-07-09 10:59 | 20.01 | 23.13 | 23.13 | 20.01 | 215.39 | 176.31 | 86.53 | 80 | 14.02 | 240.94 | 0.69 | 0.73 | 0.72 | 0.06 | 108.43 | 0 | 0 | 63.18 | 0.83731 | 0.09408 | 0 | 0 | System Off | 1 | 0
4572 | 4572 | 2012-07-09 11:59 | 20.44 | 28.91 | 28.91 | 20.44 | 593.03 | 546.72 | 234.09 | 217 | 14.23 | 637.63 | 0.85 | 0.86 | 0.84 | 0.2 | 335.14 | 0 | 0 | 170.92 | 0.86714 | 0.09408 | 0 | 0 | System Off | 1 | 0
4573 | 4573 | 2012-07-09 12:59 | 20.11 | 44.99 | 44.99 | 20.11 | 1737.01 | 1664.12 | 693.5 | 655 | 13.81 | 1772.02 | 0.87 | 0.94 | 0.92 | 0.6 | 1097.72 | 0 | 0 | 518.68 | 0.92474 | 0.09408 | 0 | 0 | System Off | 1 | 0
4574 | 4574 | 2012-07-09 13:59 | 19.78 | 34.91 | 34.91 | 19.78 | 1080.09 | 1023.33 | 424.59 | 397 | 14.17 | 1129.81 | 0.87 | 0.91 | 0.88 | 0.37 | 751.84 | 0 | 0 | 312.96 | 0.89901 | 0.09408 | 0 | 0 | System Off | 1 | 0
4575 | 4575 | 2012-07-09 14:59 | 19.45 | 34.6 | 34.6 | 19.45 | 1093.55 | 1036.49 | 428.75 | 401 | 14.2 | 1142.23 | 0.86 | 0.91 | 0.89 | 0.37 | 801.66 | 0 | 0 | 315.97 | 0.89769 | 0.09408 | 0 | 0 | System Off | 1 | 0
4576 | 4576 | 2012-07-09 15:59 | 19.13 | 30.77 | 30.77 | 19.13 | 793.35 | 742.9 | 317.6 | 290 | 14.25 | 858.9 | 0.85 | 0.86 | 0.85 | 0.27 | 575.7 | 0 | 0 | 228.38 | 0.87352 | 0.09408 | 0 | 0 | System Off | 1 | 0
4577 | 4577 | 2012-07-09 16:59 | 18.81 | 23.29 | 23.29 | 18.81 | 295.51 | 254.96 | 117.84 | 108 | 14.25 | 327.92 | 0.76 | 0.78 | 0.76 | 0.09 | 183.3 | 0 | 0 | 85.05 | 0.8355 | 0.09408 | 0 | 0 | System Off | 1 | 0
4578 | 4578 | 2012-07-09 17:59 | 18.5 | 20.89 | 20.89 | 18.5 | 149.74 | 111.84 | 60.53 | 56 | 13.93 | 169.96 | 0.66 | 0.66 | 0.64 | 0.04 | 71.5 | 0 | 0 | 44.28 | 0.82341 | 0.09408 | 0 | 0 | System Off | 0 | 0
4579 | 4579 | 2012-07-09 18:59 | 17.62 | 17.96 | 17.96 | 17.62 | 18.67 | 0 | 8.2 | 7 | 13.89 | 23.27 | 0 | 0 | 0 | 0 | 0 | 0 | 0 | 5.54 | 0.80847 | 0.09408 | 0 | 0 | System Off | 0 | 0
4580 | 4580 | 2012-07-09 19:59 | 16.73 | 16.73 | 16.73 | 16.73 | 0 | 0 | 0 | 0 | 0 | 0 | 0 | 0 | 0 | 0 | 0 | 0 | 0 | 0 | 0 | 0 | 0 | 0 | System Off | 0 | 0
4581 | 4581 | 2012-07-09 20:59 | 15.85 | 15.85 | 15.85 | 15.85 | 0 | 0 | 0 | 0 | 0 | 0 | 0 | 0 | 0 | 0 | 0 | 0 | 0 | 0 | 0 | 0 | 0 | 0 | System Off | 0 | 0
4582 | 4582 | 2012-07-09 21:59 | 15.53 | 15.53 | 15.53 | 15.53 | 0 | 0 | 0 | 0 | 0 | 0 | 0 | 0 | 0 | 0 | 0 | 0 | 0 | 0 | 0 | 0 | 0 | 0 | System Off | 0 | 0
4583 | 4583 | 2012-07-09 22:59 | 15.22 | 15.22 | 15.22 | 15.22 | 0 | 0 | 0 | 0 | 0 | 0 | 0 | 0 | 0 | 0 | 0 | 0 | 0 | 0 | 0 | 0 | 0 | 0 | System Off | 0 | 0
4584 | 4584 | 2012-07-09 23:59 | 14.9 | 14.9 | 14.9 | 14.9 | 0 | 0 | 0 | 0 | 0 | 0 | 0 | 0 | 0 | 0 | 0 | 0 | 0 | 0 | 0 | 0 | 0 | 0 | System Off | 0 | 0
4585 | 4585 | 2012-07-10 00:59 | 14.34 | 14.34 | 14.34 | 14.34 | 0 | 0 | 0 | 0 | 0 | 0 | 0 | 0 | 0 | 0 | 0 | 0 | 0 | 0 | 0 | 0 | 0 | 0 | System Off | 0 | 0
4586 | 4586 | 2012-07-10 01:59 | 13.77 | 13.77 | 13.77 | 13.77 | 0 | 0 | 0 | 0 | 0 | 0 | 0 | 0 | 0 | 0 | 0 | 0 | 0 | 0 | 0 | 0 | 0 | 0 | System Off | 0 | 0
4587 | 4587 | 2012-07-10 02:59 | 13.21 | 13.21 | 13.21 | 13.21 | 0 | 0 | 0 | 0 | 0 | 0 | 0 | 0 | 0 | 0 | 0 | 0 | 0 | 0 | 0 | 0 | 0 | 0 | System Off | 0 | 0
4588 | 4588 | 2012-07-10 03:59 | 14.26 | 14.48 | 14.48 | 14.26 | 10.26 | 0 | 4.55 | 4 | 13.36 | 13.09 | 0 | 0 | 0 | 0 | 0 | 0 | 0 | 3.19 | 0.78793 | 0.09408 | 0 | 0 | System Off | 0 | 0
4589 | 4589 | 2012-07-10 04:59 | 15.31 | 16.46 | 16.46 | 15.31 | 57.26 | 20.98 | 23.68 | 22 | 13.56 | 67.6 | 0.42 | 0.31 | 0.3 | 0.01 | 43.92 | 0 | 0 | 17.48 | 0.79766 | 0.09408 | 0 | 0 | System Off | 1 | 0
4590 | 4590 | 2012-07-10 05:59 | 16.36 | 22.12 | 22.12 | 16.36 | 295.46 | 254.91 | 116.91 | 108 | 14.25 | 326.77 | 0.77 | 0.78 | 0.76 | 0.09 | 354.79 | 0 | 0 | 85.05 | 0.82066 | 0.09408 | 0 | 0 | System Off | 1 | 0
4591 | 4591 | 2012-07-10 06:59 | 17.27 | 35.3 | 35.3 | 17.27 | 955.04 | 901.08 | 379.69 | 353 | 14.09 | 1008.76 | 0.87 | 0.89 | 0.87 | 0.33 | 820.34 | 0 | 0 | 278.55 | 0.87456 | 0.09408 | 0 | 0 | System Off | 1 | 0
4592 | 4592 | 2012-07-10 07:59 | 18.18 | 42.92 | 42.92 | 18.18 | 1348.3 | 1285.24 | 539.53 | 508 | 13.82 | 1390.31 | 0.85 | 0.92 | 0.9 | 0.46 | 920.02 | 0 | 0 | 402.22 | 0.91149 | 0.09408 | 0 | 0 | System Off | 1 | 0
4593 | 4593 | 2012-07-10 08:59 | 19.09 | 53.32 | 53.32 | 19.09 | 1883.24 | 1806.45 | 772.58 | 734 | 13.36 | 1906.64 | 0.84 | 0.95 | 0.92 | 0.65 | 1148.38 | 0 | 0 | 584.53 | 0.93465 | 0.09408 | 0 | 0 | System Off | 1 | 0
4594 | 4594 | 2012-07-10 09:59 | 19.46 | 31.49 | 31.49 | 19.46 | 704.61 | 656.03 | 279.08 | 259 | 14.17 | 752.61 | 0.86 | 0.87 | 0.85 | 0.24 | 399.96 | 0 | 0 | 204.17 | 0.86946 | 0.09408 | 0 | 0 | System Off | 1 | 0
4595 | 4595 | 2012-07-10 10:59 | 19.83 | 47.75 | 47.75 | 19.83 | 1640.03 | 1569.67 | 665.7 | 627 | 13.62 | 1681.72 | 0.86 | 0.93 | 0.91 | 0.57 | 965.38 | 0 | 0 | 497.69 | 0.91773 | 0.09408 | 0 | 0 | System Off | 1 | 0
4596 | 4596 | 2012-07-10 11:59 | 20.2 | 25.89 | 25.89 | 20.2 | 349.94 | 308.37 | 139.36 | 129 | 14.13 | 384 | 0.79 | 0.8 | 0.79 | 0.11 | 189.03 | 0 | 0 | 101.74 | 0.84819 | 0.09408 | 0 | 0 | System Off | 1 | 0
4597 | 4597 | 2012-07-10 12:59 | 19.84 | 33.1 | 33.1 | 19.84 | 829.43 | 778.21 | 328.36 | 305 | 14.16 | 879.98 | 0.85 | 0.88 | 0.86 | 0.28 | 513.34 | 0 | 0 | 240.45 | 0.88101 | 0.09408 | 0 | 0 | System Off | 1 | 0
4598 | 4598 | 2012-07-10 13:59 | 19.47 | 22.27 | 22.27 | 19.47 | 173.59 | 135.27 | 70.14 | 65 | 13.91 | 195.92 | 0.71 | 0.69 | 0.68 | 0.05 | 99.38 | 0 | 0 | 51.41 | 0.83107 | 0.09408 | 0 | 0 | System Off | 1 | 0
4599 | 4599 | 2012-07-10 14:59 | 19.11 | 33.15 | 33.15 | 19.11 | 904.04 | 851.2 | 355.88 | 332 | 14.18 | 953.54 | 0.87 | 0.89 | 0.87 | 0.31 | 658.36 | 0 | 0 | 261.67 | 0.8818 | 0.09408 | 0 | 0 | System Off | 1 | 0
4600 | 4600 | 2012-07-10 15:59 | 18.82 | 24.87 | 24.87 | 18.82 | 388.54 | 346.25 | 153.46 | 142 | 14.25 | 424.49 | 0.85 | 0.82 | 0.8 | 0.13 | 268.32 | 0 | 0 | 111.82 | 0.84227 | 0.09408 | 0 | 0 | System Off | 1 | 0
4601 | 4601 | 2012-07-10 16:59 | 18.53 | 19.53 | 19.53 | 18.53 | 60.97 | 24.62 | 25.5 | 23 | 13.81 | 71.97 | 0.39 | 0.34 | 0.33 | 0.01 | 17.7 | 0 | 0 | 18.21 | 0.81708 | 0.09408 | 0 | 0 | System Off | 0 | 0
4602 | 4602 | 2012-07-10 17:59 | 18.24 | 18.74 | 18.74 | 18.24 | 29.58 | 0 | 12.75 | 11 | 14.01 | 36.09 | 0 | 0 | 0 | 0 | 0 | 0 | 0 | 8.69 | 0.81296 | 0.09408 | 0 | 0 | System Off | 0 | 0
4603 | 4603 | 2012-07-10 18:59 | 17.35 | 17.94 | 17.94 | 17.35 | 33.18 | 0 | 14.19 | 13 | 13.29 | 40.28 | 0 | 0 | 0 | 0 | 0 | 0 | 0 | 10.36 | 0.80805 | 0.09408 | 0 | 0 | System Off | 0 | 0
4604 | 4604 | 2012-07-10 19:59 | 16.46 | 16.46 | 16.46 | 16.46 | 0 | 0 | 0 | 0 | 0 | 0 | 0 | 0 | 0 | 0 | 0 | 0 | 0 | 0 | 0 | 0 | 0 | 0 | System Off | 0 | 0
4605 | 4605 | 2012-07-10 20:59 | 15.57 | 15.57 | 15.57 | 15.57 | 0 | 0 | 0 | 0 | 0 | 0 | 0 | 0 | 0 | 0 | 0 | 0 | 0 | 0 | 0 | 0 | 0 | 0 | System Off | 0 | 0
4606 | 4606 | 2012-07-10 21:59 | 15.38 | 15.38 | 15.38 | 15.38 | 0 | 0 | 0 | 0 | 0 | 0 | 0 | 0 | 0 | 0 | 0 | 0 | 0 | 0 | 0 | 0 | 0 | 0 | System Off | 0 | 0
4607 | 4607 | 2012-07-10 22:59 | 15.18 | 15.18 | 15.18 | 15.18 | 0 | 0 | 0 | 0 | 0 | 0 | 0 | 0 | 0 | 0 | 0 | 0 | 0 | 0 | 0 | 0 | 0 | 0 | System Off | 0 | 0
4608 | 4608 | 2012-07-10 23:59 | 14.99 | 14.99 | 14.99 | 14.99 | 0 | 0 | 0 | 0 | 0 | 0 | 0 | 0 | 0 | 0 | 0 | 0 | 0 | 0 | 0 | 0 | 0 | 0 | System Off | 0 | 0
4609 | 4609 | 2012-07-11 00:59 | 14.59 | 14.59 | 14.59 | 14.59 | 0 | 0 | 0 | 0 | 0 | 0 | 0 | 0 | 0 | 0 | 0 | 0 | 0 | 0 | 0 | 0 | 0 | 0 | System Off | 0 | 0
4610 | 4610 | 2012-07-11 01:59 | 14.19 | 14.19 | 14.19 | 14.19 | 0 | 0 | 0 | 0 | 0 | 0 | 0 | 0 | 0 | 0 | 0 | 0 | 0 | 0 | 0 | 0 | 0 | 0 | System Off | 0 | 0
4611 | 4611 | 2012-07-11 02:59 | 13.8 | 13.8 | 13.8 | 13.8 | 0 | 0 | 0 | 0 | 0 | 0 | 0 | 0 | 0 | 0 | 0 | 0 | 0 | 0 | 0 | 0 | 0 | 0 | System Off | 0 | 0
4612 | 4612 | 2012-07-11 03:59 | 14.27 | 14.38 | 14.38 | 14.27 | 6 | 0 | 2.73 | 2 | 15.62 | 7.86 | 0 | 0 | 0 | 0 | 0 | 0 | 0 | 1.55 | 0.78758 | 0.09408 | 0 | 0 | System Off | 0 | 0
4613 | 4613 | 2012-07-11 04:59 | 14.74 | 17.35 | 17.35 | 14.74 | 164.49 | 126.32 | 65.39 | 60 | 14.28 | 186.02 | 0.76 | 0.68 | 0.66 | 0.05 | 264.42 | 0 | 0 | 47.23 | 0.8016 | 0.09408 | 0 | 0 | System Off | 1 | 0
4614 | 4614 | 2012-07-11 05:59 | 15.22 | 16.25 | 16.25 | 15.22 | 64.26 | 27.86 | 26.41 | 24 | 13.95 | 75.45 | 0.38 | 0.37 | 0.36 | 0.01 | 38.78 | 0 | 0 | 18.97 | 0.79749 | 0.09408 | 0 | 0 | System Off | 0 | 0
4615 | 4615 | 2012-07-11 06:59 | 15.45 | 17.66 | 17.66 | 15.45 | 146.12 | 108.28 | 58.29 | 54 | 14.09 | 165.66 | 0.69 | 0.65 | 0.64 | 0.04 | 98.58 | 0 | 0 | 42.61 | 0.80469 | 0.09408 | 0 | 0 | System Off | 1 | 0
4616 | 4616 | 2012-07-11 07:59 | 15.67 | 22.4 | 22.4 | 15.67 | 472.1 | 428.19 | 183.08 | 170 | 14.46 | 511.17 | 0.82 | 0.84 | 0.82 | 0.15 | 306.51 | 0 | 0 | 133.51 | 0.82851 | 0.09408 | 0 | 0 | System Off | 1 | 0
4617 | 4617 | 2012-07-11 08:59 | 15.9 | 25.53 | 25.53 | 15.9 | 697.28 | 648.85 | 269.61 | 250 | 14.53 | 743.9 | 0.85 | 0.87 | 0.85 | 0.23 | 412.48 | 0 | 0 | 196.18 | 0.84549 | 0.09408 | 0 | 0 | System Off | 1 | 0
4618 | 4618 | 2012-07-11 09:59 | 16.21 | 20.38 | 20.38 | 16.21 | 304.89 | 264.17 | 119.32 | 110 | 14.44 | 335.68 | 0.84 | 0.79 | 0.77 | 0.1 | 161.06 | 0 | 0 | 86.42 | 0.82009 | 0.09408 | 0 | 0 | System Off | 1 | 0
4619 | 4619 | 2012-07-11 10:59 | 16.52 | 19.39 | 19.39 | 16.52 | 211.8 | 172.78 | 83.8 | 77 | 14.33 | 236.62 | 0.72 | 0.73 | 0.71 | 0.06 | 106.27 | 0 | 0 | 60.58 | 0.81554 | 0.09408 | 0 | 0 | System Off | 1 | 0
4620 | 4620 | 2012-07-11 11:59 | 16.83 | 28.83 | 28.83 | 16.83 | 923.42 | 870.16 | 357.75 | 333 | 14.44 | 974.77 | 0.87 | 0.89 | 0.87 | 0.31 | 533.41 | 0 | 0 | 261.6 | 0.86757 | 0.09408 | 0 | 0 | System Off | 1 | 0
4621 | 4621 | 2012-07-11 12:59 | 16.73 | 39.08 | 39.08 | 16.73 | 1688.96 | 1617.33 | 659.84 | 623 | 14.12 | 1726.92 | 0.88 | 0.94 | 0.91 | 0.58 | 1066.85 | 0 | 0 | 491.42 | 0.92478 | 0.09408 | 0 | 0 | System Off | 1 | 0
4622 | 4622 | 2012-07-11 13:59 | 16.63 | 31.53 | 31.53 | 16.63 | 1125.51 | 1067.71 | 435.6 | 407 | 14.4 | 1174.53 | 0.9 | 0.91 | 0.89 | 0.39 | 784.45 | 0 | 0 | 319.89 | 0.88094 | 0.09408 | 0 | 0 | System Off | 1 | 0
4623 | 4623 | 2012-07-11 14:59 | 16.54 | 22.04 | 22.04 | 16.54 | 409.34 | 366.64 | 159.4 | 148 | 14.41 | 445.65 | 0.82 | 0.82 | 0.8 | 0.13 | 283.58 | 0 | 0 | 116.32 | 0.82952 | 0.09408 | 0 | 0 | System Off | 1 | 0
4624 | 4624 | 2012-07-11 15:59 | 16.1 | 23.48 | 23.48 | 16.1 | 546.36 | 500.99 | 212.18 | 196 | 14.52 | 590.03 | 0.85 | 0.85 | 0.83 | 0.18 | 388.23 | 0 | 0 | 153.82 | 0.83617 | 0.09408 | 0 | 0 | System Off | 1 | 0
4625 | 4625 | 2012-07-11 16:59 | 15.67 | 21.1 | 21.1 | 15.67 | 383.99 | 341.78 | 155.25 | 138 | 14.49 | 435.56 | 0.77 | 0.78 | 0.77 | 0.12 | 245.72 | 0 | 0 | 108.34 | 0.82227 | 0.09408 | 0 | 0 | System Off | 1 | 0
4626 | 4626 | 2012-07-11 17:59 | 15.24 | 17.74 | 17.74 | 15.24 | 179.1 | 140.67 | 70.91 | 65 | 14.35 | 201.46 | 0.71 | 0.7 | 0.68 | 0.05 | 89.93 | 0 | 0 | 51.12 | 0.80554 | 0.09408 | 0 | 0 | System Off | 1 | 0
4627 | 4627 | 2012-07-11 18:59 | 14.61 | 15.15 | 15.15 | 14.61 | 35.31 | 0 | 14.85 | 13 | 14.15 | 42.58 | 0 | 0 | 0 | 0 | 0 | 0 | 0 | 10.25 | 0.79173 | 0.09408 | 0 | 0 | System Off | 0 | 0
4628 | 4628 | 2012-07-11 19:59 | 13.99 | 13.99 | 13.99 | 13.99 | 0 | 0 | 0 | 0 | 0 | 0 | 0 | 0 | 0 | 0 | 0 | 0 | 0 | 0 | 0 | 0 | 0 | 0 | System Off | 0 | 0
4629 | 4629 | 2012-07-11 20:59 | 13.36 | 13.36 | 13.36 | 13.36 | 0 | 0 | 0 | 0 | 0 | 0 | 0 | 0 | 0 | 0 | 0 | 0 | 0 | 0 | 0 | 0 | 0 | 0 | System Off | 0 | 0
4630 | 4630 | 2012-07-11 21:59 | 13.12 | 13.12 | 13.12 | 13.12 | 0 | 0 | 0 | 0 | 0 | 0 | 0 | 0 | 0 | 0 | 0 | 0 | 0 | 0 | 0 | 0 | 0 | 0 | System Off | 0 | 0
4631 | 4631 | 2012-07-11 22:59 | 12.88 | 12.88 | 12.88 | 12.88 | 0 | 0 | 0 | 0 | 0 | 0 | 0 | 0 | 0 | 0 | 0 | 0 | 0 | 0 | 0 | 0 | 0 | 0 | System Off | 0 | 0
4632 | 4632 | 2012-07-11 23:59 | 12.64 | 12.64 | 12.64 | 12.64 | 0 | 0 | 0 | 0 | 0 | 0 | 0 | 0 | 0 | 0 | 0 | 0 | 0 | 0 | 0 | 0 | 0 | 0 | System Off | 0 | 0
4633 | 4633 | 2012-07-12 00:59 | 12.5 | 12.5 | 12.5 | 12.5 | 0 | 0 | 0 | 0 | 0 | 0 | 0 | 0 | 0 | 0 | 0 | 0 | 0 | 0 | 0 | 0 | 0 | 0 | System Off | 0 | 0
4634 | 4634 | 2012-07-12 01:59 | 12.35 | 12.35 | 12.35 | 12.35 | 0 | 0 | 0 | 0 | 0 | 0 | 0 | 0 | 0 | 0 | 0 | 0 | 0 | 0 | 0 | 0 | 0 | 0 | System Off | 0 | 0
4635 | 4635 | 2012-07-12 02:59 | 12.21 | 12.21 | 12.21 | 12.21 | 0 | 0 | 0 | 0 | 0 | 0 | 0 | 0 | 0 | 0 | 0 | 0 | 0 | 0 | 0 | 0 | 0 | 0 | System Off | 0 | 0
4636 | 4636 | 2012-07-12 03:59 | 12.34 | 12.84 | 12.84 | 12.34 | 32.76 | 0 | 13.66 | 12 | 14.22 | 39.52 | 0 | 0 | 0 | 0 | 0 | 0 | 0 | 9.45 | 0.77817 | 0.09408 | 0 | 0 | System Off | 0 | 0
4637 | 4637 | 2012-07-12 04:59 | 12.47 | 14.84 | 14.84 | 12.47 | 168.19 | 129.97 | 66.17 | 61 | 14.36 | 189.99 | 0.76 | 0.68 | 0.67 | 0.05 | 272.05 | 0 | 0 | 47.97 | 0.78833 | 0.09408 | 0 | 0 | System Off | 1 | 0
4638 | 4638 | 2012-07-12 05:59 | 12.61 | 19.86 | 19.86 | 12.61 | 521.74 | 476.85 | 207.77 | 185 | 14.69 | 585.63 | 0.82 | 0.81 | 0.8 | 0.17 | 663.68 | 0 | 0 | 144.88 | 0.81287 | 0.09408 | 0 | 0 | System Off | 1 | 0
4639 | 4639 | 2012-07-12 06:59 | 13.03 | 19.87 | 19.87 | 13.03 | 543.17 | 497.86 | 207.36 | 192 | 14.73 | 584.48 | 0.87 | 0.85 | 0.83 | 0.18 | 453.25 | 0 | 0 | 150.27 | 0.81672 | 0.09408 | 0 | 0 | System Off | 1 | 0
4640 | 4640 | 2012-07-12 07:59 | 13.46 | 33.5 | 33.5 | 13.46 | 1686.03 | 1614.48 | 641.68 | 608 | 14.44 | 1716.95 | 0.9 | 0.94 | 0.92 | 0.58 | 1155.7 | 0 | 0 | 477.63 | 0.90046 | 0.09408 | 0 | 0 | System Off | 1 | 0
4641 | 4641 | 2012-07-12 08:59 | 13.88 | 16.42 | 16.42 | 13.88 | 219.45 | 180.3 | 85.62 | 79 | 14.47 | 244.43 | 0.82 | 0.74 | 0.72 | 0.07 | 114.62 | 0 | 0 | 62.04 | 0.80012 | 0.09408 | 0 | 0 | System Off | 1 | 0
4642 | 4642 | 2012-07-12 09:59 | 14.22 | 25.67 | 25.67 | 14.22 | 992.06 | 937.28 | 378.19 | 352 | 14.68 | 1042.96 | 0.9 | 0.9 | 0.88 | 0.34 | 571.44 | 0 | 0 | 275.69 | 0.85494 | 0.09408 | 0 | 0 | System Off | 1 | 0
4643 | 4643 | 2012-07-12 10:59 | 14.55 | 30.11 | 30.11 | 14.55 | 1315.55 | 1253.28 | 503.69 | 471 | 14.55 | 1365.61 | 0.89 | 0.92 | 0.9 | 0.45 | 770.79 | 0 | 0 | 369.51 | 0.88034 | 0.09408 | 0 | 0 | System Off | 1 | 0
4644 | 4644 | 2012-07-12 11:59 | 14.88 | 30.64 | 30.64 | 14.88 | 1300.79 | 1238.87 | 499.36 | 467 | 14.51 | 1351.08 | 0.9 | 0.92 | 0.9 | 0.45 | 759.42 | 0 | 0 | 366.56 | 0.88167 | 0.09408 | 0 | 0 | System Off | 1 | 0
4645 | 4645 | 2012-07-12 12:59 | 15.31 | 36.71 | 36.71 | 15.31 | 1673.77 | 1602.54 | 648.17 | 611 | 14.27 | 1712.49 | 0.89 | 0.94 | 0.91 | 0.58 | 1057.1 | 0 | 0 | 481.05 | 0.91308 | 0.09408 | 0 | 0 | System Off | 1 | 0
4646 | 4646 | 2012-07-12 13:59 | 15.73 | 41.11 | 41.11 | 15.73 | 1883.46 | 1806.66 | 733.54 | 698 | 14.05 | 1904.16 | 0.89 | 0.95 | 0.93 | 0.65 | 1327.36 | 0 | 0 | 551.04 | 0.9334 | 0.09408 | 0 | 0 | System Off | 1 | 0
4647 | 4647 | 2012-07-12 14:59 | 16.16 | 34.22 | 34.22 | 16.16 | 1280.54 | 1219.11 | 496.75 | 467 | 14.28 | 1325.41 | 0.89 | 0.92 | 0.9 | 0.44 | 942.91 | 0 | 0 | 367.62 | 0.88997 | 0.09408 | 0 | 0 | System Off | 1 | 0
4648 | 4648 | 2012-07-12 15:59 | 16.11 | 28.33 | 28.33 | 16.11 | 791.61 | 741.2 | 313.48 | 286 | 14.42 | 855.77 | 0.86 | 0.87 | 0.85 | 0.27 | 574.38 | 0 | 0 | 224.75 | 0.8539 | 0.09408 | 0 | 0 | System Off | 1 | 0
4649 | 4649 | 2012-07-12 16:59 | 16.07 | 22.74 | 22.74 | 16.07 | 373.31 | 331.3 | 158.81 | 136 | 14.3 | 442.84 | 0.76 | 0.75 | 0.73 | 0.12 | 238.19 | 0 | 0 | 107.04 | 0.82436 | 0.09408 | 0 | 0 | System Off | 1 | 0
4650 | 4650 | 2012-07-12 17:59 | 16.03 | 18.67 | 18.67 | 16.03 | 144.6 | 106.79 | 57.97 | 53 | 14.21 | 164.13 | 0.69 | 0.65 | 0.64 | 0.04 | 68.27 | 0 | 0 | 41.76 | 0.80794 | 0.09408 | 0 | 0 | System Off | 0 | 0
4651 | 4651 | 2012-07-12 18:59 | 15.48 | 16.09 | 16.09 | 15.48 | 32.06 | 0 | 13.61 | 12 | 13.91 | 38.9 | 0 | 0 | 0 | 0 | 0 | 0 | 0 | 9.49 | 0.7967 | 0.09408 | 0 | 0 | System Off | 0 | 0
4652 | 4652 | 2012-07-12 19:59 | 14.93 | 14.93 | 14.93 | 14.93 | 0 | 0 | 0 | 0 | 0 | 0 | 0 | 0 | 0 | 0 | 0 | 0 | 0 | 0 | 0 | 0 | 0 | 0 | System Off | 0 | 0
4653 | 4653 | 2012-07-12 20:59 | 14.38 | 14.38 | 14.38 | 14.38 | 0 | 0 | 0 | 0 | 0 | 0 | 0 | 0 | 0 | 0 | 0 | 0 | 0 | 0 | 0 | 0 | 0 | 0 | System Off | 0 | 0
4654 | 4654 | 2012-07-12 21:59 | 14.24 | 14.24 | 14.24 | 14.24 | 0 | 0 | 0 | 0 | 0 | 0 | 0 | 0 | 0 | 0 | 0 | 0 | 0 | 0 | 0 | 0 | 0 | 0 | System Off | 0 | 0
4655 | 4655 | 2012-07-12 22:59 | 14.11 | 14.11 | 14.11 | 14.11 | 0 | 0 | 0 | 0 | 0 | 0 | 0 | 0 | 0 | 0 | 0 | 0 | 0 | 0 | 0 | 0 | 0 | 0 | System Off | 0 | 0
4656 | 4656 | 2012-07-12 23:59 | 13.97 | 13.97 | 13.97 | 13.97 | 0 | 0 | 0 | 0 | 0 | 0 | 0 | 0 | 0 | 0 | 0 | 0 | 0 | 0 | 0 | 0 | 0 | 0 | System Off | 0 | 0
4657 | 4657 | 2012-07-13 00:59 | 14 | 14 | 14 | 14 | 0 | 0 | 0 | 0 | 0 | 0 | 0 | 0 | 0 | 0 | 0 | 0 | 0 | 0 | 0 | 0 | 0 | 0 | System Off | 0 | 0
4658 | 4658 | 2012-07-13 01:59 | 14.03 | 14.03 | 14.03 | 14.03 | 0 | 0 | 0 | 0 | 0 | 0 | 0 | 0 | 0 | 0 | 0 | 0 | 0 | 0 | 0 | 0 | 0 | 0 | System Off | 0 | 0
4659 | 4659 | 2012-07-13 02:59 | 14.07 | 14.07 | 14.07 | 14.07 | 0 | 0 | 0 | 0 | 0 | 0 | 0 | 0 | 0 | 0 | 0 | 0 | 0 | 0 | 0 | 0 | 0 | 0 | System Off | 0 | 0
4660 | 4660 | 2012-07-13 03:59 | 13.97 | 14.3 | 14.3 | 13.97 | 19.04 | 0 | 8.2 | 7 | 14.17 | 23.58 | 0 | 0 | 0 | 0 | 0 | 0 | 0 | 5.52 | 0.78679 | 0.09408 | 0 | 0 | System Off | 0 | 0
4661 | 4661 | 2012-07-13 04:59 | 13.87 | 14.61 | 14.61 | 13.87 | 43.9 | 7.85 | 18.22 | 16 | 14.29 | 52.35 | 0 | 0.15 | 0.15 | 0 | 16.42 | 0 | 0 | 12.59 | 0.78793 | 0.09408 | 0 | 0 | System Off | 0 | 0
4662 | 4662 | 2012-07-13 05:59 | 13.77 | 15.53 | 15.53 | 13.77 | 106.86 | 69.71 | 42.81 | 39 | 14.27 | 122.61 | 0.7 | 0.57 | 0.56 | 0.03 | 97.03 | 0 | 0 | 30.7 | 0.79178 | 0.09408 | 0 | 0 | System Off | 1 | 0
4663 | 4663 | 2012-07-13 06:59 | 13.92 | 16.47 | 16.47 | 13.92 | 156.5 | 118.48 | 61.94 | 57 | 14.3 | 176.78 | 0.65 | 0.67 | 0.66 | 0.04 | 107.86 | 0 | 0 | 44.86 | 0.79614 | 0.09408 | 0 | 0 | System Off | 1 | 0
4664 | 4664 | 2012-07-13 07:59 | 14.08 | 18.3 | 18.3 | 14.08 | 261.29 | 221.38 | 102.02 | 94 | 14.48 | 289.22 | 0.78 | 0.77 | 0.75 | 0.08 | 158.47 | 0 | 0 | 73.81 | 0.80421 | 0.09408 | 0 | 0 | System Off | 1 | 0
4665 | 4665 | 2012-07-13 08:59 | 14.23 | 18.42 | 18.42 | 14.23 | 258.72 | 218.85 | 101.11 | 93 | 14.49 | 286.51 | 0.79 | 0.76 | 0.75 | 0.08 | 139.13 | 0 | 0 | 73.02 | 0.80491 | 0.09408 | 0 | 0 | System Off | 1 | 0
4666 | 4666 | 2012-07-13 09:59 | 14.66 | 21.48 | 21.48 | 14.66 | 439.66 | 396.38 | 170.33 | 158 | 14.49 | 477.22 | 0.82 | 0.83 | 0.81 | 0.14 | 241.66 | 0 | 0 | 124.04 | 0.82007 | 0.09408 | 0 | 0 | System Off | 1 | 0
4667 | 4667 | 2012-07-13 10:59 | 15.08 | 19.23 | 19.23 | 15.08 | 274.79 | 234.62 | 107.48 | 99 | 14.46 | 303.66 | 0.74 | 0.77 | 0.76 | 0.08 | 144.3 | 0 | 0 | 77.76 | 0.81116 | 0.09408 | 0 | 0 | System Off | 1 | 0
4668 | 4668 | 2012-07-13 11:59 | 15.5 | 27.95 | 27.95 | 15.5 | 860.56 | 808.66 | 333.25 | 310 | 14.46 | 911.07 | 0.87 | 0.89 | 0.87 | 0.29 | 495.71 | 0 | 0 | 243.48 | 0.85482 | 0.09408 | 0 | 0 | System Off | 1 | 0
4669 | 4669 | 2012-07-13 12:59 | 16 | 39.09 | 39.09 | 16 | 1628.57 | 1558.51 | 637.59 | 601 | 14.11 | 1668.59 | 0.88 | 0.93 | 0.91 | 0.56 | 1028.05 | 0 | 0 | 474.11 | 0.91573 | 0.09408 | 0 | 0 | System Off | 1 | 0
4670 | 4670 | 2012-07-13 13:59 | 16.5 | 22.19 | 22.19 | 16.5 | 416.38 | 373.55 | 162.13 | 150 | 14.46 | 453.03 | 0.86 | 0.82 | 0.81 | 0.14 | 274.45 | 0 | 0 | 117.81 | 0.82964 | 0.09408 | 0 | 0 | System Off | 1 | 0
4671 | 4671 | 2012-07-13 14:59 | 17 | 27.59 | 27.59 | 17 | 801.63 | 751 | 310.38 | 289 | 14.45 | 849.71 | 0.87 | 0.88 | 0.86 | 0.27 | 580.86 | 0 | 0 | 227.02 | 0.85996 | 0.09408 | 0 | 0 | System Off | 1 | 0
4672 | 4672 | 2012-07-13 15:59 | 16.75 | 19.19 | 19.19 | 16.75 | 171.26 | 132.98 | 68.31 | 63 | 14.16 | 193.04 | 0.73 | 0.69 | 0.67 | 0.05 | 103.05 | 0 | 0 | 49.67 | 0.81422 | 0.09408 | 0 | 0 | System Off | 1 | 0
4673 | 4673 | 2012-07-13 16:59 | 16.5 | 18.17 | 18.17 | 16.5 | 110.26 | 73.06 | 44.63 | 41 | 14.01 | 126.6 | 0.67 | 0.58 | 0.56 | 0.03 | 52.53 | 0 | 0 | 32.39 | 0.80843 | 0.09408 | 0 | 0 | System Off | 0 | 0
4674 | 4674 | 2012-07-13 17:59 | 16.25 | 16.79 | 16.79 | 16.25 | 32.12 | 0 | 13.66 | 12 | 13.94 | 38.95 | 0 | 0 | 0 | 0 | 0 | 0 | 0 | 9.49 | 0.80127 | 0.09408 | 0 | 0 | System Off | 0 | 0
4675 | 4675 | 2012-07-13 18:59 | 15.69 | 15.76 | 15.76 | 15.69 | 3.88 | 0 | 1.82 | 1 | 20.21 | 5.21 | 0 | 0 | 0 | 0 | 0 | 0 | 0 | 0.73 | 0.79578 | 0.09408 | 0 | 0 | System Off | 0 | 0
4676 | 4676 | 2012-07-13 19:59 | 15.12 | 15.12 | 15.12 | 15.12 | 0 | 0 | 0 | 0 | 0 | 0 | 0 | 0 | 0 | 0 | 0 | 0 | 0 | 0 | 0 | 0 | 0 | 0 | System Off | 0 | 0
4677 | 4677 | 2012-07-13 20:59 | 14.56 | 14.56 | 14.56 | 14.56 | 0 | 0 | 0 | 0 | 0 | 0 | 0 | 0 | 0 | 0 | 0 | 0 | 0 | 0 | 0 | 0 | 0 | 0 | System Off | 0 | 0
4678 | 4678 | 2012-07-13 21:59 | 14.71 | 14.71 | 14.71 | 14.71 | 0 | 0 | 0 | 0 | 0 | 0 | 0 | 0 | 0 | 0 | 0 | 0 | 0 | 0 | 0 | 0 | 0 | 0 | System Off | 0 | 0
4679 | 4679 | 2012-07-13 22:59 | 14.86 | 14.86 | 14.86 | 14.86 | 0 | 0 | 0 | 0 | 0 | 0 | 0 | 0 | 0 | 0 | 0 | 0 | 0 | 0 | 0 | 0 | 0 | 0 | System Off | 0 | 0
4680 | 4680 | 2012-07-13 23:59 | 15.01 | 15.01 | 15.01 | 15.01 | 0 | 0 | 0 | 0 | 0 | 0 | 0 | 0 | 0 | 0 | 0 | 0 | 0 | 0 | 0 | 0 | 0 | 0 | System Off | 0 | 0
4681 | 4681 | 2012-07-14 00:59 | 14.81 | 14.81 | 14.81 | 14.81 | 0 | 0 | 0 | 0 | 0 | 0 | 0 | 0 | 0 | 0 | 0 | 0 | 0 | 0 | 0 | 0 | 0 | 0 | System Off | 0 | 0
4682 | 4682 | 2012-07-14 01:59 | 14.6 | 14.6 | 14.6 | 14.6 | 0 | 0 | 0 | 0 | 0 | 0 | 0 | 0 | 0 | 0 | 0 | 0 | 0 | 0 | 0 | 0 | 0 | 0 | System Off | 0 | 0
4683 | 4683 | 2012-07-14 02:59 | 14.4 | 14.4 | 14.4 | 14.4 | 0 | 0 | 0 | 0 | 0 | 0 | 0 | 0 | 0 | 0 | 0 | 0 | 0 | 0 | 0 | 0 | 0 | 0 | System Off | 0 | 0
4684 | 4684 | 2012-07-14 03:59 | 14.04 | 14.16 | 14.16 | 14.04 | 6.01 | 0 | 2.73 | 2 | 15.65 | 7.87 | 0 | 0 | 0 | 0 | 0 | 0 | 0 | 1.55 | 0.78623 | 0.09408 | 0 | 0 | System Off | 0 | 0
4685 | 4685 | 2012-07-14 04:59 | 13.68 | 16.34 | 16.34 | 13.68 | 164.63 | 126.46 | 65.22 | 60 | 14.29 | 186.23 | 0.77 | 0.68 | 0.66 | 0.05 | 264.71 | 0 | 0 | 47.23 | 0.7953 | 0.09408 | 0 | 0 | System Off | 1 | 0
4686 | 4686 | 2012-07-14 05:59 | 13.32 | 15.48 | 15.48 | 13.32 | 140.34 | 102.61 | 55.56 | 51 | 14.33 | 159.17 | 0.72 | 0.64 | 0.63 | 0.04 | 142.81 | 0 | 0 | 40.12 | 0.79143 | 0.09408 | 0 | 0 | System Off | 1 | 0
4687 | 4687 | 2012-07-14 06:59 | 13.56 | 17.3 | 17.3 | 13.56 | 262.43 | 222.49 | 102.02 | 94 | 14.54 | 290.29 | 0.78 | 0.77 | 0.75 | 0.08 | 202.55 | 0 | 0 | 73.75 | 0.8011 | 0.09408 | 0 | 0 | System Off | 1 | 0
4688 | 4688 | 2012-07-14 07:59 | 13.8 | 19.88 | 19.88 | 13.8 | 454.94 | 411.36 | 174.88 | 162 | 14.63 | 492.91 | 0.86 | 0.83 | 0.82 | 0.15 | 294.47 | 0 | 0 | 126.97 | 0.81561 | 0.09408 | 0 | 0 | System Off | 1 | 0
4689 | 4689 | 2012-07-14 08:59 | 14.04 | 17.89 | 17.89 | 14.04 | 300.84 | 260.19 | 116.59 | 108 | 14.51 | 331.04 | 0.77 | 0.79 | 0.77 | 0.09 | 165.41 | 0 | 0 | 84.77 | 0.80667 | 0.09408 | 0 | 0 | System Off | 1 | 0
4690 | 4690 | 2012-07-14 09:59 | 14.85 | 18.07 | 18.07 | 14.85 | 256.69 | 216.86 | 100.19 | 93 | 14.38 | 284.3 | 0.8 | 0.76 | 0.75 | 0.08 | 132.21 | 0 | 0 | 73.12 | 0.80864 | 0.09408 | 0 | 0 | System Off | 1 | 0
4691 | 4691 | 2012-07-14 10:59 | 15.65 | 25.8 | 25.8 | 15.65 | 844.33 | 792.79 | 324.48 | 302 | 14.56 | 894.41 | 0.89 | 0.89 | 0.87 | 0.29 | 487.58 | 0 | 0 | 236.88 | 0.8541 | 0.09408 | 0 | 0 | System Off | 1 | 0
4692 | 4692 | 2012-07-14 11:59 | 16.45 | 21.14 | 21.14 | 16.45 | 396.25 | 353.8 | 153.94 | 143 | 14.43 | 431.83 | 0.84 | 0.82 | 0.8 | 0.13 | 216.88 | 0 | 0 | 112.35 | 0.82798 | 0.09408 | 0 | 0 | System Off | 1 | 0
4693 | 4693 | 2012-07-14 12:59 | 16.67 | 34.83 | 34.83 | 16.67 | 1537.34 | 1469.6 | 593.78 | 559 | 14.32 | 1580.53 | 0.89 | 0.93 | 0.91 | 0.53 | 969.4 | 0 | 0 | 439.8 | 0.91136 | 0.09408 | 0 | 0 | System Off | 1 | 0
4694 | 4694 | 2012-07-14 13:59 | 16.89 | 24.71 | 24.71 | 16.89 | 659.72 | 612.05 | 254.83 | 237 | 14.5 | 705.34 | 0.86 | 0.87 | 0.85 | 0.22 | 449.68 | 0 | 0 | 186.05 | 0.84904 | 0.09408 | 0 | 0 | System Off | 1 | 0
4695 | 4695 | 2012-07-14 14:59 | 17.11 | 21.8 | 21.8 | 17.11 | 390.29 | 347.95 | 152.11 | 141 | 14.42 | 425.67 | 0.85 | 0.82 | 0.8 | 0.13 | 269.12 | 0 | 0 | 110.8 | 0.8316 | 0.09408 | 0 | 0 | System Off | 1 | 0
4696 | 4696 | 2012-07-14 15:59 | 16.84 | 26.61 | 26.61 | 16.84 | 767.45 | 717.54 | 301.33 | 276 | 14.48 | 828.03 | 0.86 | 0.87 | 0.85 | 0.26 | 556.05 | 0 | 0 | 216.71 | 0.85639 | 0.09408 | 0 | 0 | System Off | 1 | 0
4697 | 4697 | 2012-07-14 16:59 | 16.57 | 18.29 | 18.29 | 16.57 | 124.35 | 86.9 | 50.1 | 46 | 14.08 | 142.04 | 0.6 | 0.61 | 0.6 | 0.03 | 62.48 | 0 | 0 | 36.3 | 0.80982 | 0.09408 | 0 | 0 | System Off | 0 | 0
4698 | 4698 | 2012-07-14 17:59 | 16.3 | 16.73 | 16.73 | 16.3 | 27.65 | 0 | 11.84 | 11 | 13.09 | 33.77 | 0 | 0 | 0 | 0 | 0 | 0 | 0 | 8.79 | 0.8014 | 0.09408 | 0 | 0 | System Off | 0 | 0
4699 | 4699 | 2012-07-14 18:59 | 15.76 | 16.28 | 16.28 | 15.76 | 32.79 | 0 | 13.91 | 12 | 14.23 | 39.73 | 0 | 0 | 0 | 0 | 0 | 0 | 0 | 9.45 | 0.79835 | 0.09408 | 0 | 0 | System Off | 0 | 0
4700 | 4700 | 2012-07-14 19:59 | 15.23 | 15.23 | 15.23 | 15.23 | 0 | 0 | 0 | 0 | 0 | 0 | 0 | 0 | 0 | 0 | 0 | 0 | 0 | 0 | 0 | 0 | 0 | 0 | System Off | 0 | 0
4701 | 4701 | 2012-07-14 20:59 | 14.69 | 14.69 | 14.69 | 14.69 | 0 | 0 | 0 | 0 | 0 | 0 | 0 | 0 | 0 | 0 | 0 | 0 | 0 | 0 | 0 | 0 | 0 | 0 | System Off | 0 | 0
4702 | 4702 | 2012-07-14 21:59 | 14.53 | 14.53 | 14.53 | 14.53 | 0 | 0 | 0 | 0 | 0 | 0 | 0 | 0 | 0 | 0 | 0 | 0 | 0 | 0 | 0 | 0 | 0 | 0 | System Off | 0 | 0
4703 | 4703 | 2012-07-14 22:59 | 14.37 | 14.37 | 14.37 | 14.37 | 0 | 0 | 0 | 0 | 0 | 0 | 0 | 0 | 0 | 0 | 0 | 0 | 0 | 0 | 0 | 0 | 0 | 0 | System Off | 0 | 0
4704 | 4704 | 2012-07-14 23:59 | 14.21 | 14.21 | 14.21 | 14.21 | 0 | 0 | 0 | 0 | 0 | 0 | 0 | 0 | 0 | 0 | 0 | 0 | 0 | 0 | 0 | 0 | 0 | 0 | System Off | 0 | 0
4705 | 4705 | 2012-07-15 00:59 | 13.87 | 13.87 | 13.87 | 13.87 | 0 | 0 | 0 | 0 | 0 | 0 | 0 | 0 | 0 | 0 | 0 | 0 | 0 | 0 | 0 | 0 | 0 | 0 | System Off | 0 | 0
4706 | 4706 | 2012-07-15 01:59 | 13.52 | 13.52 | 13.52 | 13.52 | 0 | 0 | 0 | 0 | 0 | 0 | 0 | 0 | 0 | 0 | 0 | 0 | 0 | 0 | 0 | 0 | 0 | 0 | System Off | 0 | 0
4707 | 4707 | 2012-07-15 02:59 | 13.18 | 13.18 | 13.18 | 13.18 | 0 | 0 | 0 | 0 | 0 | 0 | 0 | 0 | 0 | 0 | 0 | 0 | 0 | 0 | 0 | 0 | 0 | 0 | System Off | 0 | 0
4708 | 4708 | 2012-07-15 03:59 | 13.32 | 13.44 | 13.44 | 13.32 | 6.03 | 0 | 2.73 | 2 | 15.7 | 7.89 | 0 | 0 | 0 | 0 | 0 | 0 | 0 | 1.55 | 0.78199 | 0.09408 | 0 | 0 | System Off | 0 | 0
4709 | 4709 | 2012-07-15 04:59 | 13.47 | 16.3 | 16.3 | 13.47 | 159.85 | 121.77 | 63.39 | 58 | 14.35 | 181.04 | 0.63 | 0.67 | 0.66 | 0.04 | 254.88 | 0 | 0 | 45.61 | 0.79366 | 0.09408 | 0 | 0 | System Off | 1 | 0
4710 | 4710 | 2012-07-15 05:59 | 13.62 | 14.74 | 14.74 | 13.62 | 62.4 | 26.03 | 25.5 | 23 | 14.13 | 73.26 | 0.39 | 0.36 | 0.35 | 0.01 | 36.23 | 0 | 0 | 18.14 | 0.78782 | 0.09408 | 0 | 0 | System Off | 0 | 0
4711 | 4711 | 2012-07-15 06:59 | 14.14 | 20.52 | 20.52 | 14.14 | 385.37 | 343.14 | 149.49 | 138 | 14.54 | 420.34 | 0.8 | 0.82 | 0.8 | 0.12 | 312.39 | 0 | 0 | 108.27 | 0.81305 | 0.09408 | 0 | 0 | System Off | 1 | 0
4712 | 4712 | 2012-07-15 07:59 | 14.65 | 25.84 | 25.84 | 14.65 | 695.15 | 646.76 | 268.82 | 250 | 14.48 | 740.87 | 0.86 | 0.87 | 0.85 | 0.23 | 462.97 | 0 | 0 | 196.29 | 0.83789 | 0.09408 | 0 | 0 | System Off | 1 | 0
4713 | 4713 | 2012-07-15 08:59 | 15.17 | 23.49 | 23.49 | 15.17 | 528.43 | 483.41 | 204.94 | 190 | 14.49 | 569.87 | 0.83 | 0.85 | 0.83 | 0.17 | 307.31 | 0 | 0 | 149.18 | 0.82937 | 0.09408 | 0 | 0 | System Off | 1 | 0
4714 | 4714 | 2012-07-15 09:59 | 15.62 | 19.41 | 19.41 | 15.62 | 228.63 | 189.31 | 90.17 | 83 | 14.35 | 254.6 | 0.78 | 0.74 | 0.73 | 0.07 | 115.42 | 0 | 0 | 65.28 | 0.81131 | 0.09408 | 0 | 0 | System Off | 1 | 0
4715 | 4715 | 2012-07-15 10:59 | 16.07 | 20.75 | 20.75 | 16.07 | 272.97 | 232.84 | 107.48 | 99 | 14.36 | 301.96 | 0.74 | 0.77 | 0.75 | 0.08 | 143.2 | 0 | 0 | 77.85 | 0.81712 | 0.09408 | 0 | 0 | System Off | 1 | 0
4716 | 4716 | 2012-07-15 11:59 | 16.52 | 27.79 | 27.79 | 16.52 | 636.91 | 589.72 | 249.58 | 232 | 14.3 | 682.73 | 0.84 | 0.86 | 0.84 | 0.21 | 361.49 | 0 | 0 | 182.59 | 0.8459 | 0.09408 | 0 | 0 | System Off | 1 | 0
4717 | 4717 | 2012-07-15 12:59 | 16.04 | 30 | 30 | 16.04 | 833.7 | 782.38 | 325.83 | 303 | 14.33 | 883.76 | 0.86 | 0.89 | 0.87 | 0.28 | 516.09 | 0 | 0 | 238.37 | 0.85687 | 0.09408 | 0 | 0 | System Off | 1 | 0
4718 | 4718 | 2012-07-15 13:59 | 15.55 | 25.48 | 25.48 | 15.55 | 627.48 | 580.48 | 243.63 | 226 | 14.46 | 672.37 | 0.86 | 0.86 | 0.84 | 0.21 | 426.48 | 0 | 0 | 177.5 | 0.83871 | 0.09408 | 0 | 0 | System Off | 1 | 0
4719 | 4719 | 2012-07-15 14:59 | 15.07 | 27.78 | 27.78 | 15.07 | 846.26 | 794.67 | 327.08 | 305 | 14.45 | 894.78 | 0.89 | 0.89 | 0.87 | 0.29 | 614.64 | 0 | 0 | 239.57 | 0.8512 | 0.09408 | 0 | 0 | System Off | 1 | 0
4720 | 4720 | 2012-07-15 15:59 | 14.6 | 20.94 | 20.94 | 14.6 | 414.11 | 371.32 | 160.54 | 149 | 14.48 | 450.69 | 0.81 | 0.82 | 0.81 | 0.13 | 287.75 | 0 | 0 | 117 | 0.81797 | 0.09408 | 0 | 0 | System Off | 1 | 0
4721 | 4721 | 2012-07-15 16:59 | 14.13 | 20.37 | 20.37 | 14.13 | 380.47 | 338.32 | 155.49 | 137 | 14.46 | 437.44 | 0.77 | 0.77 | 0.76 | 0.12 | 243.24 | 0 | 0 | 107.59 | 0.81282 | 0.09408 | 0 | 0 | System Off | 1 | 0
4722 | 4722 | 2012-07-15 17:59 | 13.66 | 15.62 | 15.62 | 13.66 | 120.75 | 83.36 | 48.14 | 44 | 14.29 | 137.84 | 0.62 | 0.6 | 0.59 | 0.03 | 53.29 | 0 | 0 | 34.63 | 0.79209 | 0.09408 | 0 | 0 | System Off | 0 | 0
4723 | 4723 | 2012-07-15 18:59 | 13.28 | 13.72 | 13.72 | 13.28 | 25.25 | 0 | 10.7 | 9 | 14.61 | 30.85 | 0 | 0 | 0 | 0 | 0 | 0 | 0 | 7.05 | 0.7831 | 0.09408 | 0 | 0 | System Off | 0 | 0
4724 | 4724 | 2012-07-15 19:59 | 12.89 | 12.89 | 12.89 | 12.89 | 0 | 0 | 0 | 0 | 0 | 0 | 0 | 0 | 0 | 0 | 0 | 0 | 0 | 0 | 0 | 0 | 0 | 0 | System Off | 0 | 0
4725 | 4725 | 2012-07-15 20:59 | 12.51 | 12.51 | 12.51 | 12.51 | 0 | 0 | 0 | 0 | 0 | 0 | 0 | 0 | 0 | 0 | 0 | 0 | 0 | 0 | 0 | 0 | 0 | 0 | System Off | 0 | 0
4726 | 4726 | 2012-07-15 21:59 | 12.42 | 12.42 | 12.42 | 12.42 | 0 | 0 | 0 | 0 | 0 | 0 | 0 | 0 | 0 | 0 | 0 | 0 | 0 | 0 | 0 | 0 | 0 | 0 | System Off | 0 | 0
4727 | 4727 | 2012-07-15 22:59 | 12.32 | 12.32 | 12.32 | 12.32 | 0 | 0 | 0 | 0 | 0 | 0 | 0 | 0 | 0 | 0 | 0 | 0 | 0 | 0 | 0 | 0 | 0 | 0 | System Off | 0 | 0
4728 | 4728 | 2012-07-15 23:59 | 12.23 | 12.23 | 12.23 | 12.23 | 0 | 0 | 0 | 0 | 0 | 0 | 0 | 0 | 0 | 0 | 0 | 0 | 0 | 0 | 0 | 0 | 0 | 0 | System Off | 0 | 0
4729 | 4729 | 2012-07-16 00:59 | 11.94 | 11.94 | 11.94 | 11.94 | 0 | 0 | 0 | 0 | 0 | 0 | 0 | 0 | 0 | 0 | 0 | 0 | 0 | 0 | 0 | 0 | 0 | 0 | System Off | 0 | 0
4730 | 4730 | 2012-07-16 01:59 | 11.65 | 11.65 | 11.65 | 11.65 | 0 | 0 | 0 | 0 | 0 | 0 | 0 | 0 | 0 | 0 | 0 | 0 | 0 | 0 | 0 | 0 | 0 | 0 | System Off | 0 | 0
4731 | 4731 | 2012-07-16 02:59 | 11.37 | 11.37 | 11.37 | 11.37 | 0 | 0 | 0 | 0 | 0 | 0 | 0 | 0 | 0 | 0 | 0 | 0 | 0 | 0 | 0 | 0 | 0 | 0 | System Off | 0 | 0
4732 | 4732 | 2012-07-16 03:59 | 11.7 | 11.81 | 11.81 | 11.7 | 6.09 | 0 | 2.73 | 2 | 15.86 | 7.93 | 0 | 0 | 0 | 0 | 0 | 0 | 0 | 1.54 | 0.7725 | 0.09408 | 0 | 0 | System Off | 0 | 0
4733 | 4733 | 2012-07-16 04:59 | 12.03 | 12.83 | 12.83 | 12.03 | 48.93 | 12.79 | 20.04 | 18 | 14.16 | 57.96 | 0 | 0.22 | 0.22 | 0 | 26.77 | 0 | 0 | 14.19 | 0.77751 | 0.09408 | 0 | 0 | System Off | 1 | 0
4734 | 4734 | 2012-07-16 05:59 | 12.37 | 16.77 | 16.77 | 12.37 | 292.62 | 252.12 | 113.32 | 105 | 14.51 | 323.08 | 0.79 | 0.78 | 0.76 | 0.09 | 350.9 | 0 | 0 | 82.41 | 0.79615 | 0.09408 | 0 | 0 | System Off | 1 | 0
4735 | 4735 | 2012-07-16 06:59 | 13.56 | 22.4 | 22.4 | 13.56 | 628.02 | 581 | 240.87 | 223 | 14.67 | 672.52 | 0.87 | 0.86 | 0.84 | 0.21 | 528.94 | 0 | 0 | 174.68 | 0.82592 | 0.09408 | 0 | 0 | System Off | 1 | 0
4736 | 4736 | 2012-07-16 07:59 | 14.74 | 26.25 | 26.25 | 14.74 | 863 | 811.05 | 330.89 | 309 | 14.55 | 910.52 | 0.88 | 0.89 | 0.87 | 0.29 | 580.58 | 0 | 0 | 242.42 | 0.84988 | 0.09408 | 0 | 0 | System Off | 1 | 0
4737 | 4737 | 2012-07-16 08:59 | 15.93 | 34.22 | 34.22 | 15.93 | 1433.74 | 1368.58 | 553.52 | 521 | 14.33 | 1476.89 | 0.9 | 0.93 | 0.91 | 0.5 | 870.03 | 0 | 0 | 409.86 | 0.89913 | 0.09408 | 0 | 0 | System Off | 1 | 0
4738 | 4738 | 2012-07-16 09:59 | 16.4 | 39.41 | 39.41 | 16.4 | 1807.52 | 1732.77 | 704.85 | 666 | 14.14 | 1842.28 | 0.89 | 0.94 | 0.92 | 0.63 | 1056.42 | 0 | 0 | 525.24 | 0.9312 | 0.09408 | 0 | 0 | System Off | 1 | 0
4739 | 4739 | 2012-07-16 10:59 | 16.86 | 27.58 | 27.58 | 16.86 | 859.84 | 807.96 | 332.51 | 309 | 14.49 | 910.34 | 0.87 | 0.89 | 0.87 | 0.29 | 496.91 | 0 | 0 | 242.59 | 0.86299 | 0.09408 | 0 | 0 | System Off | 1 | 0
4740 | 4740 | 2012-07-16 11:59 | 17.33 | 21.6 | 21.6 | 17.33 | 342.01 | 300.59 | 133.9 | 124 | 14.37 | 374.97 | 0.82 | 0.8 | 0.78 | 0.11 | 184.26 | 0 | 0 | 97.51 | 0.82962 | 0.09408 | 0 | 0 | System Off | 1 | 0
4741 | 4741 | 2012-07-16 12:59 | 17.26 | 21.89 | 21.89 | 17.26 | 356.11 | 314.43 | 139.36 | 129 | 14.38 | 389.85 | 0.79 | 0.81 | 0.79 | 0.11 | 207.41 | 0 | 0 | 101.42 | 0.83017 | 0.09408 | 0 | 0 | System Off | 1 | 0
4742 | 4742 | 2012-07-16 13:59 | 17.18 | 20.22 | 20.22 | 17.18 | 220.61 | 181.43 | 87.44 | 81 | 14.19 | 246.15 | 0.8 | 0.74 | 0.72 | 0.07 | 133.3 | 0 | 0 | 63.84 | 0.82033 | 0.09408 | 0 | 0 | System Off | 1 | 0
4743 | 4743 | 2012-07-16 14:59 | 17.11 | 19.99 | 19.99 | 17.11 | 199.26 | 160.47 | 79.24 | 73 | 14.22 | 223.26 | 0.76 | 0.72 | 0.7 | 0.06 | 124.11 | 0 | 0 | 57.51 | 0.81833 | 0.09408 | 0 | 0 | System Off | 1 | 0
4744 | 4744 | 2012-07-16 15:59 | 16.56 | 19.1 | 19.1 | 16.56 | 171.33 | 133.04 | 68.31 | 63 | 14.16 | 193.1 | 0.73 | 0.69 | 0.67 | 0.05 | 103.1 | 0 | 0 | 49.67 | 0.81308 | 0.09408 | 0 | 0 | System Off | 1 | 0
4745 | 4745 | 2012-07-16 16:59 | 16.02 | 17.34 | 17.34 | 16.02 | 84.84 | 48.08 | 34.61 | 32 | 13.81 | 98.48 | 0.58 | 0.49 | 0.48 | 0.02 | 34.57 | 0 | 0 | 25.34 | 0.80382 | 0.09408 | 0 | 0 | System Off | 0 | 0
4746 | 4746 | 2012-07-16 17:59 | 15.48 | 16.02 | 16.02 | 15.48 | 32.25 | 0 | 13.66 | 12 | 14 | 39.06 | 0 | 0 | 0 | 0 | 0 | 0 | 0 | 9.48 | 0.79669 | 0.09408 | 0 | 0 | System Off | 0 | 0
4747 | 4747 | 2012-07-16 18:59 | 15.61 | 15.68 | 15.68 | 15.61 | 3.88 | 0 | 1.82 | 1 | 20.21 | 5.21 | 0 | 0 | 0 | 0 | 0 | 0 | 0 | 0.73 | 0.79531 | 0.09408 | 0 | 0 | System Off | 0 | 0
4748 | 4748 | 2012-07-16 19:59 | 15.73 | 15.73 | 15.73 | 15.73 | 0 | 0 | 0 | 0 | 0 | 0 | 0 | 0 | 0 | 0 | 0 | 0 | 0 | 0 | 0 | 0 | 0 | 0 | System Off | 0 | 0
4749 | 4749 | 2012-07-16 20:59 | 15.86 | 15.86 | 15.86 | 15.86 | 0 | 0 | 0 | 0 | 0 | 0 | 0 | 0 | 0 | 0 | 0 | 0 | 0 | 0 | 0 | 0 | 0 | 0 | System Off | 0 | 0
4750 | 4750 | 2012-07-16 21:59 | 16.02 | 16.02 | 16.02 | 16.02 | 0 | 0 | 0 | 0 | 0 | 0 | 0 | 0 | 0 | 0 | 0 | 0 | 0 | 0 | 0 | 0 | 0 | 0 | System Off | 0 | 0
4751 | 4751 | 2012-07-16 22:59 | 16.18 | 16.18 | 16.18 | 16.18 | 0 | 0 | 0 | 0 | 0 | 0 | 0 | 0 | 0 | 0 | 0 | 0 | 0 | 0 | 0 | 0 | 0 | 0 | System Off | 0 | 0
4752 | 4752 | 2012-07-16 23:59 | 16.34 | 16.34 | 16.34 | 16.34 | 0 | 0 | 0 | 0 | 0 | 0 | 0 | 0 | 0 | 0 | 0 | 0 | 0 | 0 | 0 | 0 | 0 | 0 | System Off | 0 | 0
4753 | 4753 | 2012-07-17 00:59 | 15.83 | 15.83 | 15.83 | 15.83 | 0 | 0 | 0 | 0 | 0 | 0 | 0 | 0 | 0 | 0 | 0 | 0 | 0 | 0 | 0 | 0 | 0 | 0 | System Off | 0 | 0
4754 | 4754 | 2012-07-17 01:59 | 15.32 | 15.32 | 15.32 | 15.32 | 0 | 0 | 0 | 0 | 0 | 0 | 0 | 0 | 0 | 0 | 0 | 0 | 0 | 0 | 0 | 0 | 0 | 0 | System Off | 0 | 0
4755 | 4755 | 2012-07-17 02:59 | 14.82 | 14.82 | 14.82 | 14.82 | 0 | 0 | 0 | 0 | 0 | 0 | 0 | 0 | 0 | 0 | 0 | 0 | 0 | 0 | 0 | 0 | 0 | 0 | System Off | 0 | 0
4756 | 4756 | 2012-07-17 03:59 | 14.89 | 14.98 | 14.98 | 14.89 | 5.98 | 0 | 2.73 | 2 | 15.57 | 7.84 | 0 | 0 | 0 | 0 | 0 | 0 | 0 | 1.55 | 0.79125 | 0.09408 | 0 | 0 | System Off | 0 | 0
4757 | 4757 | 2012-07-17 04:59 | 14.97 | 15.39 | 15.39 | 14.97 | 30.09 | 0 | 12.75 | 11 | 14.25 | 36.54 | 0 | 0 | 0 | 0 | 0 | 0 | 0 | 8.66 | 0.79347 | 0.09408 | 0 | 0 | System Off | 0 | 0
4758 | 4758 | 2012-07-17 05:59 | 15.05 | 17.78 | 17.78 | 15.05 | 208.48 | 169.52 | 81.98 | 76 | 14.29 | 232.86 | 0.73 | 0.73 | 0.71 | 0.06 | 235.94 | 0 | 0 | 59.82 | 0.80655 | 0.09408 | 0 | 0 | System Off | 1 | 0
4759 | 4759 | 2012-07-17 06:59 | 15.57 | 21.16 | 21.16 | 15.57 | 451.74 | 408.22 | 174.6 | 162 | 14.52 | 489.76 | 0.86 | 0.83 | 0.82 | 0.15 | 371.64 | 0 | 0 | 127.13 | 0.82633 | 0.09408 | 0 | 0 | System Off | 1 | 0
4760 | 4760 | 2012-07-17 07:59 | 16.1 | 20.37 | 20.37 | 16.1 | 356 | 314.32 | 138.45 | 128 | 14.49 | 389.5 | 0.79 | 0.81 | 0.79 | 0.11 | 225 | 0 | 0 | 100.5 | 0.82292 | 0.09408 | 0 | 0 | System Off | 1 | 0
4761 | 4761 | 2012-07-17 08:59 | 16.62 | 21.45 | 21.45 | 16.62 | 417.69 | 374.84 | 162.13 | 150 | 14.5 | 454.31 | 0.86 | 0.83 | 0.81 | 0.14 | 238.29 | 0 | 0 | 117.75 | 0.83036 | 0.09408 | 0 | 0 | System Off | 1 | 0
4762 | 4762 | 2012-07-17 09:59 | 17.09 | 21.36 | 21.36 | 17.09 | 359.35 | 317.6 | 140.27 | 130 | 14.4 | 393.18 | 0.78 | 0.81 | 0.79 | 0.11 | 193.63 | 0 | 0 | 102.18 | 0.82933 | 0.09408 | 0 | 0 | System Off | 1 | 0
4763 | 4763 | 2012-07-17 10:59 | 17.56 | 21.19 | 21.19 | 17.56 | 296.56 | 255.99 | 116.59 | 108 | 14.3 | 327 | 0.77 | 0.78 | 0.77 | 0.09 | 157.44 | 0 | 0 | 84.99 | 0.82789 | 0.09408 | 0 | 0 | System Off | 1 | 0
4764 | 4764 | 2012-07-17 11:59 | 18.03 | 28.14 | 28.14 | 18.03 | 815.21 | 764.3 | 316.68 | 294 | 14.44 | 865.11 | 0.88 | 0.88 | 0.86 | 0.28 | 468.51 | 0 | 0 | 230.96 | 0.86733 | 0.09408 | 0 | 0 | System Off | 1 | 0
4765 | 4765 | 2012-07-17 12:59 | 18.3 | 26.1 | 26.1 | 18.3 | 615.45 | 568.69 | 239.79 | 222 | 14.44 | 660.21 | 0.88 | 0.86 | 0.84 | 0.21 | 375.13 | 0 | 0 | 174.41 | 0.85479 | 0.09408 | 0 | 0 | System Off | 1 | 0
4766 | 4766 | 2012-07-17 13:59 | 18.56 | 32.51 | 32.51 | 18.56 | 1081.35 | 1024.56 | 420.95 | 393 | 14.33 | 1130.68 | 0.88 | 0.91 | 0.89 | 0.37 | 752.75 | 0 | 0 | 309.17 | 0.89035 | 0.09408 | 0 | 0 | System Off | 1 | 0
4767 | 4767 | 2012-07-17 14:59 | 18.83 | 28.31 | 28.31 | 18.83 | 719.59 | 670.69 | 280.77 | 261 | 14.36 | 766.52 | 0.85 | 0.87 | 0.86 | 0.24 | 518.74 | 0 | 0 | 205.25 | 0.86582 | 0.09408 | 0 | 0 | System Off | 1 | 0
4768 | 4768 | 2012-07-17 15:59 | 18.67 | 28.46 | 28.46 | 18.67 | 722.08 | 673.13 | 285.55 | 262 | 14.35 | 779.13 | 0.84 | 0.86 | 0.84 | 0.24 | 521.63 | 0 | 0 | 206.05 | 0.86503 | 0.09408 | 0 | 0 | System Off | 1 | 0
4769 | 4769 | 2012-07-17 16:59 | 18.51 | 23.9 | 23.9 | 18.51 | 356.41 | 314.73 | 154.82 | 130 | 14.28 | 429.82 | 0.71 | 0.73 | 0.72 | 0.11 | 226.27 | 0 | 0 | 102.34 | 0.838 | 0.09408 | 0 | 0 | System Off | 1 | 0
4770 | 4770 | 2012-07-17 17:59 | 18.36 | 20.5 | 20.5 | 18.36 | 149.46 | 111.57 | 60.32 | 56 | 13.9 | 169.63 | 0.66 | 0.66 | 0.64 | 0.04 | 71.32 | 0 | 0 | 44.3 | 0.82257 | 0.09408 | 0 | 0 | System Off | 0 | 0
4771 | 4771 | 2012-07-17 18:59 | 17.93 | 18 | 18 | 17.93 | 3.83 | 0 | 1.82 | 1 | 19.95 | 5.17 | 0 | 0 | 0 | 0 | 0 | 0 | 0 | 0.73 | 0.80913 | 0.09408 | 0 | 0 | System Off | 0 | 0
4772 | 4772 | 2012-07-17 19:59 | 17.51 | 17.51 | 17.51 | 17.51 | 0 | 0 | 0 | 0 | 0 | 0 | 0 | 0 | 0 | 0 | 0 | 0 | 0 | 0 | 0 | 0 | 0 | 0 | System Off | 0 | 0
4773 | 4773 | 2012-07-17 20:59 | 17.08 | 17.08 | 17.08 | 17.08 | 0 | 0 | 0 | 0 | 0 | 0 | 0 | 0 | 0 | 0 | 0 | 0 | 0 | 0 | 0 | 0 | 0 | 0 | System Off | 0 | 0
4774 | 4774 | 2012-07-17 21:59 | 16.97 | 16.97 | 16.97 | 16.97 | 0 | 0 | 0 | 0 | 0 | 0 | 0 | 0 | 0 | 0 | 0 | 0 | 0 | 0 | 0 | 0 | 0 | 0 | System Off | 0 | 0
4775 | 4775 | 2012-07-17 22:59 | 16.87 | 16.87 | 16.87 | 16.87 | 0 | 0 | 0 | 0 | 0 | 0 | 0 | 0 | 0 | 0 | 0 | 0 | 0 | 0 | 0 | 0 | 0 | 0 | System Off | 0 | 0
4776 | 4776 | 2012-07-17 23:59 | 16.76 | 16.76 | 16.76 | 16.76 | 0 | 0 | 0 | 0 | 0 | 0 | 0 | 0 | 0 | 0 | 0 | 0 | 0 | 0 | 0 | 0 | 0 | 0 | System Off | 0 | 0
4777 | 4777 | 2012-07-18 00:59 | 16.54 | 16.54 | 16.54 | 16.54 | 0 | 0 | 0 | 0 | 0 | 0 | 0 | 0 | 0 | 0 | 0 | 0 | 0 | 0 | 0 | 0 | 0 | 0 | System Off | 0 | 0
4778 | 4778 | 2012-07-18 01:59 | 16.32 | 16.32 | 16.32 | 16.32 | 0 | 0 | 0 | 0 | 0 | 0 | 0 | 0 | 0 | 0 | 0 | 0 | 0 | 0 | 0 | 0 | 0 | 0 | System Off | 0 | 0
4779 | 4779 | 2012-07-18 02:59 | 16.11 | 16.11 | 16.11 | 16.11 | 0 | 0 | 0 | 0 | 0 | 0 | 0 | 0 | 0 | 0 | 0 | 0 | 0 | 0 | 0 | 0 | 0 | 0 | System Off | 0 | 0
4780 | 4780 | 2012-07-18 03:59 | 16.58 | 17.14 | 17.14 | 16.58 | 30.97 | 0 | 13.23 | 12 | 13.44 | 37.66 | 0 | 0 | 0 | 0 | 0 | 0 | 0 | 9.55 | 0.80325 | 0.09408 | 0 | 0 | System Off | 0 | 0
4781 | 4781 | 2012-07-18 04:59 | 17.06 | 19.61 | 19.61 | 17.06 | 152.66 | 114.71 | 61.51 | 57 | 13.95 | 173.54 | 0.65 | 0.66 | 0.65 | 0.04 | 240.11 | 0 | 0 | 45.06 | 0.81493 | 0.09408 | 0 | 0 | System Off | 1 | 0
4782 | 4782 | 2012-07-18 05:59 | 17.54 | 20.48 | 20.48 | 17.54 | 179.77 | 141.33 | 71.96 | 66 | 14.19 | 202.36 | 0.69 | 0.7 | 0.68 | 0.05 | 196.7 | 0 | 0 | 52.02 | 0.81955 | 0.09408 | 0 | 0 | System Off | 1 | 0
4783 | 4783 | 2012-07-18 06:59 | 18.62 | 26.16 | 26.16 | 18.62 | 497.4 | 453 | 195.47 | 181 | 14.31 | 538.04 | 0.82 | 0.84 | 0.82 | 0.16 | 412.4 | 0 | 0 | 142.42 | 0.84873 | 0.09408 | 0 | 0 | System Off | 1 | 0
4784 | 4784 | 2012-07-18 07:59 | 19.7 | 43.84 | 43.84 | 19.7 | 1662.59 | 1591.65 | 659.22 | 625 | 13.85 | 1692.39 | 0.88 | 0.94 | 0.92 | 0.58 | 1139.35 | 0 | 0 | 494.66 | 0.91615 | 0.09408 | 0 | 0 | System Off | 1 | 0
4785 | 4785 | 2012-07-18 08:59 | 20.78 | 38.2 | 38.2 | 20.78 | 1266.94 | 1205.83 | 500.14 | 469 | 14.07 | 1313.58 | 0.88 | 0.92 | 0.9 | 0.44 | 766.57 | 0 | 0 | 370.18 | 0.91995 | 0.09408 | 0 | 0 | System Off | 1 | 0
4786 | 4786 | 2012-07-18 09:59 | 21.4 | 40.61 | 40.61 | 21.4 | 1405.8 | 1341.34 | 558.33 | 524 | 13.97 | 1452.28 | 0.88 | 0.92 | 0.9 | 0.49 | 817.78 | 0 | 0 | 414.1 | 0.93517 | 0.09408 | 0 | 0 | System Off | 1 | 0
4787 | 4787 | 2012-07-18 10:59 | 22.01 | 44.31 | 44.31 | 22.01 | 1639.65 | 1569.3 | 656.17 | 618 | 13.82 | 1681.33 | 0.87 | 0.93 | 0.91 | 0.57 | 965.15 | 0 | 0 | 489.34 | 0.9295 | 0.09408 | 0 | 0 | System Off | 1 | 0
4788 | 4788 | 2012-07-18 11:59 | 22.62 | 38.74 | 38.74 | 22.62 | 1207.11 | 1147.41 | 480.15 | 449 | 14 | 1258.34 | 0.87 | 0.91 | 0.89 | 0.42 | 703.36 | 0 | 0 | 354.7 | 0.92779 | 0.09408 | 0 | 0 | System Off | 1 | 0
4789 | 4789 | 2012-07-18 12:59 | 22.91 | 43.85 | 43.85 | 22.91 | 1577.32 | 1508.57 | 630.3 | 594 | 13.83 | 1618.13 | 0.87 | 0.93 | 0.91 | 0.55 | 995.11 | 0 | 0 | 470.27 | 0.93045 | 0.09408 | 0 | 0 | System Off | 1 | 0
4790 | 4790 | 2012-07-18 13:59 | 23.2 | 41.49 | 41.49 | 23.2 | 1399.09 | 1334.78 | 556.2 | 524 | 13.91 | 1441.61 | 0.86 | 0.93 | 0.9 | 0.48 | 980.67 | 0 | 0 | 414.45 | 0.91825 | 0.09408 | 0 | 0 | System Off | 1 | 0
4791 | 4791 | 2012-07-18 14:59 | 23.49 | 35.12 | 35.12 | 23.49 | 900.26 | 847.51 | 357.19 | 333 | 14.08 | 949.66 | 0.87 | 0.89 | 0.87 | 0.31 | 655.5 | 0 | 0 | 262.8 | 0.90975 | 0.09408 | 0 | 0 | System Off | 1 | 0
4792 | 4792 | 2012-07-18 15:59 | 22.74 | 33.49 | 33.49 | 22.74 | 774.35 | 724.3 | 313.57 | 286 | 14.1 | 839.04 | 0.83 | 0.86 | 0.84 | 0.26 | 561.29 | 0 | 0 | 225.65 | 0.89547 | 0.09408 | 0 | 0 | System Off | 1 | 0
4793 | 4793 | 2012-07-18 16:59 | 21.99 | 25.82 | 25.82 | 21.99 | 260.94 | 221.03 | 105.57 | 97 | 14.01 | 290.99 | 0.76 | 0.76 | 0.74 | 0.08 | 158.91 | 0 | 0 | 76.62 | 0.85283 | 0.09408 | 0 | 0 | System Off | 1 | 0
4794 | 4794 | 2012-07-18 17:59 | 21.24 | 22.6 | 22.6 | 21.24 | 85.01 | 48.25 | 35.52 | 33 | 13.42 | 99.11 | 0.56 | 0.49 | 0.48 | 0.02 | 30.85 | 0 | 0 | 26.26 | 0.8355 | 0.09408 | 0 | 0 | System Off | 0 | 0
4795 | 4795 | 2012-07-18 18:59 | 20.24 | 20.35 | 20.35 | 20.24 | 5.79 | 0 | 2.73 | 2 | 15.08 | 7.69 | 0 | 0 | 0 | 0 | 0 | 0 | 0 | 1.56 | 0.82322 | 0.09408 | 0 | 0 | System Off | 0 | 0
4796 | 4796 | 2012-07-18 19:59 | 19.23 | 19.23 | 19.23 | 19.23 | 0 | 0 | 0 | 0 | 0 | 0 | 0 | 0 | 0 | 0 | 0 | 0 | 0 | 0 | 0 | 0 | 0 | 0 | System Off | 0 | 0
4797 | 4797 | 2012-07-18 20:59 | 18.23 | 18.23 | 18.23 | 18.23 | 0 | 0 | 0 | 0 | 0 | 0 | 0 | 0 | 0 | 0 | 0 | 0 | 0 | 0 | 0 | 0 | 0 | 0 | System Off | 0 | 0
4798 | 4798 | 2012-07-18 21:59 | 18.02 | 18.02 | 18.02 | 18.02 | 0 | 0 | 0 | 0 | 0 | 0 | 0 | 0 | 0 | 0 | 0 | 0 | 0 | 0 | 0 | 0 | 0 | 0 | System Off | 0 | 0
4799 | 4799 | 2012-07-18 22:59 | 17.8 | 17.8 | 17.8 | 17.8 | 0 | 0 | 0 | 0 | 0 | 0 | 0 | 0 | 0 | 0 | 0 | 0 | 0 | 0 | 0 | 0 | 0 | 0 | System Off | 0 | 0
4800 | 4800 | 2012-07-18 23:59 | 17.59 | 17.59 | 17.59 | 17.59 | 0 | 0 | 0 | 0 | 0 | 0 | 0 | 0 | 0 | 0 | 0 | 0 | 0 | 0 | 0 | 0 | 0 | 0 | System Off | 0 | 0
4801 | 4801 | 2012-07-19 00:59 | 17.24 | 17.24 | 17.24 | 17.24 | 0 | 0 | 0 | 0 | 0 | 0 | 0 | 0 | 0 | 0 | 0 | 0 | 0 | 0 | 0 | 0 | 0 | 0 | System Off | 0 | 0
4802 | 4802 | 2012-07-19 01:59 | 16.88 | 16.88 | 16.88 | 16.88 | 0 | 0 | 0 | 0 | 0 | 0 | 0 | 0 | 0 | 0 | 0 | 0 | 0 | 0 | 0 | 0 | 0 | 0 | System Off | 0 | 0
4803 | 4803 | 2012-07-19 02:59 | 16.53 | 16.53 | 16.53 | 16.53 | 0 | 0 | 0 | 0 | 0 | 0 | 0 | 0 | 0 | 0 | 0 | 0 | 0 | 0 | 0 | 0 | 0 | 0 | System Off | 0 | 0
4804 | 4804 | 2012-07-19 03:59 | 16.5 | 16.83 | 16.83 | 16.5 | 20.98 | 0 | 9.11 | 8 | 13.66 | 25.96 | 0 | 0 | 0 | 0 | 0 | 0 | 0 | 6.35 | 0.80198 | 0.09408 | 0 | 0 | System Off | 0 | 0
4805 | 4805 | 2012-07-19 04:59 | 16.47 | 17.97 | 17.97 | 16.47 | 105.66 | 68.53 | 42.81 | 39 | 14.11 | 121.52 | 0.47 | 0.56 | 0.55 | 0.02 | 143.45 | 0 | 0 | 30.77 | 0.80785 | 0.09408 | 0 | 0 | System Off | 1 | 0
4806 | 4806 | 2012-07-19 05:59 | 16.45 | 19.4 | 19.4 | 16.45 | 216.6 | 177.5 | 85.62 | 79 | 14.28 | 241.75 | 0.7 | 0.73 | 0.72 | 0.06 | 247.04 | 0 | 0 | 62.19 | 0.81552 | 0.09408 | 0 | 0 | System Off | 1 | 0
4807 | 4807 | 2012-07-19 06:59 | 16.68 | 26.25 | 26.25 | 16.68 | 760.21 | 710.46 | 293.99 | 273 | 14.5 | 808.96 | 0.88 | 0.88 | 0.86 | 0.26 | 646.79 | 0 | 0 | 214.3 | 0.8548 | 0.09408 | 0 | 0 | System Off | 1 | 0
4808 | 4808 | 2012-07-19 07:59 | 16.92 | 30.59 | 30.59 | 16.92 | 1153.12 | 1094.68 | 443.05 | 416 | 14.44 | 1198.95 | 0.9 | 0.91 | 0.89 | 0.4 | 783.61 | 0 | 0 | 326.82 | 0.8845 | 0.09408 | 0 | 0 | System Off | 1 | 0
4809 | 4809 | 2012-07-19 08:59 | 17.15 | 20.17 | 20.17 | 17.15 | 261.58 | 221.66 | 102.93 | 95 | 14.34 | 289.78 | 0.78 | 0.76 | 0.75 | 0.08 | 140.91 | 0 | 0 | 74.73 | 0.82286 | 0.09408 | 0 | 0 | System Off | 1 | 0
4810 | 4810 | 2012-07-19 09:59 | 17.52 | 30.89 | 30.89 | 17.52 | 1175.78 | 1116.81 | 453.57 | 424 | 14.44 | 1226 | 0.88 | 0.91 | 0.89 | 0.4 | 680.89 | 0 | 0 | 333.08 | 0.88984 | 0.09408 | 0 | 0 | System Off | 1 | 0
4811 | 4811 | 2012-07-19 10:59 | 17.88 | 29.99 | 29.99 | 17.88 | 1057.32 | 1001.07 | 408.89 | 381 | 14.45 | 1109.13 | 0.88 | 0.9 | 0.88 | 0.36 | 615.68 | 0 | 0 | 299.26 | 0.88358 | 0.09408 | 0 | 0 | System Off | 1 | 0
4812 | 4812 | 2012-07-19 11:59 | 18.24 | 26.55 | 26.55 | 18.24 | 720.84 | 671.91 | 279.63 | 260 | 14.44 | 768.57 | 0.86 | 0.87 | 0.85 | 0.24 | 411.88 | 0 | 0 | 204.26 | 0.86192 | 0.09408 | 0 | 0 | System Off | 1 | 0
4813 | 4813 | 2012-07-19 12:59 | 18.23 | 24.78 | 24.78 | 18.23 | 559.59 | 513.95 | 217.7 | 202 | 14.43 | 602.38 | 0.87 | 0.85 | 0.83 | 0.19 | 339.02 | 0 | 0 | 158.71 | 0.85042 | 0.09408 | 0 | 0 | System Off | 1 | 0
4814 | 4814 | 2012-07-19 13:59 | 18.21 | 22.09 | 22.09 | 18.21 | 324.35 | 283.26 | 127.52 | 118 | 14.32 | 356.45 | 0.78 | 0.79 | 0.78 | 0.1 | 208.11 | 0 | 0 | 92.85 | 0.8338 | 0.09408 | 0 | 0 | System Off | 1 | 0
4815 | 4815 | 2012-07-19 14:59 | 18.2 | 21.04 | 21.04 | 18.2 | 231.77 | 192.39 | 92 | 85 | 14.2 | 258.17 | 0.76 | 0.75 | 0.73 | 0.07 | 148.8 | 0 | 0 | 66.98 | 0.82727 | 0.09408 | 0 | 0 | System Off | 1 | 0
4816 | 4816 | 2012-07-19 15:59 | 17.59 | 27.54 | 27.54 | 17.59 | 787.36 | 737.03 | 310.91 | 284 | 14.44 | 851.32 | 0.87 | 0.87 | 0.85 | 0.27 | 571.15 | 0 | 0 | 223.11 | 0.86263 | 0.09408 | 0 | 0 | System Off | 1 | 0
4817 | 4817 | 2012-07-19 16:59 | 16.98 | 19.59 | 19.59 | 16.98 | 197.22 | 158.47 | 78.33 | 72 | 14.27 | 221.02 | 0.77 | 0.72 | 0.7 | 0.06 | 113.93 | 0 | 0 | 56.69 | 0.81734 | 0.09408 | 0 | 0 | System Off | 1 | 0
4818 | 4818 | 2012-07-19 17:59 | 16.38 | 17.9 | 17.9 | 16.38 | 108.05 | 70.88 | 43.72 | 40 | 14.07 | 124.14 | 0.69 | 0.57 | 0.56 | 0.03 | 45.31 | 0 | 0 | 31.57 | 0.80751 | 0.09408 | 0 | 0 | System Off | 0 | 0
4819 | 4819 | 2012-07-19 18:59 | 15.79 | 15.92 | 15.92 | 15.79 | 8.05 | 0 | 3.64 | 3 | 13.98 | 10.42 | 0 | 0 | 0 | 0 | 0 | 0 | 0 | 2.37 | 0.79678 | 0.09408 | 0 | 0 | System Off | 0 | 0
4820 | 4820 | 2012-07-19 19:59 | 15.19 | 15.19 | 15.19 | 15.19 | 0 | 0 | 0 | 0 | 0 | 0 | 0 | 0 | 0 | 0 | 0 | 0 | 0 | 0 | 0 | 0 | 0 | 0 | System Off | 0 | 0
4821 | 4821 | 2012-07-19 20:59 | 14.6 | 14.6 | 14.6 | 14.6 | 0 | 0 | 0 | 0 | 0 | 0 | 0 | 0 | 0 | 0 | 0 | 0 | 0 | 0 | 0 | 0 | 0 | 0 | System Off | 0 | 0
4822 | 4822 | 2012-07-19 21:59 | 14.42 | 14.42 | 14.42 | 14.42 | 0 | 0 | 0 | 0 | 0 | 0 | 0 | 0 | 0 | 0 | 0 | 0 | 0 | 0 | 0 | 0 | 0 | 0 | System Off | 0 | 0
4823 | 4823 | 2012-07-19 22:59 | 14.24 | 14.24 | 14.24 | 14.24 | 0 | 0 | 0 | 0 | 0 | 0 | 0 | 0 | 0 | 0 | 0 | 0 | 0 | 0 | 0 | 0 | 0 | 0 | System Off | 0 | 0
4824 | 4824 | 2012-07-19 23:59 | 14.06 | 14.06 | 14.06 | 14.06 | 0 | 0 | 0 | 0 | 0 | 0 | 0 | 0 | 0 | 0 | 0 | 0 | 0 | 0 | 0 | 0 | 0 | 0 | System Off | 0 | 0
4825 | 4825 | 2012-07-20 00:59 | 13.67 | 13.67 | 13.67 | 13.67 | 0 | 0 | 0 | 0 | 0 | 0 | 0 | 0 | 0 | 0 | 0 | 0 | 0 | 0 | 0 | 0 | 0 | 0 | System Off | 0 | 0
4826 | 4826 | 2012-07-20 01:59 | 13.28 | 13.28 | 13.28 | 13.28 | 0 | 0 | 0 | 0 | 0 | 0 | 0 | 0 | 0 | 0 | 0 | 0 | 0 | 0 | 0 | 0 | 0 | 0 | System Off | 0 | 0
4827 | 4827 | 2012-07-20 02:59 | 12.89 | 12.89 | 12.89 | 12.89 | 0 | 0 | 0 | 0 | 0 | 0 | 0 | 0 | 0 | 0 | 0 | 0 | 0 | 0 | 0 | 0 | 0 | 0 | System Off | 0 | 0
4828 | 4828 | 2012-07-20 03:59 | 13.19 | 13.27 | 13.27 | 13.19 | 3.94 | 0 | 1.82 | 1 | 20.52 | 5.26 | 0 | 0 | 0 | 0 | 0 | 0 | 0 | 0.72 | 0.78103 | 0.09408 | 0 | 0 | System Off | 0 | 0
4829 | 4829 | 2012-07-20 04:59 | 13.5 | 15.03 | 15.03 | 13.5 | 85.76 | 48.99 | 34.61 | 32 | 13.96 | 99.31 | 0.58 | 0.49 | 0.48 | 0.02 | 102.54 | 0 | 0 | 25.29 | 0.78886 | 0.09408 | 0 | 0 | System Off | 1 | 0
4830 | 4830 | 2012-07-20 05:59 | 13.81 | 15.37 | 15.37 | 13.81 | 87.99 | 51.17 | 35.52 | 33 | 13.89 | 101.8 | 0.56 | 0.5 | 0.49 | 0.02 | 71.22 | 0 | 0 | 26.11 | 0.79089 | 0.09408 | 0 | 0 | System Off | 1 | 0
4831 | 4831 | 2012-07-20 06:59 | 14.53 | 19.54 | 19.54 | 14.53 | 288.99 | 248.56 | 112.95 | 105 | 14.33 | 318.74 | 0.8 | 0.78 | 0.76 | 0.09 | 226.28 | 0 | 0 | 82.6 | 0.80906 | 0.09408 | 0 | 0 | System Off | 1 | 0
4832 | 4832 | 2012-07-20 07:59 | 15.25 | 24.88 | 24.88 | 15.25 | 552.85 | 507.35 | 215.14 | 200 | 14.4 | 595.08 | 0.84 | 0.85 | 0.83 | 0.18 | 363.18 | 0 | 0 | 157.21 | 0.83184 | 0.09408 | 0 | 0 | System Off | 1 | 0
4833 | 4833 | 2012-07-20 08:59 | 15.97 | 29.32 | 29.32 | 15.97 | 755.22 | 705.57 | 295.33 | 275 | 14.3 | 803.17 | 0.88 | 0.88 | 0.86 | 0.26 | 448.54 | 0 | 0 | 216.42 | 0.85096 | 0.09408 | 0 | 0 | System Off | 1 | 0
4834 | 4834 | 2012-07-20 09:59 | 16.53 | 32.54 | 32.54 | 16.53 | 923.81 | 870.54 | 362.94 | 338 | 14.24 | 974.78 | 0.85 | 0.89 | 0.87 | 0.31 | 530.74 | 0 | 0 | 266.22 | 0.86687 | 0.09408 | 0 | 0 | System Off | 1 | 0
4835 | 4835 | 2012-07-20 10:59 | 17.08 | 48.33 | 48.33 | 17.08 | 1794.51 | 1720.1 | 726.19 | 686 | 13.62 | 1830.13 | 0.85 | 0.94 | 0.92 | 0.62 | 1057.89 | 0 | 0 | 544.52 | 0.91195 | 0.09408 | 0 | 0 | System Off | 1 | 0
4836 | 4836 | 2012-07-20 11:59 | 17.63 | 32.85 | 32.85 | 17.63 | 919.47 | 866.3 | 361.98 | 337 | 14.21 | 971 | 0.86 | 0.89 | 0.87 | 0.31 | 531.04 | 0 | 0 | 265.52 | 0.87353 | 0.09408 | 0 | 0 | System Off | 1 | 0
4837 | 4837 | 2012-07-20 12:59 | 17.25 | 30.42 | 30.42 | 17.25 | 789.51 | 739.14 | 309.78 | 288 | 14.28 | 838.87 | 0.87 | 0.88 | 0.86 | 0.27 | 487.57 | 0 | 0 | 226.72 | 0.86143 | 0.09408 | 0 | 0 | System Off | 1 | 0
4838 | 4838 | 2012-07-20 13:59 | 16.86 | 32.25 | 32.25 | 16.86 | 912.6 | 859.58 | 357.96 | 334 | 14.23 | 962.47 | 0.87 | 0.89 | 0.87 | 0.31 | 631.53 | 0 | 0 | 263.09 | 0.86813 | 0.09408 | 0 | 0 | System Off | 1 | 0
4839 | 4839 | 2012-07-20 14:59 | 16.48 | 26.8 | 26.8 | 16.48 | 606.73 | 560.15 | 237.02 | 220 | 14.36 | 650.86 | 0.84 | 0.86 | 0.84 | 0.2 | 433.24 | 0 | 0 | 173 | 0.84327 | 0.09408 | 0 | 0 | System Off | 1 | 0
4840 | 4840 | 2012-07-20 15:59 | 15.91 | 18.21 | 18.21 | 15.91 | 129.13 | 91.59 | 51.92 | 48 | 14.01 | 147.24 | 0.58 | 0.62 | 0.61 | 0.03 | 70.98 | 0 | 0 | 37.91 | 0.80628 | 0.09408 | 0 | 0 | System Off | 0 | 0
4841 | 4841 | 2012-07-20 16:59 | 15.34 | 17.52 | 17.52 | 15.34 | 120.05 | 82.68 | 48.28 | 44 | 14.21 | 137.26 | 0.62 | 0.6 | 0.59 | 0.03 | 59.44 | 0 | 0 | 34.67 | 0.80207 | 0.09408 | 0 | 0 | System Off | 0 | 0
4842 | 4842 | 2012-07-20 17:59 | 14.77 | 15.27 | 15.27 | 14.77 | 25.61 | 0 | 10.93 | 10 | 13.34 | 31.33 | 0 | 0 | 0 | 0 | 0 | 0 | 0 | 7.97 | 0.79211 | 0.09408 | 0 | 0 | System Off | 0 | 0
4843 | 4843 | 2012-07-20 18:59 | 13.93 | 13.97 | 13.97 | 13.93 | 1.89 | 0 | 0.91 | 0 | 0 | 0 | 0 | 0 | 0 | 0 | 0 | 0 | 0 | -0.1 | 0.78518 | 0.09408 | 0 | 0 | System Off | 0 | 0
4844 | 4844 | 2012-07-20 19:59 | 13.09 | 13.09 | 13.09 | 13.09 | 0 | 0 | 0 | 0 | 0 | 0 | 0 | 0 | 0 | 0 | 0 | 0 | 0 | 0 | 0 | 0 | 0 | 0 | System Off | 0 | 0
4845 | 4845 | 2012-07-20 20:59 | 12.25 | 12.25 | 12.25 | 12.25 | 0 | 0 | 0 | 0 | 0 | 0 | 0 | 0 | 0 | 0 | 0 | 0 | 0 | 0 | 0 | 0 | 0 | 0 | System Off | 0 | 0
4846 | 4846 | 2012-07-20 21:59 | 11.95 | 11.95 | 11.95 | 11.95 | 0 | 0 | 0 | 0 | 0 | 0 | 0 | 0 | 0 | 0 | 0 | 0 | 0 | 0 | 0 | 0 | 0 | 0 | System Off | 0 | 0
4847 | 4847 | 2012-07-20 22:59 | 11.64 | 11.64 | 11.64 | 11.64 | 0 | 0 | 0 | 0 | 0 | 0 | 0 | 0 | 0 | 0 | 0 | 0 | 0 | 0 | 0 | 0 | 0 | 0 | System Off | 0 | 0
4848 | 4848 | 2012-07-20 23:59 | 11.34 | 11.34 | 11.34 | 11.34 | 0 | 0 | 0 | 0 | 0 | 0 | 0 | 0 | 0 | 0 | 0 | 0 | 0 | 0 | 0 | 0 | 0 | 0 | System Off | 0 | 0
4849 | 4849 | 2012-07-21 00:59 | 11 | 11 | 11 | 11 | 0 | 0 | 0 | 0 | 0 | 0 | 0 | 0 | 0 | 0 | 0 | 0 | 0 | 0 | 0 | 0 | 0 | 0 | System Off | 0 | 0
4850 | 4850 | 2012-07-21 01:59 | 10.66 | 10.66 | 10.66 | 10.66 | 0 | 0 | 0 | 0 | 0 | 0 | 0 | 0 | 0 | 0 | 0 | 0 | 0 | 0 | 0 | 0 | 0 | 0 | System Off | 0 | 0
4851 | 4851 | 2012-07-21 02:59 | 10.33 | 10.33 | 10.33 | 10.33 | 0 | 0 | 0 | 0 | 0 | 0 | 0 | 0 | 0 | 0 | 0 | 0 | 0 | 0 | 0 | 0 | 0 | 0 | System Off | 0 | 0
4852 | 4852 | 2012-07-21 03:59 | 11.03 | 11.33 | 11.33 | 11.03 | 14.85 | 0 | 6.38 | 5 | 15.47 | 18.54 | 0 | 0 | 0 | 0 | 0 | 0 | 0 | 3.88 | 0.76916 | 0.09408 | 0 | 0 | System Off | 0 | 0
4853 | 4853 | 2012-07-21 04:59 | 11.73 | 14.86 | 14.86 | 11.73 | 170.13 | 131.87 | 67.91 | 61 | 14.53 | 194.99 | 0.74 | 0.68 | 0.66 | 0.05 | 276.03 | 0 | 0 | 47.87 | 0.78394 | 0.09408 | 0 | 0 | System Off | 1 | 0
4854 | 4854 | 2012-07-21 05:59 | 12.44 | 22.26 | 22.26 | 12.44 | 524.34 | 479.4 | 215.35 | 188 | 14.53 | 601.59 | 0.79 | 0.8 | 0.78 | 0.17 | 667.22 | 0 | 0 | 147.53 | 0.8125 | 0.09408 | 0 | 0 | System Off | 1 | 0
4855 | 4855 | 2012-07-21 06:59 | 13.25 | 31.81 | 31.81 | 13.25 | 1091.63 | 1034.61 | 426.04 | 396 | 14.36 | 1147.5 | 0.87 | 0.9 | 0.88 | 0.37 | 941.89 | 0 | 0 | 311.42 | 0.85782 | 0.09408 | 0 | 0 | System Off | 1 | 0
4856 | 4856 | 2012-07-21 07:59 | 14.06 | 29.34 | 29.34 | 14.06 | 949.13 | 895.31 | 366.52 | 342 | 14.45 | 996.66 | 0.87 | 0.9 | 0.88 | 0.32 | 640.89 | 0 | 0 | 268.63 | 0.85221 | 0.09408 | 0 | 0 | System Off | 1 | 0
4857 | 4857 | 2012-07-21 08:59 | 14.87 | 36.65 | 36.65 | 14.87 | 1395.57 | 1331.36 | 544.6 | 512 | 14.2 | 1439.22 | 0.88 | 0.93 | 0.9 | 0.48 | 846.36 | 0 | 0 | 403.47 | 0.89084 | 0.09408 | 0 | 0 | System Off | 1 | 0
4858 | 4858 | 2012-07-21 09:59 | 15.26 | 37.15 | 37.15 | 15.26 | 1405.71 | 1341.24 | 550.6 | 517 | 14.16 | 1452.15 | 0.89 | 0.92 | 0.9 | 0.49 | 817.72 | 0 | 0 | 407.6 | 0.89433 | 0.09408 | 0 | 0 | System Off | 1 | 0
4859 | 4859 | 2012-07-21 10:59 | 15.64 | 21.55 | 21.55 | 15.64 | 383.38 | 341.18 | 149.38 | 138 | 14.47 | 418.42 | 0.8 | 0.82 | 0.8 | 0.12 | 209.83 | 0 | 0 | 108.37 | 0.8221 | 0.09408 | 0 | 0 | System Off | 1 | 0
4860 | 4860 | 2012-07-21 11:59 | 16.03 | 36.09 | 36.09 | 16.03 | 1301.16 | 1239.23 | 510.06 | 477 | 14.21 | 1350.93 | 0.88 | 0.92 | 0.9 | 0.45 | 759.64 | 0 | 0 | 375.84 | 0.89122 | 0.09408 | 0 | 0 | System Off | 1 | 0
4861 | 4861 | 2012-07-21 12:59 | 16.27 | 20.36 | 20.36 | 16.27 | 266.19 | 226.18 | 104.75 | 97 | 14.29 | 294.71 | 0.76 | 0.77 | 0.75 | 0.08 | 149.2 | 0 | 0 | 76.35 | 0.81795 | 0.09408 | 0 | 0 | System Off | 1 | 0
4862 | 4862 | 2012-07-21 13:59 | 16.51 | 22.97 | 22.97 | 16.51 | 427.14 | 384.11 | 166.69 | 154 | 14.45 | 464.4 | 0.84 | 0.83 | 0.81 | 0.14 | 282.21 | 0 | 0 | 120.97 | 0.83049 | 0.09408 | 0 | 0 | System Off | 1 | 0
4863 | 4863 | 2012-07-21 14:59 | 16.75 | 28.25 | 28.25 | 16.75 | 768.25 | 718.33 | 298.76 | 278 | 14.39 | 815.83 | 0.87 | 0.88 | 0.86 | 0.26 | 555.59 | 0 | 0 | 218.53 | 0.85629 | 0.09408 | 0 | 0 | System Off | 1 | 0
4864 | 4864 | 2012-07-21 15:59 | 16.49 | 24.38 | 24.38 | 16.49 | 505.63 | 461.07 | 197.6 | 183 | 14.39 | 547.6 | 0.86 | 0.84 | 0.82 | 0.17 | 357.3 | 0 | 0 | 143.86 | 0.83607 | 0.09408 | 0 | 0 | System Off | 1 | 0
4865 | 4865 | 2012-07-21 16:59 | 16.24 | 21.12 | 21.12 | 16.24 | 297.06 | 256.48 | 117.8 | 108 | 14.33 | 330.47 | 0.76 | 0.78 | 0.76 | 0.09 | 184.4 | 0 | 0 | 84.97 | 0.81991 | 0.09408 | 0 | 0 | System Off | 1 | 0
4866 | 4866 | 2012-07-21 17:59 | 15.99 | 18.66 | 18.66 | 15.99 | 155.11 | 117.11 | 62.01 | 57 | 14.17 | 175.58 | 0.65 | 0.67 | 0.65 | 0.04 | 74.87 | 0 | 0 | 44.93 | 0.80849 | 0.09408 | 0 | 0 | System Off | 0 | 0
4867 | 4867 | 2012-07-21 18:59 | 14.97 | 14.97 | 14.97 | 14.97 | 0 | 0 | 0 | 0 | 0 | 0 | 0 | 0 | 0 | 0 | 0 | 0 | 0 | 0 | 0 | 0 | 0 | 0 | System Off | 0 | 0
4868 | 4868 | 2012-07-21 19:59 | 13.95 | 13.95 | 13.95 | 13.95 | 0 | 0 | 0 | 0 | 0 | 0 | 0 | 0 | 0 | 0 | 0 | 0 | 0 | 0 | 0 | 0 | 0 | 0 | System Off | 0 | 0
4869 | 4869 | 2012-07-21 20:59 | 12.93 | 12.93 | 12.93 | 12.93 | 0 | 0 | 0 | 0 | 0 | 0 | 0 | 0 | 0 | 0 | 0 | 0 | 0 | 0 | 0 | 0 | 0 | 0 | System Off | 0 | 0
4870 | 4870 | 2012-07-21 21:59 | 12.28 | 12.28 | 12.28 | 12.28 | 0 | 0 | 0 | 0 | 0 | 0 | 0 | 0 | 0 | 0 | 0 | 0 | 0 | 0 | 0 | 0 | 0 | 0 | System Off | 0 | 0
4871 | 4871 | 2012-07-21 22:59 | 11.63 | 11.63 | 11.63 | 11.63 | 0 | 0 | 0 | 0 | 0 | 0 | 0 | 0 | 0 | 0 | 0 | 0 | 0 | 0 | 0 | 0 | 0 | 0 | System Off | 0 | 0
4872 | 4872 | 2012-07-21 23:59 | 10.98 | 10.98 | 10.98 | 10.98 | 0 | 0 | 0 | 0 | 0 | 0 | 0 | 0 | 0 | 0 | 0 | 0 | 0 | 0 | 0 | 0 | 0 | 0 | System Off | 0 | 0
4873 | 4873 | 2012-07-22 00:59 | 10.42 | 10.42 | 10.42 | 10.42 | 0 | 0 | 0 | 0 | 0 | 0 | 0 | 0 | 0 | 0 | 0 | 0 | 0 | 0 | 0 | 0 | 0 | 0 | System Off | 0 | 0
4874 | 4874 | 2012-07-22 01:59 | 9.85 | 9.85 | 9.85 | 9.85 | 0 | 0 | 0 | 0 | 0 | 0 | 0 | 0 | 0 | 0 | 0 | 0 | 0 | 0 | 0 | 0 | 0 | 0 | System Off | 0 | 0
4875 | 4875 | 2012-07-22 02:59 | 9.29 | 9.29 | 9.29 | 9.29 | 0 | 0 | 0 | 0 | 0 | 0 | 0 | 0 | 0 | 0 | 0 | 0 | 0 | 0 | 0 | 0 | 0 | 0 | System Off | 0 | 0
4876 | 4876 | 2012-07-22 03:59 | 10.35 | 10.44 | 10.44 | 10.35 | 4 | 0 | 1.82 | 1 | 20.83 | 5.31 | 0 | 0 | 0 | 0 | 0 | 0 | 0 | 0.72 | 0.76444 | 0.09408 | 0 | 0 | System Off | 0 | 0
4877 | 4877 | 2012-07-22 04:59 | 11.42 | 14.35 | 14.35 | 11.42 | 132.72 | 95.12 | 55.29 | 48 | 14.4 | 159.05 | 0.54 | 0.6 | 0.59 | 0.03 | 199.1 | 0 | 0 | 37.73 | 0.77965 | 0.09408 | 0 | 0 | System Off | 1 | 0
4878 | 4878 | 2012-07-22 05:59 | 12.49 | 25.57 | 25.57 | 12.49 | 554.7 | 509.17 | 236.63 | 201 | 14.37 | 652.84 | 0.76 | 0.78 | 0.76 | 0.18 | 708.65 | 0 | 0 | 158.04 | 0.81538 | 0.09408 | 0 | 0 | System Off | 1 | 0
4879 | 4879 | 2012-07-22 06:59 | 13.92 | 38.91 | 38.91 | 13.92 | 1172.72 | 1113.83 | 469.87 | 437 | 13.98 | 1230.57 | 0.85 | 0.91 | 0.88 | 0.4 | 1014.01 | 0 | 0 | 345.33 | 0.87039 | 0.09408 | 0 | 0 | System Off | 1 | 0
4880 | 4880 | 2012-07-22 07:59 | 15.35 | 48.59 | 48.59 | 15.35 | 1600.57 | 1531.22 | 648.36 | 615 | 13.55 | 1632.27 | 0.85 | 0.94 | 0.92 | 0.55 | 1096.1 | 0 | 0 | 488.59 | 0.91522 | 0.09408 | 0 | 0 | System Off | 1 | 0
4881 | 4881 | 2012-07-22 08:59 | 16.78 | 42.15 | 42.15 | 16.78 | 1278.27 | 1216.89 | 512.33 | 481 | 13.84 | 1324.36 | 0.86 | 0.92 | 0.9 | 0.44 | 773.59 | 0 | 0 | 380.75 | 0.89718 | 0.09408 | 0 | 0 | System Off | 1 | 0
4882 | 4882 | 2012-07-22 09:59 | 17.53 | 48.69 | 48.69 | 17.53 | 1489.1 | 1422.57 | 609.09 | 573 | 13.54 | 1532.74 | 0.84 | 0.93 | 0.91 | 0.51 | 867.3 | 0 | 0 | 455.33 | 0.92078 | 0.09408 | 0 | 0 | System Off | 1 | 0
4883 | 4883 | 2012-07-22 10:59 | 18.28 | 51.55 | 51.55 | 18.28 | 1517.94 | 1450.69 | 628.3 | 591 | 13.38 | 1562.21 | 0.83 | 0.93 | 0.91 | 0.52 | 892.21 | 0 | 0 | 470.57 | 0.92946 | 0.09408 | 0 | 0 | System Off | 1 | 0
4884 | 4884 | 2012-07-22 11:59 | 19.03 | 68.6 | 68.6 | 19.03 | 2069.88 | 1987.94 | 904.08 | 861 | 12.52 | 2086.33 | 0.8 | 0.95 | 0.93 | 0.72 | 1218.6 | 0 | 0 | 692.92 | 0.96132 | 0.09408 | 0 | 0 | System Off | 1 | 0
4885 | 4885 | 2012-07-22 12:59 | 19.29 | 65.91 | 65.91 | 19.29 | 1971.27 | 1892.07 | 851.2 | 811 | 12.66 | 1988.33 | 0.8 | 0.95 | 0.93 | 0.68 | 1248.08 | 0 | 0 | 651.56 | 0.95266 | 0.09408 | 0 | 0 | System Off | 1 | 0
4886 | 4886 | 2012-07-22 13:59 | 19.55 | 60.62 | 60.62 | 19.55 | 1776.36 | 1702.43 | 751.54 | 716 | 12.92 | 1797.19 | 0.82 | 0.95 | 0.92 | 0.62 | 1250.79 | 0 | 0 | 573.36 | 0.93481 | 0.09408 | 0 | 0 | System Off | 1 | 0
4887 | 4887 | 2012-07-22 14:59 | 19.82 | 50.05 | 50.05 | 19.82 | 1346.32 | 1283.31 | 554.46 | 523 | 13.41 | 1387.34 | 0.83 | 0.93 | 0.9 | 0.46 | 992.57 | 0 | 0 | 416.27 | 0.92555 | 0.09408 | 0 | 0 | System Off | 1 | 0
4888 | 4888 | 2012-07-22 15:59 | 19.36 | 37.37 | 37.37 | 19.36 | 823.46 | 772.37 | 340.74 | 309 | 13.88 | 897.9 | 0.82 | 0.86 | 0.84 | 0.28 | 598.53 | 0 | 0 | 244.48 | 0.87902 | 0.09408 | 0 | 0 | System Off | 1 | 0
4889 | 4889 | 2012-07-22 16:59 | 18.91 | 26.21 | 26.21 | 18.91 | 288.46 | 248.04 | 142.22 | 107 | 14.04 | 391.4 | 0.63 | 0.63 | 0.62 | 0.09 | 178.33 | 0 | 0 | 84.49 | 0.83596 | 0.09408 | 0 | 0 | System Off | 1 | 0
4890 | 4890 | 2012-07-22 17:59 | 18.46 | 20.75 | 20.75 | 18.46 | 112.16 | 74.92 | 46.04 | 42 | 13.91 | 129.33 | 0.65 | 0.58 | 0.57 | 0.03 | 47.9 | 0 | 0 | 33.22 | 0.82041 | 0.09408 | 0 | 0 | System Off | 0 | 0
4891 | 4891 | 2012-07-22 18:59 | 16.67 | 16.67 | 16.67 | 16.67 | 0 | 0 | 0 | 0 | 0 | 0 | 0 | 0 | 0 | 0 | 0 | 0 | 0 | 0 | 0 | 0 | 0 | 0 | System Off | 0 | 0
4892 | 4892 | 2012-07-22 19:59 | 14.87 | 14.87 | 14.87 | 14.87 | 0 | 0 | 0 | 0 | 0 | 0 | 0 | 0 | 0 | 0 | 0 | 0 | 0 | 0 | 0 | 0 | 0 | 0 | System Off | 0 | 0
4893 | 4893 | 2012-07-22 20:59 | 13.08 | 13.08 | 13.08 | 13.08 | 0 | 0 | 0 | 0 | 0 | 0 | 0 | 0 | 0 | 0 | 0 | 0 | 0 | 0 | 0 | 0 | 0 | 0 | System Off | 0 | 0
4894 | 4894 | 2012-07-22 21:59 | 12.68 | 12.68 | 12.68 | 12.68 | 0 | 0 | 0 | 0 | 0 | 0 | 0 | 0 | 0 | 0 | 0 | 0 | 0 | 0 | 0 | 0 | 0 | 0 | System Off | 0 | 0
4895 | 4895 | 2012-07-22 22:59 | 12.27 | 12.27 | 12.27 | 12.27 | 0 | 0 | 0 | 0 | 0 | 0 | 0 | 0 | 0 | 0 | 0 | 0 | 0 | 0 | 0 | 0 | 0 | 0 | System Off | 0 | 0
4896 | 4896 | 2012-07-22 23:59 | 11.87 | 11.87 | 11.87 | 11.87 | 0 | 0 | 0 | 0 | 0 | 0 | 0 | 0 | 0 | 0 | 0 | 0 | 0 | 0 | 0 | 0 | 0 | 0 | System Off | 0 | 0
4897 | 4897 | 2012-07-23 00:59 | 11.33 | 11.33 | 11.33 | 11.33 | 0 | 0 | 0 | 0 | 0 | 0 | 0 | 0 | 0 | 0 | 0 | 0 | 0 | 0 | 0 | 0 | 0 | 0 | System Off | 0 | 0
4898 | 4898 | 2012-07-23 01:59 | 10.79 | 10.79 | 10.79 | 10.79 | 0 | 0 | 0 | 0 | 0 | 0 | 0 | 0 | 0 | 0 | 0 | 0 | 0 | 0 | 0 | 0 | 0 | 0 | System Off | 0 | 0
4899 | 4899 | 2012-07-23 02:59 | 10.26 | 10.26 | 10.26 | 10.26 | 0 | 0 | 0 | 0 | 0 | 0 | 0 | 0 | 0 | 0 | 0 | 0 | 0 | 0 | 0 | 0 | 0 | 0 | System Off | 0 | 0
4900 | 4900 | 2012-07-23 03:59 | 11.5 | 11.83 | 11.83 | 11.5 | 17.04 | 0 | 7.29 | 6 | 14.79 | 21.15 | 0 | 0 | 0 | 0 | 0 | 0 | 0 | 4.69 | 0.7721 | 0.09408 | 0 | 0 | System Off | 0 | 0
4901 | 4901 | 2012-07-23 04:59 | 12.74 | 14.83 | 14.83 | 12.74 | 110.76 | 73.55 | 47.44 | 41 | 14.07 | 136.22 | 0.63 | 0.54 | 0.53 | 0.03 | 153.95 | 0 | 0 | 32.36 | 0.78611 | 0.09408 | 0 | 0 | System Off | 1 | 0
4902 | 4902 | 2012-07-23 05:59 | 13.98 | 24.54 | 24.54 | 13.98 | 566.48 | 520.71 | 243.11 | 204 | 14.46 | 673.3 | 0.78 | 0.77 | 0.76 | 0.19 | 724.72 | 0 | 0 | 160.22 | 0.8249 | 0.09408 | 0 | 0 | System Off | 1 | 0
4903 | 4903 | 2012-07-23 06:59 | 15.95 | 36.51 | 36.51 | 15.95 | 1196.64 | 1137.18 | 474.47 | 441 | 14.13 | 1254.54 | 0.86 | 0.91 | 0.89 | 0.41 | 1035.28 | 0 | 0 | 347.8 | 0.88368 | 0.09408 | 0 | 0 | System Off | 1 | 0
4904 | 4904 | 2012-07-23 07:59 | 17.91 | 48.3 | 48.3 | 17.91 | 1749.27 | 1676.06 | 703.65 | 669 | 13.62 | 1773.58 | 0.87 | 0.95 | 0.92 | 0.61 | 1199.78 | 0 | 0 | 531.06 | 0.91386 | 0.09408 | 0 | 0 | System Off | 1 | 0
4905 | 4905 | 2012-07-23 08:59 | 19.88 | 56.99 | 56.99 | 19.88 | 2084.72 | 2002.36 | 862.2 | 824 | 13.18 | 2094.67 | 0.84 | 0.96 | 0.93 | 0.72 | 1272.93 | 0 | 0 | 657.74 | 0.95803 | 0.09408 | 0 | 0 | System Off | 1 | 0
4906 | 4906 | 2012-07-23 09:59 | 20.64 | 63.26 | 63.26 | 20.64 | 2363.29 | 2272.86 | 998.93 | 957 | 12.86 | 2361.12 | 0.82 | 0.96 | 0.94 | 0.82 | 1385.7 | 0 | 0 | 766.92 | 0.99044 | 0.09408 | 0 | 0 | System Off | 1 | 0
4907 | 4907 | 2012-07-23 10:59 | 21.39 | 66.63 | 66.63 | 21.39 | 2499.58 | 2405.06 | 1069.41 | 1026 | 12.69 | 2489.96 | 0.81 | 0.97 | 0.94 | 0.87 | 1479.16 | 0 | 0 | 823.99 | 1.0098 | 0.09408 | 0 | 0 | System Off | 1 | 0
4908 | 4908 | 2012-07-23 11:59 | 22.15 | 64.87 | 64.87 | 22.15 | 2392.82 | 2301.51 | 1018.34 | 975 | 12.78 | 2389.88 | 0.82 | 0.96 | 0.94 | 0.83 | 1410.82 | 0 | 0 | 782.12 | 1.0043 | 0.09408 | 0 | 0 | System Off | 1 | 0
4909 | 4909 | 2012-07-23 12:59 | 22.45 | 61.92 | 61.92 | 22.45 | 2206.11 | 2120.29 | 929.03 | 889 | 12.92 | 2208.98 | 0.83 | 0.96 | 0.94 | 0.77 | 1398.63 | 0 | 0 | 711.87 | 0.98846 | 0.09408 | 0 | 0 | System Off | 1 | 0
4910 | 4910 | 2012-07-23 13:59 | 22.75 | 55.84 | 55.84 | 22.75 | 1858.89 | 1782.76 | 768.28 | 733 | 13.21 | 1875.71 | 0.83 | 0.95 | 0.93 | 0.64 | 1309.8 | 0 | 0 | 584.87 | 0.9583 | 0.09408 | 0 | 0 | System Off | 1 | 0
4911 | 4911 | 2012-07-23 14:59 | 23.06 | 47.65 | 47.65 | 23.06 | 1382.76 | 1318.86 | 562.84 | 531 | 13.56 | 1422.5 | 0.85 | 0.93 | 0.9 | 0.48 | 1020.06 | 0 | 0 | 421.81 | 0.91922 | 0.09408 | 0 | 0 | System Off | 1 | 0
4912 | 4912 | 2012-07-23 15:59 | 22.41 | 37.96 | 37.96 | 22.41 | 835.58 | 784.23 | 347.21 | 314 | 13.86 | 912.8 | 0.81 | 0.86 | 0.84 | 0.28 | 607.73 | 0 | 0 | 248.5 | 0.89923 | 0.09408 | 0 | 0 | System Off | 1 | 0
4913 | 4913 | 2012-07-23 16:59 | 21.76 | 28.34 | 28.34 | 21.76 | 293.33 | 252.82 | 143.22 | 110 | 13.89 | 390.96 | 0.63 | 0.65 | 0.63 | 0.09 | 181.77 | 0 | 0 | 87.02 | 0.85405 | 0.09408 | 0 | 0 | System Off | 1 | 0
4914 | 4914 | 2012-07-23 17:59 | 21.12 | 23.1 | 23.1 | 21.12 | 100.87 | 63.83 | 42.07 | 38 | 13.83 | 117.16 | 0.48 | 0.54 | 0.53 | 0.02 | 40.81 | 0 | 0 | 30.09 | 0.83573 | 0.09408 | 0 | 0 | System Off | 0 | 0
4915 | 4915 | 2012-07-23 18:59 | 19.64 | 19.64 | 19.64 | 19.64 | 0 | 0 | 0 | 0 | 0 | 0 | 0 | 0 | 0 | 0 | 0 | 0 | 0 | 0 | 0 | 0 | 0 | 0 | System Off | 0 | 0
4916 | 4916 | 2012-07-23 19:59 | 18.17 | 18.17 | 18.17 | 18.17 | 0 | 0 | 0 | 0 | 0 | 0 | 0 | 0 | 0 | 0 | 0 | 0 | 0 | 0 | 0 | 0 | 0 | 0 | System Off | 0 | 0
4917 | 4917 | 2012-07-23 20:59 | 16.69 | 16.69 | 16.69 | 16.69 | 0 | 0 | 0 | 0 | 0 | 0 | 0 | 0 | 0 | 0 | 0 | 0 | 0 | 0 | 0 | 0 | 0 | 0 | System Off | 0 | 0
4918 | 4918 | 2012-07-23 21:59 | 16.24 | 16.24 | 16.24 | 16.24 | 0 | 0 | 0 | 0 | 0 | 0 | 0 | 0 | 0 | 0 | 0 | 0 | 0 | 0 | 0 | 0 | 0 | 0 | System Off | 0 | 0
4919 | 4919 | 2012-07-23 22:59 | 15.8 | 15.8 | 15.8 | 15.8 | 0 | 0 | 0 | 0 | 0 | 0 | 0 | 0 | 0 | 0 | 0 | 0 | 0 | 0 | 0 | 0 | 0 | 0 | System Off | 0 | 0
4920 | 4920 | 2012-07-23 23:59 | 15.35 | 15.35 | 15.35 | 15.35 | 0 | 0 | 0 | 0 | 0 | 0 | 0 | 0 | 0 | 0 | 0 | 0 | 0 | 0 | 0 | 0 | 0 | 0 | System Off | 0 | 0
4921 | 4921 | 2012-07-24 00:59 | 14.62 | 14.62 | 14.62 | 14.62 | 0 | 0 | 0 | 0 | 0 | 0 | 0 | 0 | 0 | 0 | 0 | 0 | 0 | 0 | 0 | 0 | 0 | 0 | System Off | 0 | 0
4922 | 4922 | 2012-07-24 01:59 | 13.89 | 13.89 | 13.89 | 13.89 | 0 | 0 | 0 | 0 | 0 | 0 | 0 | 0 | 0 | 0 | 0 | 0 | 0 | 0 | 0 | 0 | 0 | 0 | System Off | 0 | 0
4923 | 4923 | 2012-07-24 02:59 | 13.17 | 13.17 | 13.17 | 13.17 | 0 | 0 | 0 | 0 | 0 | 0 | 0 | 0 | 0 | 0 | 0 | 0 | 0 | 0 | 0 | 0 | 0 | 0 | System Off | 0 | 0
4924 | 4924 | 2012-07-24 03:59 | 14.27 |  |  | 14.27 | 0 | 0 | 9.5 | 8 | 0 |  | 0 |  |  | 0 | 0 | 0 | 0 | 7.44 | 0.78903 | 0.09408 | 0 | 0 | System Off | 0 | 0
4925 | 4925 | 2012-07-24 04:59 | 15.38 | 17.5 | 17.5 | 15.38 | 103.78 | 66.69 | 45.07 | 39 | 13.86 | 128.16 | 0.44 | 0.52 | 0.51 | 0.02 | 139.6 | 0 | 0 | 30.86 | 0.80137 | 0.09408 | 0 | 0 | System Off | 1 | 0
4926 | 4926 | 2012-07-24 05:59 | 16.49 | 28.3 | 28.3 | 16.49 | 553.87 | 508.35 | 241.3 | 203 | 14.21 | 658.81 | 0.75 | 0.77 | 0.75 | 0.18 | 707.51 | 0 | 0 | 159.94 | 0.84007 | 0.09408 | 0 | 0 | System Off | 1 | 0
4927 | 4927 | 2012-07-24 06:59 | 18.61 | 41.25 | 41.25 | 18.61 | 1142.36 | 1084.16 | 462.61 | 430 | 13.84 | 1200.22 | 0.84 | 0.9 | 0.88 | 0.39 | 987.01 | 0 | 0 | 340.4 | 0.89857 | 0.09408 | 0 | 0 | System Off | 1 | 0
4928 | 4928 | 2012-07-24 07:59 | 20.72 | 53.27 | 53.27 | 20.72 | 1611.44 | 1541.82 | 665.11 | 631 | 13.3 | 1641.78 | 0.84 | 0.94 | 0.92 | 0.56 | 1103.69 | 0 | 0 | 502.9 | 0.92468 | 0.09408 | 0 | 0 | System Off | 1 | 0
4929 | 4929 | 2012-07-24 08:59 | 22.84 | 58.09 | 58.09 | 22.84 | 1711.59 | 1639.37 | 720.25 | 683 | 13.05 | 1741.5 | 0.82 | 0.94 | 0.92 | 0.59 | 1042.17 | 0 | 0 | 546.04 | 0.94909 | 0.09408 | 0 | 0 | System Off | 1 | 0
4930 | 4930 | 2012-07-24 09:59 | 23.78 | 62.52 | 62.52 | 23.78 | 1884.6 | 1807.77 | 805.8 | 765 | 12.83 | 1910.86 | 0.81 | 0.95 | 0.92 | 0.65 | 1102.15 | 0 | 0 | 613.29 | 0.9722 | 0.09408 | 0 | 0 | System Off | 1 | 0
4931 | 4931 | 2012-07-24 10:59 | 24.71 | 71.84 | 71.84 | 24.71 | 2265.07 | 2177.54 | 998.15 | 954 | 12.37 | 2269.56 | 0.79 | 0.96 | 0.93 | 0.79 | 1339.23 | 0 | 0 | 769.25 | 1.0181 | 0.09408 | 0 | 0 | System Off | 1 | 0
4932 | 4932 | 2012-07-24 11:59 | 25.64 | 71.48 | 71.48 | 25.64 | 2247.2 | 2160.19 | 988.42 | 945 | 12.39 | 2251.15 | 0.79 | 0.96 | 0.93 | 0.78 | 1324.19 | 0 | 0 | 761.81 | 1.0224 | 0.09408 | 0 | 0 | System Off | 1 | 0
4933 | 4933 | 2012-07-24 12:59 | 25.91 | 68.34 | 68.34 | 25.91 | 2102.66 | 2019.79 | 913.28 | 873 | 12.54 | 2110.03 | 0.8 | 0.96 | 0.93 | 0.73 | 1332.33 | 0 | 0 | 702.38 | 1.009 | 0.09408 | 0 | 0 | System Off | 1 | 0
4934 | 4934 | 2012-07-24 13:59 | 26.18 | 61.11 | 61.11 | 26.18 | 1769.76 | 1696.01 | 750.43 | 715 | 12.89 | 1790.67 | 0.81 | 0.95 | 0.92 | 0.61 | 1246.06 | 0 | 0 | 572.78 | 0.97758 | 0.09408 | 0 | 0 | System Off | 1 | 0
4935 | 4935 | 2012-07-24 14:59 | 26.46 | 51.82 | 51.82 | 26.46 | 1309.74 | 1247.61 | 544.31 | 513 | 13.3 | 1351.85 | 0.83 | 0.92 | 0.9 | 0.45 | 964.96 | 0 | 0 | 408.87 | 0.93762 | 0.09408 | 0 | 0 | System Off | 1 | 0
4936 | 4936 | 2012-07-24 15:59 | 25.96 | 42.39 | 42.39 | 25.96 | 814.56 | 763.66 | 345.08 | 312 | 13.6 | 891.15 | 0.81 | 0.86 | 0.84 | 0.28 | 591.78 | 0 | 0 | 247.74 | 0.92164 | 0.09408 | 0 | 0 | System Off | 1 | 0
4937 | 4937 | 2012-07-24 16:59 | 25.46 | 32.26 | 32.26 | 25.46 | 270.23 | 230.15 | 139.68 | 103 | 13.66 | 375.56 | 0.57 | 0.61 | 0.6 | 0.08 | 165.47 | 0 | 0 | 81.72 | 0.87563 | 0.09408 | 0 | 0 | System Off | 1 | 0
4938 | 4938 | 2012-07-24 17:59 | 24.96 | 27.31 | 27.31 | 24.96 | 111.97 | 74.73 | 47.33 | 43 | 13.56 | 129.71 | 0.63 | 0.58 | 0.56 | 0.03 | 47.78 | 0 | 0 | 34.16 | 0.86032 | 0.09408 | 0 | 0 | System Off | 0 | 0
4939 | 4939 | 2012-07-24 18:59 | 23.36 | 23.36 | 23.36 | 23.36 | 0 | 0 | 0 | 0 | 0 | 0 | 0 | 0 | 0 | 0 | 0 | 0 | 0 | 0 | 0 | 0 | 0 | 0 | System Off | 0 | 0
4940 | 4940 | 2012-07-24 19:59 | 21.75 | 21.75 | 21.75 | 21.75 | 0 | 0 | 0 | 0 | 0 | 0 | 0 | 0 | 0 | 0 | 0 | 0 | 0 | 0 | 0 | 0 | 0 | 0 | System Off | 0 | 0
4941 | 4941 | 2012-07-24 20:59 | 20.15 | 20.15 | 20.15 | 20.15 | 0 | 0 | 0 | 0 | 0 | 0 | 0 | 0 | 0 | 0 | 0 | 0 | 0 | 0 | 0 | 0 | 0 | 0 | System Off | 0 | 0
4942 | 4942 | 2012-07-24 21:59 | 20.14 | 20.14 | 20.14 | 20.14 | 0 | 0 | 0 | 0 | 0 | 0 | 0 | 0 | 0 | 0 | 0 | 0 | 0 | 0 | 0 | 0 | 0 | 0 | System Off | 0 | 0
4943 | 4943 | 2012-07-24 22:59 | 20.12 | 20.12 | 20.12 | 20.12 | 0 | 0 | 0 | 0 | 0 | 0 | 0 | 0 | 0 | 0 | 0 | 0 | 0 | 0 | 0 | 0 | 0 | 0 | System Off | 0 | 0
4944 | 4944 | 2012-07-24 23:59 | 20.11 | 20.11 | 20.11 | 20.11 | 0 | 0 | 0 | 0 | 0 | 0 | 0 | 0 | 0 | 0 | 0 | 0 | 0 | 0 | 0 | 0 | 0 | 0 | System Off | 0 | 0
4945 | 4945 | 2012-07-25 00:59 | 19.38 | 19.38 | 19.38 | 19.38 | 0 | 0 | 0 | 0 | 0 | 0 | 0 | 0 | 0 | 0 | 0 | 0 | 0 | 0 | 0 | 0 | 0 | 0 | System Off | 0 | 0
4946 | 4946 | 2012-07-25 01:59 | 18.64 | 18.64 | 18.64 | 18.64 | 0 | 0 | 0 | 0 | 0 | 0 | 0 | 0 | 0 | 0 | 0 | 0 | 0 | 0 | 0 | 0 | 0 | 0 | System Off | 0 | 0
4947 | 4947 | 2012-07-25 02:59 | 17.91 | 17.91 | 17.91 | 17.91 | 0 | 0 | 0 | 0 | 0 | 0 | 0 | 0 | 0 | 0 | 0 | 0 | 0 | 0 | 0 | 0 | 0 | 0 | System Off | 0 | 0
4948 | 4948 | 2012-07-25 03:59 | 18.46 |  |  | 18.46 | 0 | 0 | 0.02 | 0 | 0 | 0 | 0 | 0 | 0 | 0 | 0 | 0 | 0 | 0 | 0 | 0 | 0 | 0 | System Off | 0 | 0
4949 | 4949 | 2012-07-25 04:59 | 19.01 | 21.84 | 21.84 | 19.01 | 130.38 | 92.82 | 55.05 | 49 | 13.86 | 154.03 | 0.54 | 0.6 | 0.59 | 0.03 | 194.29 | 0 | 0 | 38.78 | 0.82512 | 0.09408 | 0 | 0 | System Off | 1 | 0
4950 | 4950 | 2012-07-25 05:59 | 19.57 | 31.5 | 31.5 | 19.57 | 529.07 | 484.04 | 231.34 | 197 | 13.99 | 623.85 | 0.78 | 0.78 | 0.76 | 0.18 | 673.68 | 0 | 0 | 155.65 | 0.8579 | 0.09408 | 0 | 0 | System Off | 1 | 0
4951 | 4951 | 2012-07-25 06:59 | 21.9 | 44.61 | 44.61 | 21.9 | 1116.63 | 1059.03 | 459.02 | 427 | 13.62 | 1174.72 | 0.83 | 0.9 | 0.88 | 0.38 | 964.13 | 0 | 0 | 338.95 | 0.91913 | 0.09408 | 0 | 0 | System Off | 1 | 0
4952 | 4952 | 2012-07-25 07:59 | 24.23 | 57 | 57 | 24.23 | 1647.16 | 1576.62 | 689.41 | 655 | 13.1 | 1674.8 | 0.83 | 0.94 | 0.92 | 0.57 | 1128.6 | 0 | 0 | 523.36 | 0.95233 | 0.09408 | 0 | 0 | System Off | 1 | 0
4953 | 4953 | 2012-07-25 08:59 | 26.56 | 65.48 | 65.48 | 26.56 | 1978.03 | 1898.64 | 850.94 | 812 | 12.69 | 1991.57 | 0.81 | 0.95 | 0.93 | 0.69 | 1206.99 | 0 | 0 | 652.14 | 1.0004 | 0.09408 | 0 | 0 | System Off | 1 | 0
4954 | 4954 | 2012-07-25 09:59 | 27.17 | 72.17 | 72.17 | 27.17 | 2238.05 | 2151.3 | 986.67 | 944 | 12.35 | 2240.01 | 0.79 | 0.96 | 0.93 | 0.78 | 1311.59 | 0 | 0 | 761.35 | 1.0326 | 0.09408 | 0 | 0 | System Off | 1 | 0
4955 | 4955 | 2012-07-25 10:59 | 27.78 | 75.22 | 75.22 | 27.78 | 2337.05 | 2247.4 | 1043.09 | 999 | 12.18 | 2334.71 | 0.78 | 0.96 | 0.94 | 0.81 | 1382.2 | 0 | 0 | 807.35 | 1.0486 | 0.09408 | 0 | 0 | System Off | 1 | 0
4956 | 4956 | 2012-07-25 11:59 | 28.39 | 73.5 | 73.5 | 28.39 | 2240.9 | 2154.07 | 994.61 | 951 | 12.27 | 2244.12 | 0.78 | 0.96 | 0.93 | 0.78 | 1320.44 | 0 | 0 | 767.72 | 1.0425 | 0.09408 | 0 | 0 | System Off | 1 | 0
4957 | 4957 | 2012-07-25 12:59 | 28.32 | 67.64 | 67.64 | 28.32 | 2039.69 | 1958.59 | 885.17 | 845 | 12.57 | 2051.59 | 0.8 | 0.95 | 0.93 | 0.71 | 1291.96 | 0 | 0 | 679.62 | 1.0192 | 0.09408 | 0 | 0 | System Off | 1 | 0
4958 | 4958 | 2012-07-25 13:59 | 28.25 | 57.53 | 57.53 | 28.25 | 1600.48 | 1531.14 | 673.36 | 639 | 13.05 | 1632.03 | 0.82 | 0.94 | 0.91 | 0.55 | 1124.93 | 0 | 0 | 510.91 | 0.97529 | 0.09408 | 0 | 0 | System Off | 1 | 0
4959 | 4959 | 2012-07-25 14:59 | 28.19 | 50.36 | 50.36 | 28.19 | 1256.8 | 1195.93 | 520.58 | 490 | 13.36 | 1300.86 | 0.83 | 0.92 | 0.9 | 0.43 | 924.98 | 0 | 0 | 390.24 | 0.94397 | 0.09408 | 0 | 0 | System Off | 1 | 0
4960 | 4960 | 2012-07-25 15:59 | 27.46 | 42.07 | 42.07 | 27.46 | 787.87 | 737.54 | 332.73 | 302 | 13.59 | 860.38 | 0.81 | 0.86 | 0.84 | 0.27 | 571.54 | 0 | 0 | 239.83 | 0.92922 | 0.09408 | 0 | 0 | System Off | 1 | 0
4961 | 4961 | 2012-07-25 16:59 | 26.73 | 33.44 | 33.44 | 26.73 | 326.87 | 285.74 | 148 | 125 | 13.62 | 396.09 | 0.68 | 0.72 | 0.7 | 0.1 | 205.43 | 0 | 0 | 99.23 | 0.8881 | 0.09408 | 0 | 0 | System Off | 1 | 0
4962 | 4962 | 2012-07-25 17:59 | 26 | 28.64 | 28.64 | 26 | 133.9 | 96.28 | 56.39 | 52 | 13.41 | 153.77 | 0.53 | 0.63 | 0.61 | 0.03 | 61.55 | 0 | 0 | 41.39 | 0.86862 | 0.09408 | 0 | 0 | System Off | 0 | 0
4963 | 4963 | 2012-07-25 18:59 | 24.34 | 24.34 | 24.34 | 24.34 | 0 | 0 | 0 | 0 | 0 | 0 | 0 | 0 | 0 | 0 | 0 | 0 | 0 | 0 | 0 | 0 | 0 | 0 | System Off | 0 | 0
4964 | 4964 | 2012-07-25 19:59 | 22.67 | 22.67 | 22.67 | 22.67 | 0 | 0 | 0 | 0 | 0 | 0 | 0 | 0 | 0 | 0 | 0 | 0 | 0 | 0 | 0 | 0 | 0 | 0 | System Off | 0 | 0
4965 | 4965 | 2012-07-25 20:59 | 21.01 | 21.01 | 21.01 | 21.01 | 0 | 0 | 0 | 0 | 0 | 0 | 0 | 0 | 0 | 0 | 0 | 0 | 0 | 0 | 0 | 0 | 0 | 0 | System Off | 0 | 0
4966 | 4966 | 2012-07-25 21:59 | 20.25 | 20.25 | 20.25 | 20.25 | 0 | 0 | 0 | 0 | 0 | 0 | 0 | 0 | 0 | 0 | 0 | 0 | 0 | 0 | 0 | 0 | 0 | 0 | System Off | 0 | 0
4967 | 4967 | 2012-07-25 22:59 | 19.5 | 19.5 | 19.5 | 19.5 | 0 | 0 | 0 | 0 | 0 | 0 | 0 | 0 | 0 | 0 | 0 | 0 | 0 | 0 | 0 | 0 | 0 | 0 | System Off | 0 | 0
4968 | 4968 | 2012-07-25 23:59 | 18.74 | 18.74 | 18.74 | 18.74 | 0 | 0 | 0 | 0 | 0 | 0 | 0 | 0 | 0 | 0 | 0 | 0 | 0 | 0 | 0 | 0 | 0 | 0 | System Off | 0 | 0
4969 | 4969 | 2012-07-26 00:59 | 18.36 | 18.36 | 18.36 | 18.36 | 0 | 0 | 0 | 0 | 0 | 0 | 0 | 0 | 0 | 0 | 0 | 0 | 0 | 0 | 0 | 0 | 0 | 0 | System Off | 0 | 0
4970 | 4970 | 2012-07-26 01:59 | 17.98 | 17.98 | 17.98 | 17.98 | 0 | 0 | 0 | 0 | 0 | 0 | 0 | 0 | 0 | 0 | 0 | 0 | 0 | 0 | 0 | 0 | 0 | 0 | System Off | 0 | 0
4971 | 4971 | 2012-07-26 02:59 | 17.61 | 17.61 | 17.61 | 17.61 | 0 | 0 | 0 | 0 | 0 | 0 | 0 | 0 | 0 | 0 | 0 | 0 | 0 | 0 | 0 | 0 | 0 | 0 | System Off | 0 | 0
4972 | 4972 | 2012-07-26 03:59 | 18.51 | 18.51 | 18.51 | 18.51 | 0 | 0 | 0 | 0 | 0 | 0 | 0 | 0 | 0 | 0 | 0 | 0 | 0 | 0 | 0 | 0 | 0 | 0 | System Off | 0 | 0
4973 | 4973 | 2012-07-26 04:59 | 19.41 | 22.27 | 22.27 | 19.41 | 145.49 | 107.67 | 59.49 | 55 | 13.78 | 166.17 | 0.67 | 0.65 | 0.63 | 0.04 | 225.37 | 0 | 0 | 43.57 | 0.82874 | 0.09408 | 0 | 0 | System Off | 1 | 0
4974 | 4974 | 2012-07-26 05:59 | 20.32 | 29.5 | 29.5 | 20.32 | 456.46 | 412.86 | 191.08 | 169 | 14.07 | 519.3 | 0.78 | 0.8 | 0.78 | 0.15 | 574.61 | 0 | 0 | 133.4 | 0.85691 | 0.09408 | 0 | 0 | System Off | 1 | 0
4975 | 4975 | 2012-07-26 06:59 | 22.34 | 40.35 | 40.35 | 22.34 | 926.56 | 873.23 | 376.79 | 350 | 13.79 | 981.11 | 0.85 | 0.89 | 0.87 | 0.32 | 794.98 | 0 | 0 | 277.24 | 0.90614 | 0.09408 | 0 | 0 | System Off | 1 | 0
4976 | 4976 | 2012-07-26 07:59 | 24.35 | 54.87 | 54.87 | 24.35 | 1539.6 | 1471.81 | 641.48 | 608 | 13.19 | 1572.69 | 0.83 | 0.94 | 0.91 | 0.53 | 1053.57 | 0 | 0 | 485.25 | 0.94345 | 0.09408 | 0 | 0 | System Off | 1 | 0
4977 | 4977 | 2012-07-26 08:59 | 26.37 | 65.33 | 65.33 | 26.37 | 1909.17 | 1831.67 | 822.76 | 784 | 12.68 | 1926.92 | 0.8 | 0.95 | 0.93 | 0.66 | 1164.42 | 0 | 0 | 629.68 | 0.99339 | 0.09408 | 0 | 0 | System Off | 1 | 0
4978 | 4978 | 2012-07-26 09:59 | 26.98 | 71.75 | 71.75 | 26.98 | 2166.37 | 2081.68 | 955.54 | 913 | 12.36 | 2173.49 | 0.78 | 0.96 | 0.93 | 0.75 | 1269.14 | 0 | 0 | 736.26 | 1.0248 | 0.09408 | 0 | 0 | System Off | 1 | 0
4979 | 4979 | 2012-07-26 10:59 | 27.58 | 74.51 | 74.51 | 27.58 | 2267.34 | 2179.74 | 1010.92 | 967 | 12.21 | 2270.3 | 0.78 | 0.96 | 0.93 | 0.79 | 1340.58 | 0 | 0 | 781.22 | 1.0405 | 0.09408 | 0 | 0 | System Off | 1 | 0
4980 | 4980 | 2012-07-26 11:59 | 28.18 | 71.81 | 71.81 | 28.18 | 2149.3 | 2065.11 | 949.64 | 906 | 12.36 | 2159.5 | 0.79 | 0.96 | 0.93 | 0.75 | 1265.9 | 0 | 0 | 730.64 | 1.0315 | 0.09408 | 0 | 0 | System Off | 1 | 0
4981 | 4981 | 2012-07-26 12:59 | 28.51 | 59.48 | 59.48 | 28.51 | 1630.29 | 1560.18 | 693.33 | 656 | 12.94 | 1666.3 | 0.81 | 0.94 | 0.91 | 0.56 | 1029.16 | 0 | 0 | 525.17 | 0.98066 | 0.09408 | 0 | 0 | System Off | 1 | 0
4982 | 4982 | 2012-07-26 13:59 | 28.84 | 53.14 | 53.14 | 28.84 | 1338.01 | 1275.19 | 559.14 | 527 | 13.22 | 1380.98 | 0.82 | 0.92 | 0.9 | 0.46 | 936.89 | 0 | 0 | 420.42 | 0.9559 | 0.09408 | 0 | 0 | System Off | 1 | 0
4983 | 4983 | 2012-07-26 14:59 | 29.17 | 48.75 | 48.75 | 29.17 | 1117.57 | 1059.95 | 463.17 | 435 | 13.38 | 1165.26 | 0.82 | 0.91 | 0.89 | 0.38 | 819.81 | 0 | 0 | 346.34 | 0.93903 | 0.09408 | 0 | 0 | System Off | 1 | 0
4984 | 4984 | 2012-07-26 15:59 | 28.48 | 41.15 | 41.15 | 28.48 | 701.85 | 653.32 | 293.94 | 269 | 13.59 | 762.91 | 0.82 | 0.86 | 0.84 | 0.24 | 506.28 | 0 | 0 | 213.62 | 0.92895 | 0.09408 | 0 | 0 | System Off | 1 | 0
4985 | 4985 | 2012-07-26 16:59 | 27.8 | 34.23 | 34.23 | 27.8 | 316.78 | 275.84 | 146.08 | 122 | 13.52 | 389.75 | 0.68 | 0.71 | 0.69 | 0.1 | 198.31 | 0 | 0 | 96.96 | 0.89425 | 0.09408 | 0 | 0 | System Off | 1 | 0
4986 | 4986 | 2012-07-26 17:59 | 27.12 | 29.7 | 29.7 | 27.12 | 136.05 | 98.4 | 57.52 | 53 | 13.37 | 156.2 | 0.7 | 0.63 | 0.62 | 0.04 | 62.9 | 0 | 0 | 42.2 | 0.87581 | 0.09408 | 0 | 0 | System Off | 0 | 0
4987 | 4987 | 2012-07-26 18:59 | 25.51 | 25.51 | 25.51 | 25.51 | 0 | 0 | 0 | 0 | 0 | 0 | 0 | 0 | 0 | 0 | 0 | 0 | 0 | 0 | 0 | 0 | 0 | 0 | System Off | 0 | 0
4988 | 4988 | 2012-07-26 19:59 | 23.91 | 23.91 | 23.91 | 23.91 | 0 | 0 | 0 | 0 | 0 | 0 | 0 | 0 | 0 | 0 | 0 | 0 | 0 | 0 | 0 | 0 | 0 | 0 | System Off | 0 | 0
4989 | 4989 | 2012-07-26 20:59 | 22.3 | 22.3 | 22.3 | 22.3 | 0 | 0 | 0 | 0 | 0 | 0 | 0 | 0 | 0 | 0 | 0 | 0 | 0 | 0 | 0 | 0 | 0 | 0 | System Off | 0 | 0
4990 | 4990 | 2012-07-26 21:59 | 21.81 | 21.81 | 21.81 | 21.81 | 0 | 0 | 0 | 0 | 0 | 0 | 0 | 0 | 0 | 0 | 0 | 0 | 0 | 0 | 0 | 0 | 0 | 0 | System Off | 0 | 0
4991 | 4991 | 2012-07-26 22:59 | 21.32 | 21.32 | 21.32 | 21.32 | 0 | 0 | 0 | 0 | 0 | 0 | 0 | 0 | 0 | 0 | 0 | 0 | 0 | 0 | 0 | 0 | 0 | 0 | System Off | 0 | 0
4992 | 4992 | 2012-07-26 23:59 | 20.83 | 20.83 | 20.83 | 20.83 | 0 | 0 | 0 | 0 | 0 | 0 | 0 | 0 | 0 | 0 | 0 | 0 | 0 | 0 | 0 | 0 | 0 | 0 | System Off | 0 | 0
4993 | 4993 | 2012-07-27 00:59 | 20.22 | 20.22 | 20.22 | 20.22 | 0 | 0 | 0 | 0 | 0 | 0 | 0 | 0 | 0 | 0 | 0 | 0 | 0 | 0 | 0 | 0 | 0 | 0 | System Off | 0 | 0
4994 | 4994 | 2012-07-27 01:59 | 19.61 | 19.61 | 19.61 | 19.61 | 0 | 0 | 0 | 0 | 0 | 0 | 0 | 0 | 0 | 0 | 0 | 0 | 0 | 0 | 0 | 0 | 0 | 0 | System Off | 0 | 0
4995 | 4995 | 2012-07-27 02:59 | 19 | 19 | 19 | 19 | 0 | 0 | 0 | 0 | 0 | 0 | 0 | 0 | 0 | 0 | 0 | 0 | 0 | 0 | 0 | 0 | 0 | 0 | System Off | 0 | 0
4996 | 4996 | 2012-07-27 03:59 | 19.93 | 19.93 | 19.93 | 19.93 | 0 | 0 | 0 | 0 | 0 | 0 | 0 | 0 | 0 | 0 | 0 | 0 | 0 | 0 | 0 | 0 | 0 | 0 | System Off | 0 | 0
4997 | 4997 | 2012-07-27 04:59 | 20.86 | 23.25 | 23.25 | 20.86 | 133.04 | 95.43 | 55.73 | 50 | 13.86 | 155.12 | 0.54 | 0.62 | 0.6 | 0.03 | 199.76 | 0 | 0 | 39.57 | 0.83654 | 0.09408 | 0 | 0 | System Off | 1 | 0
4998 | 4998 | 2012-07-27 05:59 | 21.8 | 28.01 | 28.01 | 21.8 | 364.66 | 322.81 | 149.03 | 135 | 14.07 | 407.34 | 0.81 | 0.79 | 0.77 | 0.12 | 449.29 | 0 | 0 | 106.56 | 0.85925 | 0.09408 | 0 | 0 | System Off | 1 | 0
4999 | 4999 | 2012-07-27 06:59 | 24.15 | 40.96 | 40.96 | 24.15 | 959.07 | 905.03 | 390.49 | 363 | 13.76 | 1014.32 | 0.85 | 0.89 | 0.87 | 0.33 | 823.93 | 0 | 0 | 287.64 | 0.92035 | 0.09408 | 0 | 0 | System Off | 1 | 0
5000 | 5000 | 2012-07-27 07:59 | 26.5 | 56.04 | 56.04 | 26.5 | 1586.82 | 1517.82 | 663.1 | 629 | 13.14 | 1617.58 | 0.83 | 0.94 | 0.91 | 0.55 | 1086.51 | 0 | 0 | 502.32 | 0.96168 | 0.09408 | 0 | 0 | System Off | 1 | 0
5001 | 5001 | 2012-07-27 08:59 | 28.85 | 63.89 | 63.89 | 28.85 | 1764.74 | 1691.12 | 759.74 | 722 | 12.73 | 1790.79 | 0.8 | 0.94 | 0.92 | 0.61 | 1075.07 | 0 | 0 | 579.55 | 0.9969 | 0.09408 | 0 | 0 | System Off | 1 | 0
5002 | 5002 | 2012-07-27 09:59 | 29.27 | 74.77 | 74.77 | 29.27 | 2166.06 | 2081.38 | 968.21 | 926 | 12.18 | 2171.74 | 0.77 | 0.96 | 0.93 | 0.75 | 1268.96 | 0 | 0 | 748.36 | 1.0434 | 0.09408 | 0 | 0 | System Off | 1 | 0
5003 | 5003 | 2012-07-27 10:59 | 29.68 | 76.51 | 76.51 | 29.68 | 2166.56 | 2081.87 | 977.78 | 934 | 12.08 | 2175.31 | 0.77 | 0.96 | 0.93 | 0.75 | 1280.39 | 0 | 0 | 755.78 | 1.0481 | 0.09408 | 0 | 0 | System Off | 1 | 0
5004 | 5004 | 2012-07-27 11:59 | 30.1 | 74.52 | 74.52 | 30.1 | 2026.06 | 1945.34 | 909.59 | 867 | 12.17 | 2042.57 | 0.77 | 0.95 | 0.93 | 0.7 | 1192.48 | 0 | 0 | 700.79 | 1.0367 | 0.09408 | 0 | 0 | System Off | 1 | 0
5005 | 5005 | 2012-07-27 12:59 | 29.8 | 46.69 | 46.69 | 29.8 | 866.09 | 814.07 | 361.88 | 337 | 13.39 | 918.23 | 0.8 | 0.89 | 0.87 | 0.29 | 537 | 0 | 0 | 268.3 | 0.92305 | 0.09408 | 0 | 0 | System Off | 1 | 0
5006 | 5006 | 2012-07-27 13:59 | 29.5 | 33.37 | 33.37 | 29.5 | 205.42 | 166.52 | 86.53 | 80 | 13.37 | 231.65 | 0.69 | 0.72 | 0.7 | 0.06 | 122.34 | 0 | 0 | 63.7 | 0.89633 | 0.09408 | 0 | 0 | System Off | 1 | 0
5007 | 5007 | 2012-07-27 14:59 | 29.21 | 31.28 | 31.28 | 29.21 | 112.43 | 75.19 | 48.28 | 44 | 13.31 | 130.29 | 0.62 | 0.58 | 0.56 | 0.03 | 58.16 | 0 | 0 | 35.06 | 0.88704 | 0.09408 | 0 | 0 | System Off | 0 | 0
5008 | 5008 | 2012-07-27 15:59 | 28.11 | 34.98 | 34.98 | 28.11 | 386.2 | 343.94 | 159.36 | 148 | 13.59 | 423.93 | 0.75 | 0.81 | 0.79 | 0.12 | 266.53 | 0 | 0 | 117.53 | 0.90155 | 0.09408 | 0 | 0 | System Off | 1 | 0
5009 | 5009 | 2012-07-27 16:59 | 27.01 | 27.96 | 27.96 | 27.01 | 49.7 | 13.55 | 21.86 | 20 | 12.94 | 59.76 | 0 | 0.23 | 0.22 | 0 | 9.74 | 0 | 0 | 16.01 | 0.86836 | 0.09408 | 0 | 0 | System Off | 0 | 0
5010 | 5010 | 2012-07-27 17:59 | 25.92 | 28.12 | 28.12 | 25.92 | 119.73 | 82.36 | 50.51 | 46 | 13.56 | 138.01 | 0.59 | 0.6 | 0.58 | 0.03 | 52.65 | 0 | 0 | 36.54 | 0.86688 | 0.09408 | 0 | 0 | System Off | 0 | 0
5011 | 5011 | 2012-07-27 18:59 | 24.81 | 24.81 | 24.81 | 24.81 | 0 | 0 | 0 | 0 | 0 | 0 | 0 | 0 | 0 | 0 | 0 | 0 | 0 | 0 | 0 | 0 | 0 | 0 | System Off | 0 | 0
5012 | 5012 | 2012-07-27 19:59 | 23.71 | 23.71 | 23.71 | 23.71 | 0 | 0 | 0 | 0 | 0 | 0 | 0 | 0 | 0 | 0 | 0 | 0 | 0 | 0 | 0 | 0 | 0 | 0 | System Off | 0 | 0
5013 | 5013 | 2012-07-27 20:59 | 22.6 | 22.6 | 22.6 | 22.6 | 0 | 0 | 0 | 0 | 0 | 0 | 0 | 0 | 0 | 0 | 0 | 0 | 0 | 0 | 0 | 0 | 0 | 0 | System Off | 0 | 0
5014 | 5014 | 2012-07-27 21:59 | 22.35 | 22.35 | 22.35 | 22.35 | 0 | 0 | 0 | 0 | 0 | 0 | 0 | 0 | 0 | 0 | 0 | 0 | 0 | 0 | 0 | 0 | 0 | 0 | System Off | 0 | 0
5015 | 5015 | 2012-07-27 22:59 | 22.09 | 22.09 | 22.09 | 22.09 | 0 | 0 | 0 | 0 | 0 | 0 | 0 | 0 | 0 | 0 | 0 | 0 | 0 | 0 | 0 | 0 | 0 | 0 | System Off | 0 | 0
5016 | 5016 | 2012-07-27 23:59 | 21.84 | 21.84 | 21.84 | 21.84 | 0 | 0 | 0 | 0 | 0 | 0 | 0 | 0 | 0 | 0 | 0 | 0 | 0 | 0 | 0 | 0 | 0 | 0 | System Off | 0 | 0
5017 | 5017 | 2012-07-28 00:59 | 21.01 | 21.01 | 21.01 | 21.01 | 0 | 0 | 0 | 0 | 0 | 0 | 0 | 0 | 0 | 0 | 0 | 0 | 0 | 0 | 0 | 0 | 0 | 0 | System Off | 0 | 0
5018 | 5018 | 2012-07-28 01:59 | 20.18 | 20.18 | 20.18 | 20.18 | 0 | 0 | 0 | 0 | 0 | 0 | 0 | 0 | 0 | 0 | 0 | 0 | 0 | 0 | 0 | 0 | 0 | 0 | System Off | 0 | 0
5019 | 5019 | 2012-07-28 02:59 | 19.35 | 19.35 | 19.35 | 19.35 | 0 | 0 | 0 | 0 | 0 | 0 | 0 | 0 | 0 | 0 | 0 | 0 | 0 | 0 | 0 | 0 | 0 | 0 | System Off | 0 | 0
5020 | 5020 | 2012-07-28 03:59 | 19.63 | 19.63 | 19.63 | 19.63 | 0 | 0 | 0 | 0 | 0 | 0 | 0 | 0 | 0 | 0 | 0 | 0 | 0 | 0 | 0 | 0 | 0 | 0 | System Off | 0 | 0
5021 | 5021 | 2012-07-28 04:59 | 19.91 | 20.32 | 20.32 | 19.91 | 22.77 | 0 | 10.02 | 9 | 13.18 | 28.19 | 0 | 0 | 0 | 0 | 0 | 0 | 0 | 7.18 | 0.82264 | 0.09408 | 0 | 0 | System Off | 0 | 0
5022 | 5022 | 2012-07-28 05:59 | 20.2 | 21.15 | 21.15 | 20.2 | 53.7 | 17.49 | 22.77 | 21 | 13.32 | 63.88 | 0.44 | 0.27 | 0.27 | 0.01 | 24.34 | 0 | 0 | 16.73 | 0.82679 | 0.09408 | 0 | 0 | System Off | 0 | 0
5023 | 5023 | 2012-07-28 06:59 | 20.58 | 23.75 | 23.75 | 20.58 | 186.49 | 147.94 | 75.6 | 70 | 13.88 | 210.01 | 0.66 | 0.7 | 0.69 | 0.05 | 134.68 | 0 | 0 | 55.39 | 0.83882 | 0.09408 | 0 | 0 | System Off | 1 | 0
5024 | 5024 | 2012-07-28 07:59 | 20.95 | 30.78 | 30.78 | 20.95 | 587.99 | 541.79 | 233.66 | 217 | 14.11 | 631.86 | 0.86 | 0.86 | 0.84 | 0.2 | 387.83 | 0 | 0 | 171.19 | 0.87038 | 0.09408 | 0 | 0 | System Off | 1 | 0
5025 | 5025 | 2012-07-28 08:59 | 21.33 | 27.67 | 27.67 | 21.33 | 375.7 | 333.65 | 150.29 | 139 | 14.08 | 411.32 | 0.8 | 0.81 | 0.79 | 0.12 | 212.11 | 0 | 0 | 109.7 | 0.85715 | 0.09408 | 0 | 0 | System Off | 1 | 0
5026 | 5026 | 2012-07-28 09:59 | 21.48 | 27.78 | 27.78 | 21.48 | 370.78 | 328.82 | 148.47 | 138 | 13.99 | 406.17 | 0.81 | 0.81 | 0.79 | 0.12 | 200.47 | 0 | 0 | 109.03 | 0.8579 | 0.09408 | 0 | 0 | System Off | 1 | 0
5027 | 5027 | 2012-07-28 10:59 | 21.62 | 29.04 | 29.04 | 21.62 | 435.04 | 391.85 | 173.97 | 161 | 14.07 | 473.63 | 0.8 | 0.83 | 0.81 | 0.14 | 241 | 0 | 0 | 127.07 | 0.86334 | 0.09408 | 0 | 0 | System Off | 1 | 0
5028 | 5028 | 2012-07-28 11:59 | 21.76 | 30.32 | 30.32 | 21.76 | 498.94 | 454.51 | 199.48 | 185 | 14.05 | 540.4 | 0.8 | 0.84 | 0.82 | 0.16 | 278.61 | 0 | 0 | 146.06 | 0.86904 | 0.09408 | 0 | 0 | System Off | 1 | 0
5029 | 5029 | 2012-07-28 12:59 | 21.36 | 27.65 | 27.65 | 21.36 | 356.74 | 315.05 | 143 | 132 | 14.08 | 391.41 | 0.77 | 0.8 | 0.79 | 0.11 | 207.82 | 0 | 0 | 104.18 | 0.85593 | 0.09408 | 0 | 0 | System Off | 1 | 0
5030 | 5030 | 2012-07-28 13:59 | 20.96 | 28.16 | 28.16 | 20.96 | 398.63 | 356.14 | 159.4 | 148 | 14.03 | 435.42 | 0.82 | 0.82 | 0.8 | 0.13 | 261.66 | 0 | 0 | 116.88 | 0.85668 | 0.09408 | 0 | 0 | System Off | 1 | 0
5031 | 5031 | 2012-07-28 14:59 | 20.57 | 29.5 | 29.5 | 20.57 | 482.04 | 437.94 | 192.29 | 178 | 14.1 | 522.58 | 0.83 | 0.84 | 0.82 | 0.16 | 338.72 | 0 | 0 | 140.43 | 0.86023 | 0.09408 | 0 | 0 | System Off | 1 | 0
5032 | 5032 | 2012-07-28 15:59 | 20.68 | 34.68 | 34.68 | 20.68 | 722.4 | 673.44 | 294.29 | 269 | 13.99 | 783.79 | 0.82 | 0.86 | 0.84 | 0.24 | 521.87 | 0 | 0 | 212.54 | 0.87919 | 0.09408 | 0 | 0 | System Off | 1 | 0
5033 | 5033 | 2012-07-28 16:59 | 20.79 | 27.1 | 27.1 | 20.79 | 314.26 | 273.36 | 129.27 | 117 | 13.99 | 354.57 | 0.77 | 0.77 | 0.75 | 0.1 | 196.53 | 0 | 0 | 92.44 | 0.84946 | 0.09408 | 0 | 0 | System Off | 1 | 0
5034 | 5034 | 2012-07-28 17:59 | 20.9 | 21.36 | 21.36 | 20.9 | 20.48 | 0 | 9.11 | 8 | 13.33 | 25.53 | 0 | 0 | 0 | 0 | 0 | 0 | 0 | 6.37 | 0.82842 | 0.09408 | 0 | 0 | System Off | 0 | 0
5035 | 5035 | 2012-07-28 18:59 | 19.94 | 19.94 | 19.94 | 19.94 | 0 | 0 | 0 | 0 | 0 | 0 | 0 | 0 | 0 | 0 | 0 | 0 | 0 | 0 | 0 | 0 | 0 | 0 | System Off | 0 | 0
5036 | 5036 | 2012-07-28 19:59 | 18.98 | 18.98 | 18.98 | 18.98 | 0 | 0 | 0 | 0 | 0 | 0 | 0 | 0 | 0 | 0 | 0 | 0 | 0 | 0 | 0 | 0 | 0 | 0 | System Off | 0 | 0
5037 | 5037 | 2012-07-28 20:59 | 18.02 | 18.02 | 18.02 | 18.02 | 0 | 0 | 0 | 0 | 0 | 0 | 0 | 0 | 0 | 0 | 0 | 0 | 0 | 0 | 0 | 0 | 0 | 0 | System Off | 0 | 0
5038 | 5038 | 2012-07-28 21:59 | 17.95 | 17.95 | 17.95 | 17.95 | 0 | 0 | 0 | 0 | 0 | 0 | 0 | 0 | 0 | 0 | 0 | 0 | 0 | 0 | 0 | 0 | 0 | 0 | System Off | 0 | 0
5039 | 5039 | 2012-07-28 22:59 | 17.88 | 17.88 | 17.88 | 17.88 | 0 | 0 | 0 | 0 | 0 | 0 | 0 | 0 | 0 | 0 | 0 | 0 | 0 | 0 | 0 | 0 | 0 | 0 | System Off | 0 | 0
5040 | 5040 | 2012-07-28 23:59 | 17.81 | 17.81 | 17.81 | 17.81 | 0 | 0 | 0 | 0 | 0 | 0 | 0 | 0 | 0 | 0 | 0 | 0 | 0 | 0 | 0 | 0 | 0 | 0 | System Off | 0 | 0
5041 | 5041 | 2012-07-29 00:59 | 17.25 | 17.25 | 17.25 | 17.25 | 0 | 0 | 0 | 0 | 0 | 0 | 0 | 0 | 0 | 0 | 0 | 0 | 0 | 0 | 0 | 0 | 0 | 0 | System Off | 0 | 0
5042 | 5042 | 2012-07-29 01:59 | 16.69 | 16.69 | 16.69 | 16.69 | 0 | 0 | 0 | 0 | 0 | 0 | 0 | 0 | 0 | 0 | 0 | 0 | 0 | 0 | 0 | 0 | 0 | 0 | System Off | 0 | 0
5043 | 5043 | 2012-07-29 02:59 | 16.14 | 16.14 | 16.14 | 16.14 | 0 | 0 | 0 | 0 | 0 | 0 | 0 | 0 | 0 | 0 | 0 | 0 | 0 | 0 | 0 | 0 | 0 | 0 | System Off | 0 | 0
5044 | 5044 | 2012-07-29 03:59 | 15.89 | 15.89 | 15.89 | 15.89 | 0 | 0 | 0 | 0 | 0 | 0 | 0 | 0 | 0 | 0 | 0 | 0 | 0 | 0 | 0 | 0 | 0 | 0 | System Off | 0 | 0
5045 | 5045 | 2012-07-29 04:59 | 15.65 | 17.67 | 17.67 | 15.65 | 128.38 | 90.86 | 52.32 | 47 | 14.23 | 148.68 | 0.57 | 0.61 | 0.6 | 0.03 | 190.19 | 0 | 0 | 37.02 | 0.8045 | 0.09408 | 0 | 0 | System Off | 1 | 0
5046 | 5046 | 2012-07-29 05:59 | 15.41 | 22.06 | 22.06 | 15.41 | 425.29 | 382.29 | 171.16 | 153 | 14.48 | 478.48 | 0.82 | 0.8 | 0.78 | 0.14 | 532.07 | 0 | 0 | 120.14 | 0.82363 | 0.09408 | 0 | 0 | System Off | 1 | 0
5047 | 5047 | 2012-07-29 06:59 | 16.32 | 33.14 | 33.14 | 16.32 | 1141.14 | 1082.98 | 447.16 | 416 | 14.29 | 1198.14 | 0.87 | 0.9 | 0.88 | 0.39 | 985.93 | 0 | 0 | 327.45 | 0.8809 | 0.09408 | 0 | 0 | System Off | 1 | 0
5048 | 5048 | 2012-07-29 07:59 | 17.24 | 42.34 | 42.34 | 17.24 | 1753.01 | 1679.7 | 688.47 | 654 | 13.96 | 1778.32 | 0.89 | 0.94 | 0.92 | 0.61 | 1202.39 | 0 | 0 | 516.92 | 0.93451 | 0.09408 | 0 | 0 | System Off | 1 | 0
5049 | 5049 | 2012-07-29 08:59 | 18.15 | 46.04 | 46.04 | 18.15 | 1985.74 | 1906.14 | 788.07 | 750 | 13.79 | 2004.99 | 0.88 | 0.95 | 0.93 | 0.69 | 1211.76 | 0 | 0 | 594.08 | 0.93102 | 0.09408 | 0 | 0 | System Off | 1 | 0
5050 | 5050 | 2012-07-29 09:59 | 18.71 | 45.34 | 45.34 | 18.71 | 1884.11 | 1807.29 | 750.12 | 711 | 13.8 | 1914.01 | 0.87 | 0.94 | 0.92 | 0.65 | 1101.85 | 0 | 0 | 563.1 | 0.92689 | 0.09408 | 0 | 0 | System Off | 1 | 0
5051 | 5051 | 2012-07-29 10:59 | 19.26 | 42.35 | 42.35 | 19.26 | 1634.46 | 1564.24 | 648.76 | 611 | 13.93 | 1675.65 | 0.88 | 0.93 | 0.91 | 0.57 | 962.04 | 0 | 0 | 483.1 | 0.91049 | 0.09408 | 0 | 0 | System Off | 1 | 0
5052 | 5052 | 2012-07-29 11:59 | 19.82 | 45.39 | 45.39 | 19.82 | 1791.96 | 1717.61 | 716.21 | 677 | 13.79 | 1827.08 | 0.87 | 0.94 | 0.92 | 0.62 | 1052.89 | 0 | 0 | 536.28 | 0.92728 | 0.09408 | 0 | 0 | System Off | 1 | 0
5053 | 5053 | 2012-07-29 12:59 | 19.64 | 49.76 | 49.76 | 19.64 | 2084.03 | 2001.69 | 838.26 | 798 | 13.6 | 2100.02 | 0.86 | 0.95 | 0.93 | 0.72 | 1320.39 | 0 | 0 | 633.6 | 0.95043 | 0.09408 | 0 | 0 | System Off | 1 | 0
5054 | 5054 | 2012-07-29 13:59 | 19.45 | 36.37 | 36.37 | 19.45 | 1191.8 | 1132.46 | 468.26 | 439 | 14.14 | 1238.82 | 0.88 | 0.91 | 0.89 | 0.41 | 832.02 | 0 | 0 | 346.2 | 0.90536 | 0.09408 | 0 | 0 | System Off | 1 | 0
5055 | 5055 | 2012-07-29 14:59 | 19.27 | 29.51 | 29.51 | 19.27 | 718.22 | 669.35 | 281.5 | 262 | 14.28 | 764.97 | 0.85 | 0.87 | 0.86 | 0.24 | 517.7 | 0 | 0 | 206.25 | 0.86881 | 0.09408 | 0 | 0 | System Off | 1 | 0
5056 | 5056 | 2012-07-29 15:59 | 18.78 | 28.5 | 28.5 | 18.78 | 634.54 | 587.39 | 251.52 | 231 | 14.31 | 686.16 | 0.83 | 0.86 | 0.84 | 0.21 | 455.19 | 0 | 0 | 181.78 | 0.8596 | 0.09408 | 0 | 0 | System Off | 1 | 0
5057 | 5057 | 2012-07-29 16:59 | 18.29 | 22.97 | 22.97 | 18.29 | 283.01 | 242.7 | 113.57 | 104 | 14.17 | 316.42 | 0.79 | 0.77 | 0.75 | 0.09 | 174.49 | 0 | 0 | 81.98 | 0.83157 | 0.09408 | 0 | 0 | System Off | 1 | 0
5058 | 5058 | 2012-07-29 17:59 | 17.81 | 20.16 | 20.16 | 17.81 | 130.97 | 93.4 | 53.14 | 49 | 13.92 | 149.61 | 0.56 | 0.62 | 0.61 | 0.03 | 59.71 | 0 | 0 | 38.75 | 0.81787 | 0.09408 | 0 | 0 | System Off | 0 | 0
5059 | 5059 | 2012-07-29 18:59 | 16.86 | 16.86 | 16.86 | 16.86 | 0 | 0 | 0 | 0 | 0 | 0 | 0 | 0 | 0 | 0 | 0 | 0 | 0 | 0 | 0 | 0 | 0 | 0 | System Off | 0 | 0
5060 | 5060 | 2012-07-29 19:59 | 15.91 | 15.91 | 15.91 | 15.91 | 0 | 0 | 0 | 0 | 0 | 0 | 0 | 0 | 0 | 0 | 0 | 0 | 0 | 0 | 0 | 0 | 0 | 0 | System Off | 0 | 0
5061 | 5061 | 2012-07-29 20:59 | 14.96 | 14.96 | 14.96 | 14.96 | 0 | 0 | 0 | 0 | 0 | 0 | 0 | 0 | 0 | 0 | 0 | 0 | 0 | 0 | 0 | 0 | 0 | 0 | System Off | 0 | 0
5062 | 5062 | 2012-07-29 21:59 | 14.79 | 14.79 | 14.79 | 14.79 | 0 | 0 | 0 | 0 | 0 | 0 | 0 | 0 | 0 | 0 | 0 | 0 | 0 | 0 | 0 | 0 | 0 | 0 | System Off | 0 | 0
5063 | 5063 | 2012-07-29 22:59 | 14.61 | 14.61 | 14.61 | 14.61 | 0 | 0 | 0 | 0 | 0 | 0 | 0 | 0 | 0 | 0 | 0 | 0 | 0 | 0 | 0 | 0 | 0 | 0 | System Off | 0 | 0
5064 | 5064 | 2012-07-29 23:59 | 14.44 | 14.44 | 14.44 | 14.44 | 0 | 0 | 0 | 0 | 0 | 0 | 0 | 0 | 0 | 0 | 0 | 0 | 0 | 0 | 0 | 0 | 0 | 0 | System Off | 0 | 0
5065 | 5065 | 2012-07-30 00:59 | 14.1 | 14.1 | 14.1 | 14.1 | 0 | 0 | 0 | 0 | 0 | 0 | 0 | 0 | 0 | 0 | 0 | 0 | 0 | 0 | 0 | 0 | 0 | 0 | System Off | 0 | 0
5066 | 5066 | 2012-07-30 01:59 | 13.76 | 13.76 | 13.76 | 13.76 | 0 | 0 | 0 | 0 | 0 | 0 | 0 | 0 | 0 | 0 | 0 | 0 | 0 | 0 | 0 | 0 | 0 | 0 | System Off | 0 | 0
5067 | 5067 | 2012-07-30 02:59 | 13.42 | 13.42 | 13.42 | 13.42 | 0 | 0 | 0 | 0 | 0 | 0 | 0 | 0 | 0 | 0 | 0 | 0 | 0 | 0 | 0 | 0 | 0 | 0 | System Off | 0 | 0
5068 | 5068 | 2012-07-30 03:59 | 13.5 | 13.5 | 13.5 | 13.5 | 0 | 0 | 0 | 0 | 0 | 0 | 0 | 0 | 0 | 0 | 0 | 0 | 0 | 0 | 0 | 0 | 0 | 0 | System Off | 0 | 0
5069 | 5069 | 2012-07-30 04:59 | 13.58 | 15.1 | 15.1 | 13.58 | 90.46 | 53.6 | 36.43 | 33 | 14.28 | 104.52 | 0.55 | 0.51 | 0.5 | 0.02 | 112.2 | 0 | 0 | 25.98 | 0.7895 | 0.09408 | 0 | 0 | System Off | 1 | 0
5070 | 5070 | 2012-07-30 05:59 | 13.66 | 21.69 | 21.69 | 13.66 | 487.24 | 443.04 | 199.64 | 174 | 14.58 | 558.89 | 0.8 | 0.79 | 0.78 | 0.16 | 616.62 | 0 | 0 | 136.44 | 0.81711 | 0.09408 | 0 | 0 | System Off | 1 | 0
5071 | 5071 | 2012-07-30 06:59 | 14.57 | 31.37 | 31.37 | 14.57 | 1109.87 | 1052.43 | 432.25 | 402 | 14.38 | 1166.22 | 0.88 | 0.9 | 0.88 | 0.38 | 958.12 | 0 | 0 | 316.05 | 0.86714 | 0.09408 | 0 | 0 | System Off | 1 | 0
5072 | 5072 | 2012-07-30 07:59 | 15.47 | 37.49 | 37.49 | 15.47 | 1506.68 | 1439.71 | 585.76 | 554 | 14.16 | 1542.8 | 0.89 | 0.93 | 0.91 | 0.52 | 1030.6 | 0 | 0 | 436.75 | 0.90296 | 0.09408 | 0 | 0 | System Off | 1 | 0
5073 | 5073 | 2012-07-30 08:59 | 16.38 | 42.1 | 42.1 | 16.38 | 1796.6 | 1722.13 | 706.06 | 669 | 13.99 | 1825.51 | 0.88 | 0.94 | 0.92 | 0.62 | 1094.79 | 0 | 0 | 528.6 | 0.93192 | 0.09408 | 0 | 0 | System Off | 1 | 0
5074 | 5074 | 2012-07-30 09:59 | 17.21 | 50.13 | 50.13 | 17.21 | 2266.49 | 2178.92 | 910.2 | 868 | 13.6 | 2276.72 | 0.87 | 0.96 | 0.93 | 0.79 | 1328.42 | 0 | 0 | 689.19 | 0.94861 | 0.09408 | 0 | 0 | System Off | 1 | 0
5075 | 5075 | 2012-07-30 10:59 | 18.03 | 35.45 | 35.45 | 18.03 | 1238.1 | 1177.67 | 485.18 | 454 | 14.2 | 1288.26 | 0.89 | 0.91 | 0.89 | 0.43 | 724.29 | 0 | 0 | 357.74 | 0.89928 | 0.09408 | 0 | 0 | System Off | 1 | 0
5076 | 5076 | 2012-07-30 11:59 | 18.86 | 50.82 | 50.82 | 18.86 | 2220.23 | 2133.99 | 895.97 | 853 | 13.56 | 2234.62 | 0.86 | 0.95 | 0.93 | 0.77 | 1308.13 | 0 | 0 | 677.65 | 0.9564 | 0.09408 | 0 | 0 | System Off | 1 | 0
5077 | 5077 | 2012-07-30 12:59 | 18.83 | 38.71 | 38.71 | 18.83 | 1411.18 | 1346.58 | 555.6 | 522 | 14.08 | 1456.26 | 0.88 | 0.92 | 0.9 | 0.49 | 888.26 | 0 | 0 | 411.96 | 0.91811 | 0.09408 | 0 | 0 | System Off | 1 | 0
5078 | 5078 | 2012-07-30 13:59 | 18.79 | 37.28 | 37.28 | 18.79 | 1314.05 | 1251.81 | 515.24 | 484 | 14.14 | 1358.22 | 0.87 | 0.92 | 0.9 | 0.45 | 919.71 | 0 | 0 | 381.68 | 0.91017 | 0.09408 | 0 | 0 | System Off | 1 | 0
5079 | 5079 | 2012-07-30 14:59 | 18.76 | 26.98 | 26.98 | 18.76 | 583.09 | 536.99 | 228.31 | 212 | 14.33 | 626.5 | 0.83 | 0.86 | 0.84 | 0.19 | 415.33 | 0 | 0 | 166.79 | 0.85571 | 0.09408 | 0 | 0 | System Off | 1 | 0
5080 | 5080 | 2012-07-30 15:59 | 18.32 | 26.74 | 26.74 | 18.32 | 555.54 | 509.99 | 218.95 | 202 | 14.32 | 601.38 | 0.82 | 0.85 | 0.83 | 0.18 | 395.21 | 0 | 0 | 158.93 | 0.85103 | 0.09408 | 0 | 0 | System Off | 1 | 0
5081 | 5081 | 2012-07-30 16:59 | 17.89 | 23.29 | 23.29 | 17.89 | 321.24 | 280.21 | 130.8 | 118 | 14.18 | 363.99 | 0.76 | 0.77 | 0.75 | 0.1 | 201.46 | 0 | 0 | 93.01 | 0.83189 | 0.09408 | 0 | 0 | System Off | 1 | 0
5082 | 5082 | 2012-07-30 17:59 | 17.46 | 19.67 | 19.67 | 17.46 | 122.16 | 84.74 | 49.62 | 46 | 13.83 | 139.97 | 0.6 | 0.61 | 0.59 | 0.03 | 54.18 | 0 | 0 | 36.42 | 0.81519 | 0.09408 | 0 | 0 | System Off | 0 | 0
5083 | 5083 | 2012-07-30 18:59 | 16.47 | 16.47 | 16.47 | 16.47 | 0 | 0 | 0 | 0 | 0 | 0 | 0 | 0 | 0 | 0 | 0 | 0 | 0 | 0 | 0 | 0 | 0 | 0 | System Off | 0 | 0
5084 | 5084 | 2012-07-30 19:59 | 15.48 | 15.48 | 15.48 | 15.48 | 0 | 0 | 0 | 0 | 0 | 0 | 0 | 0 | 0 | 0 | 0 | 0 | 0 | 0 | 0 | 0 | 0 | 0 | System Off | 0 | 0
5085 | 5085 | 2012-07-30 20:59 | 14.49 | 14.49 | 14.49 | 14.49 | 0 | 0 | 0 | 0 | 0 | 0 | 0 | 0 | 0 | 0 | 0 | 0 | 0 | 0 | 0 | 0 | 0 | 0 | System Off | 0 | 0
5086 | 5086 | 2012-07-30 21:59 | 14.07 | 14.07 | 14.07 | 14.07 | 0 | 0 | 0 | 0 | 0 | 0 | 0 | 0 | 0 | 0 | 0 | 0 | 0 | 0 | 0 | 0 | 0 | 0 | System Off | 0 | 0
5087 | 5087 | 2012-07-30 22:59 | 13.66 | 13.66 | 13.66 | 13.66 | 0 | 0 | 0 | 0 | 0 | 0 | 0 | 0 | 0 | 0 | 0 | 0 | 0 | 0 | 0 | 0 | 0 | 0 | System Off | 0 | 0
5088 | 5088 | 2012-07-30 23:59 | 13.24 | 13.24 | 13.24 | 13.24 | 0 | 0 | 0 | 0 | 0 | 0 | 0 | 0 | 0 | 0 | 0 | 0 | 0 | 0 | 0 | 0 | 0 | 0 | System Off | 0 | 0
5089 | 5089 | 2012-07-31 00:59 | 12.89 | 12.89 | 12.89 | 12.89 | 0 | 0 | 0 | 0 | 0 | 0 | 0 | 0 | 0 | 0 | 0 | 0 | 0 | 0 | 0 | 0 | 0 | 0 | System Off | 0 | 0
5090 | 5090 | 2012-07-31 01:59 | 12.54 | 12.54 | 12.54 | 12.54 | 0 | 0 | 0 | 0 | 0 | 0 | 0 | 0 | 0 | 0 | 0 | 0 | 0 | 0 | 0 | 0 | 0 | 0 | System Off | 0 | 0
5091 | 5091 | 2012-07-31 02:59 | 12.19 | 12.19 | 12.19 | 12.19 | 0 | 0 | 0 | 0 | 0 | 0 | 0 | 0 | 0 | 0 | 0 | 0 | 0 | 0 | 0 | 0 | 0 | 0 | System Off | 0 | 0
5092 | 5092 | 2012-07-31 03:59 | 12.93 | 12.93 | 12.93 | 12.93 | 0 | 0 | 0 | 0 | 0 | 0 | 0 | 0 | 0 | 0 | 0 | 0 | 0 | 0 | 0 | 0 | 0 | 0 | System Off | 0 | 0
5093 | 5093 | 2012-07-31 04:59 | 13.68 | 15.73 | 15.73 | 13.68 | 112.77 | 75.53 | 45.14 | 41 | 14.33 | 129.19 | 0.66 | 0.58 | 0.57 | 0.03 | 158.09 | 0 | 0 | 32.26 | 0.79163 | 0.09408 | 0 | 0 | System Off | 1 | 0
5094 | 5094 | 2012-07-31 05:59 | 14.43 | 20.84 | 20.84 | 14.43 | 353.52 | 311.89 | 140.21 | 128 | 14.38 | 393.76 | 0.78 | 0.79 | 0.77 | 0.11 | 434.08 | 0 | 0 | 100.63 | 0.81291 | 0.09408 | 0 | 0 | System Off | 1 | 0
5095 | 5095 | 2012-07-31 06:59 | 15.97 | 28.65 | 28.65 | 15.97 | 691.07 | 642.76 | 270.84 | 251 | 14.34 | 738.46 | 0.85 | 0.87 | 0.85 | 0.23 | 585.16 | 0 | 0 | 197.44 | 0.84624 | 0.09408 | 0 | 0 | System Off | 1 | 0
5096 | 5096 | 2012-07-31 07:59 | 17.5 | 46.79 | 46.79 | 17.5 | 1516.41 | 1449.2 | 611.56 | 579 | 13.64 | 1551.13 | 0.85 | 0.93 | 0.91 | 0.52 | 1037.39 | 0 | 0 | 459.49 | 0.92164 | 0.09408 | 0 | 0 | System Off | 1 | 0
5097 | 5097 | 2012-07-31 08:59 | 19.04 | 57.38 | 57.38 | 19.04 | 1872.67 | 1796.16 | 781.14 | 743 | 13.13 | 1894.53 | 0.83 | 0.95 | 0.92 | 0.65 | 1141.85 | 0 | 0 | 593.46 | 0.93655 | 0.09408 | 0 | 0 | System Off | 1 | 0
5098 | 5098 | 2012-07-31 09:59 | 19.4 | 40.58 | 40.58 | 19.4 | 1141.46 | 1083.29 | 458.05 | 428 | 13.89 | 1191.59 | 0.85 | 0.91 | 0.89 | 0.39 | 660.45 | 0 | 0 | 338.59 | 0.90311 | 0.09408 | 0 | 0 | System Off | 1 | 0
5099 | 5099 | 2012-07-31 10:59 | 19.75 | 36.94 | 36.94 | 19.75 | 986.27 | 931.63 | 393.28 | 367 | 14 | 1038.09 | 0.86 | 0.9 | 0.88 | 0.34 | 572.97 | 0 | 0 | 289.94 | 0.89298 | 0.09408 | 0 | 0 | System Off | 1 | 0
5100 | 5100 | 2012-07-31 11:59 | 20.11 | 29.55 | 29.55 | 20.11 | 574.63 | 528.7 | 227.71 | 211 | 14.18 | 618.72 | 0.83 | 0.85 | 0.84 | 0.19 | 324.09 | 0 | 0 | 166.3 | 0.86393 | 0.09408 | 0 | 0 | System Off | 1 | 0
5101 | 5101 | 2012-07-31 12:59 | 20.3 | 24.07 | 24.07 | 20.3 | 223.92 | 184.69 | 90.17 | 83 | 14.05 | 250.2 | 0.78 | 0.74 | 0.72 | 0.07 | 121.83 | 0 | 0 | 65.53 | 0.83967 | 0.09408 | 0 | 0 | System Off | 1 | 0
5102 | 5102 | 2012-07-31 13:59 | 20.48 | 24.39 | 24.39 | 20.48 | 230.68 | 191.32 | 92.91 | 86 | 13.97 | 257.46 | 0.75 | 0.74 | 0.73 | 0.07 | 140.56 | 0 | 0 | 67.97 | 0.84138 | 0.09408 | 0 | 0 | System Off | 1 | 0
5103 | 5103 | 2012-07-31 14:59 | 20.67 | 33.83 | 33.83 | 20.67 | 782.03 | 731.81 | 310.63 | 289 | 14.09 | 830.05 | 0.84 | 0.88 | 0.86 | 0.26 | 566.02 | 0 | 0 | 228.04 | 0.88306 | 0.09408 | 0 | 0 | System Off | 1 | 0
5104 | 5104 | 2012-07-31 15:59 | 20.45 | 27.44 | 27.44 | 20.45 | 388.24 | 345.95 | 155.06 | 144 | 14.04 | 424.75 | 0.84 | 0.81 | 0.8 | 0.13 | 268.09 | 0 | 0 | 113.7 | 0.85274 | 0.09408 | 0 | 0 | System Off | 1 | 0
5105 | 5105 | 2012-07-31 16:59 | 20.24 | 23.79 | 23.79 | 20.24 | 181.76 | 143.29 | 73.78 | 68 | 13.92 | 204.92 | 0.68 | 0.7 | 0.68 | 0.05 | 103.02 | 0 | 0 | 53.77 | 0.83634 | 0.09408 | 0 | 0 | System Off | 1 | 0
5106 | 5106 | 2012-07-31 17:59 | 20.03 | 20.78 | 20.78 | 20.03 | 33.67 | 0 | 14.57 | 13 | 13.49 | 40.94 | 0 | 0 | 0 | 0 | 0 | 0 | 0 | 10.34 | 0.82415 | 0.09408 | 0 | 0 | System Off | 0 | 0
5107 | 5107 | 2012-07-31 18:59 | 19.24 | 19.24 | 19.24 | 19.24 | 0 | 0 | 0 | 0 | 0 | 0 | 0 | 0 | 0 | 0 | 0 | 0 | 0 | 0 | 0 | 0 | 0 | 0 | System Off | 0 | 0
5108 | 5108 | 2012-07-31 19:59 | 18.45 | 18.45 | 18.45 | 18.45 | 0 | 0 | 0 | 0 | 0 | 0 | 0 | 0 | 0 | 0 | 0 | 0 | 0 | 0 | 0 | 0 | 0 | 0 | System Off | 0 | 0
5109 | 5109 | 2012-07-31 20:59 | 17.66 | 17.66 | 17.66 | 17.66 | 0 | 0 | 0 | 0 | 0 | 0 | 0 | 0 | 0 | 0 | 0 | 0 | 0 | 0 | 0 | 0 | 0 | 0 | System Off | 0 | 0
5110 | 5110 | 2012-07-31 21:59 | 16.64 | 16.64 | 16.64 | 16.64 | 0 | 0 | 0 | 0 | 0 | 0 | 0 | 0 | 0 | 0 | 0 | 0 | 0 | 0 | 0 | 0 | 0 | 0 | System Off | 0 | 0
5111 | 5111 | 2012-07-31 22:59 | 15.62 | 15.62 | 15.62 | 15.62 | 0 | 0 | 0 | 0 | 0 | 0 | 0 | 0 | 0 | 0 | 0 | 0 | 0 | 0 | 0 | 0 | 0 | 0 | System Off | 0 | 0
5112 | 5112 | 2012-07-31 23:59 | 14.6 | 14.6 | 14.6 | 14.6 | 0 | 0 | 0 | 0 | 0 | 0 | 0 | 0 | 0 | 0 | 0 | 0 | 0 | 0 | 0 | 0 | 0 | 0 | System Off | 0 | 0
5113 | 5113 | 2012-08-01 00:59 | 14.23 | 14.23 | 14.23 | 14.23 | 0 | 0 | 0 | 0 | 0 | 0 | 0 | 0 | 0 | 0 | 0 | 0 | 0 | 0 | 0 | 0 | 0 | 0 | System Off | 0 | 0
5114 | 5114 | 2012-08-01 01:59 | 13.85 | 13.85 | 13.85 | 13.85 | 0 | 0 | 0 | 0 | 0 | 0 | 0 | 0 | 0 | 0 | 0 | 0 | 0 | 0 | 0 | 0 | 0 | 0 | System Off | 0 | 0
5115 | 5115 | 2012-08-01 02:59 | 13.48 | 13.48 | 13.48 | 13.48 | 0 | 0 | 0 | 0 | 0 | 0 | 0 | 0 | 0 | 0 | 0 | 0 | 0 | 0 | 0 | 0 | 0 | 0 | System Off | 0 | 0
5116 | 5116 | 2012-08-01 03:59 | 14.72 | 14.72 | 14.72 | 14.72 | 0 | 0 | 0 | 0 | 0 | 0 | 0 | 0 | 0 | 0 | 0 | 0 | 0 | 0 | 0 | 0 | 0 | 0 | System Off | 0 | 0
5117 | 5117 | 2012-08-01 04:59 | 15.96 | 18.1 | 18.1 | 15.96 | 121.76 | 84.35 | 49.31 | 45 | 14.09 | 139.91 | 0.61 | 0.6 | 0.59 | 0.03 | 176.57 | 0 | 0 | 35.51 | 0.80598 | 0.09408 | 0 | 0 | System Off | 1 | 0
5118 | 5118 | 2012-08-01 05:59 | 17.2 | 27.23 | 27.23 | 17.2 | 545.59 | 500.23 | 239.63 | 199 | 14.28 | 656.92 | 0.75 | 0.76 | 0.74 | 0.18 | 696.22 | 0 | 0 | 156.65 | 0.84359 | 0.09408 | 0 | 0 | System Off | 1 | 0
5119 | 5119 | 2012-08-01 06:59 | 19.46 | 38.53 | 38.53 | 19.46 | 1161.49 | 1102.85 | 464.9 | 432 | 14 | 1219.44 | 0.86 | 0.9 | 0.88 | 0.4 | 1004.03 | 0 | 0 | 341.27 | 0.90417 | 0.09408 | 0 | 0 | System Off | 1 | 0
5120 | 5120 | 2012-08-01 07:59 | 21.72 | 49.87 | 49.87 | 21.72 | 1731.57 | 1658.82 | 701.28 | 667 | 13.52 | 1756.02 | 0.86 | 0.94 | 0.92 | 0.6 | 1187.44 | 0 | 0 | 530.12 | 0.93788 | 0.09408 | 0 | 0 | System Off | 1 | 0
5121 | 5121 | 2012-08-01 08:59 | 23.99 | 58.56 | 58.56 | 23.99 | 2114.13 | 2030.93 | 879.06 | 841 | 13.09 | 2121.18 | 0.83 | 0.96 | 0.93 | 0.73 | 1291.09 | 0 | 0 | 672.02 | 0.98849 | 0.09408 | 0 | 0 | System Off | 1 | 0
5122 | 5122 | 2012-08-01 09:59 | 25.06 | 63.8 | 63.8 | 25.06 | 2364.61 | 2274.15 | 1001.67 | 960 | 12.83 | 2361.94 | 0.82 | 0.96 | 0.94 | 0.82 | 1386.49 | 0 | 0 | 769.64 | 1.0205 | 0.09408 | 0 | 0 | System Off | 1 | 0
5123 | 5123 | 2012-08-01 10:59 | 26.12 | 66.4 | 66.4 | 26.12 | 2476.32 | 2382.5 | 1059.23 | 1016 | 12.69 | 2468.84 | 0.81 | 0.97 | 0.94 | 0.86 | 1465.29 | 0 | 0 | 815.91 | 1.0395 | 0.09408 | 0 | 0 | System Off | 1 | 0
5124 | 5124 | 2012-08-01 11:59 | 27.19 | 66.18 | 66.18 | 27.19 | 2440.05 | 2347.33 | 1042.72 | 1000 | 12.71 | 2432.72 | 0.82 | 0.96 | 0.94 | 0.85 | 1438.9 | 0 | 0 | 802.91 | 1.0434 | 0.09408 | 0 | 0 | System Off | 1 | 0
5125 | 5125 | 2012-08-01 12:59 | 27.54 | 62.4 | 62.4 | 27.54 | 2238.56 | 2151.8 | 943.47 | 904 | 12.9 | 2238.56 | 0.83 | 0.96 | 0.94 | 0.78 | 1419.41 | 0 | 0 | 724.13 | 1.0255 | 0.09408 | 0 | 0 | System Off | 1 | 0
5126 | 5126 | 2012-08-01 13:59 | 27.9 | 56.18 | 56.18 | 27.9 | 1874.36 | 1797.8 | 775.04 | 740 | 13.19 | 1889.48 | 0.84 | 0.95 | 0.93 | 0.65 | 1320.85 | 0 | 0 | 590.58 | 0.99346 | 0.09408 | 0 | 0 | System Off | 1 | 0
5127 | 5127 | 2012-08-01 14:59 | 28.25 | 48.91 | 48.91 | 28.25 | 1401.94 | 1337.57 | 572.91 | 541 | 13.5 | 1440.35 | 0.84 | 0.93 | 0.91 | 0.48 | 1034.54 | 0 | 0 | 430.11 | 0.95456 | 0.09408 | 0 | 0 | System Off | 1 | 0
5128 | 5128 | 2012-08-01 15:59 | 27.45 | 40.36 | 40.36 | 27.45 | 807.58 | 756.83 | 340.21 | 307 | 13.7 | 885.84 | 0.79 | 0.85 | 0.83 | 0.27 | 586.49 | 0 | 0 | 243.45 | 0.9301 | 0.09408 | 0 | 0 | System Off | 1 | 0
5129 | 5129 | 2012-08-01 16:59 | 26.66 | 28.34 | 28.34 | 26.66 | 98.31 | 61.31 | 41.9 | 38 | 13.47 | 114.38 | 0.48 | 0.54 | 0.52 | 0.02 | 44.08 | 0 | 0 | 30.22 | 0.86985 | 0.09408 | 0 | 0 | System Off | 0 | 0
5130 | 5130 | 2012-08-01 17:59 | 25.86 | 26.55 | 26.55 | 25.86 | 36.99 | 1.05 | 16.4 | 15 | 12.84 | 45.06 | 0 | 0.02 | 0.02 | 0 | 0.67 | 0 | 0 | 12.02 | 0.86021 | 0.09408 | 0 | 0 | System Off | 0 | 0
5131 | 5131 | 2012-08-01 18:59 | 24.92 | 24.92 | 24.92 | 24.92 | 0 | 0 | 0 | 0 | 0 | 0 | 0 | 0 | 0 | 0 | 0 | 0 | 0 | 0 | 0 | 0 | 0 | 0 | System Off | 0 | 0
5132 | 5132 | 2012-08-01 19:59 | 23.97 | 23.97 | 23.97 | 23.97 | 0 | 0 | 0 | 0 | 0 | 0 | 0 | 0 | 0 | 0 | 0 | 0 | 0 | 0 | 0 | 0 | 0 | 0 | System Off | 0 | 0
5133 | 5133 | 2012-08-01 20:59 | 23.03 | 23.03 | 23.03 | 23.03 | 0 | 0 | 0 | 0 | 0 | 0 | 0 | 0 | 0 | 0 | 0 | 0 | 0 | 0 | 0 | 0 | 0 | 0 | System Off | 0 | 0
5134 | 5134 | 2012-08-01 21:59 | 22.25 | 22.25 | 22.25 | 22.25 | 0 | 0 | 0 | 0 | 0 | 0 | 0 | 0 | 0 | 0 | 0 | 0 | 0 | 0 | 0 | 0 | 0 | 0 | System Off | 0 | 0
5135 | 5135 | 2012-08-01 22:59 | 21.47 | 21.47 | 21.47 | 21.47 | 0 | 0 | 0 | 0 | 0 | 0 | 0 | 0 | 0 | 0 | 0 | 0 | 0 | 0 | 0 | 0 | 0 | 0 | System Off | 0 | 0
5136 | 5136 | 2012-08-01 23:59 | 20.69 | 20.69 | 20.69 | 20.69 | 0 | 0 | 0 | 0 | 0 | 0 | 0 | 0 | 0 | 0 | 0 | 0 | 0 | 0 | 0 | 0 | 0 | 0 | System Off | 0 | 0
5137 | 5137 | 2012-08-02 00:59 | 20.58 | 20.58 | 20.58 | 20.58 | 0 | 0 | 0 | 0 | 0 | 0 | 0 | 0 | 0 | 0 | 0 | 0 | 0 | 0 | 0 | 0 | 0 | 0 | System Off | 0 | 0
5138 | 5138 | 2012-08-02 01:59 | 20.48 | 20.48 | 20.48 | 20.48 | 0 | 0 | 0 | 0 | 0 | 0 | 0 | 0 | 0 | 0 | 0 | 0 | 0 | 0 | 0 | 0 | 0 | 0 | System Off | 0 | 0
5139 | 5139 | 2012-08-02 02:59 | 20.37 | 20.37 | 20.37 | 20.37 | 0 | 0 | 0 | 0 | 0 | 0 | 0 | 0 | 0 | 0 | 0 | 0 | 0 | 0 | 0 | 0 | 0 | 0 | System Off | 0 | 0
5140 | 5140 | 2012-08-02 03:59 | 20.3 | 20.3 | 20.3 | 20.3 | 0 | 0 | 0 | 0 | 0 | 0 | 0 | 0 | 0 | 0 | 0 | 0 | 0 | 0 | 0 | 0 | 0 | 0 | System Off | 0 | 0
5141 | 5141 | 2012-08-02 04:59 | 20.22 | 22.5 | 22.5 | 20.22 | 127.94 | 90.43 | 52.49 | 48 | 13.88 | 146.49 | 0.57 | 0.62 | 0.6 | 0.03 | 189.29 | 0 | 0 | 37.98 | 0.83225 | 0.09408 | 0 | 0 | System Off | 1 | 0
5142 | 5142 | 2012-08-02 05:59 | 20.15 | 29 | 29 | 20.15 | 477.05 | 433.04 | 203.38 | 176 | 14.12 | 553.76 | 0.79 | 0.78 | 0.76 | 0.16 | 602.71 | 0 | 0 | 138.83 | 0.85724 | 0.09408 | 0 | 0 | System Off | 1 | 0
5143 | 5143 | 2012-08-02 06:59 | 20.69 | 31.11 | 31.11 | 20.69 | 647.49 | 600.07 | 256.97 | 238 | 14.17 | 694.02 | 0.86 | 0.86 | 0.84 | 0.22 | 546.3 | 0 | 0 | 187.62 | 0.87293 | 0.09408 | 0 | 0 | System Off | 1 | 0
5144 | 5144 | 2012-08-02 07:59 | 21.24 | 34.01 | 34.01 | 21.24 | 851.64 | 799.94 | 336.61 | 314 | 14.13 | 898.87 | 0.86 | 0.89 | 0.87 | 0.29 | 572.63 | 0 | 0 | 247.66 | 0.89163 | 0.09408 | 0 | 0 | System Off | 1 | 0
5145 | 5145 | 2012-08-02 08:59 | 21.79 | 35.14 | 35.14 | 21.79 | 945.68 | 891.93 | 374.19 | 349 | 14.11 | 994.79 | 0.86 | 0.9 | 0.88 | 0.32 | 567.01 | 0 | 0 | 275.32 | 0.90215 | 0.09408 | 0 | 0 | System Off | 1 | 0
5146 | 5146 | 2012-08-02 09:59 | 22 | 32.36 | 32.36 | 22 | 716.18 | 667.35 | 284.37 | 264 | 14.13 | 764.28 | 0.84 | 0.87 | 0.85 | 0.24 | 406.87 | 0 | 0 | 208.22 | 0.88636 | 0.09408 | 0 | 0 | System Off | 1 | 0
5147 | 5147 | 2012-08-02 10:59 | 22.21 | 43.34 | 43.34 | 22.21 | 1413.33 | 1348.68 | 567.49 | 533 | 13.81 | 1459.91 | 0.86 | 0.92 | 0.9 | 0.49 | 829.46 | 0 | 0 | 422.08 | 0.9139 | 0.09408 | 0 | 0 | System Off | 1 | 0
5148 | 5148 | 2012-08-02 11:59 | 22.42 | 28.11 | 28.11 | 22.42 | 372.61 | 330.61 | 149.38 | 138 | 14.06 | 408.14 | 0.8 | 0.81 | 0.79 | 0.12 | 202.66 | 0 | 0 | 108.93 | 0.86369 | 0.09408 | 0 | 0 | System Off | 1 | 0
5149 | 5149 | 2012-08-02 12:59 | 22.42 | 29.86 | 29.86 | 22.42 | 492.8 | 448.49 | 196.75 | 182 | 14.1 | 533.93 | 0.81 | 0.84 | 0.82 | 0.16 | 295.84 | 0 | 0 | 143.59 | 0.87251 | 0.09408 | 0 | 0 | System Off | 1 | 0
5150 | 5150 | 2012-08-02 13:59 | 22.43 | 31.08 | 31.08 | 22.43 | 577.57 | 531.57 | 230.18 | 214 | 14.06 | 621.73 | 0.83 | 0.85 | 0.84 | 0.19 | 390.55 | 0 | 0 | 168.94 | 0.87904 | 0.09408 | 0 | 0 | System Off | 1 | 0
5151 | 5151 | 2012-08-02 14:59 | 22.43 | 29.51 | 29.51 | 22.43 | 475.23 | 431.26 | 189.67 | 176 | 14.06 | 515.44 | 0.84 | 0.84 | 0.82 | 0.16 | 333.55 | 0 | 0 | 138.93 | 0.87139 | 0.09408 | 0 | 0 | System Off | 1 | 0
5152 | 5152 | 2012-08-02 15:59 | 21.96 | 27.88 | 27.88 | 21.96 | 380.44 | 338.3 | 152.36 | 141 | 14.05 | 416.65 | 0.79 | 0.81 | 0.79 | 0.12 | 262.16 | 0 | 0 | 111.32 | 0.86145 | 0.09408 | 0 | 0 | System Off | 1 | 0
5153 | 5153 | 2012-08-02 16:59 | 21.48 | 25.28 | 25.28 | 21.48 | 230.89 | 191.53 | 93.79 | 86 | 13.98 | 259.02 | 0.75 | 0.74 | 0.72 | 0.07 | 137.7 | 0 | 0 | 67.95 | 0.8475 | 0.09408 | 0 | 0 | System Off | 1 | 0
5154 | 5154 | 2012-08-02 17:59 | 21.01 | 21.36 | 21.36 | 21.01 | 18.33 | 0 | 8.2 | 7 | 13.64 | 22.98 | 0 | 0 | 0 | 0 | 0 | 0 | 0 | 5.56 | 0.82888 | 0.09408 | 0 | 0 | System Off | 0 | 0
5155 | 5155 | 2012-08-02 18:59 | 19.69 | 19.69 | 19.69 | 19.69 | 0 | 0 | 0 | 0 | 0 | 0 | 0 | 0 | 0 | 0 | 0 | 0 | 0 | 0 | 0 | 0 | 0 | 0 | System Off | 0 | 0
5156 | 5156 | 2012-08-02 19:59 | 18.36 | 18.36 | 18.36 | 18.36 | 0 | 0 | 0 | 0 | 0 | 0 | 0 | 0 | 0 | 0 | 0 | 0 | 0 | 0 | 0 | 0 | 0 | 0 | System Off | 0 | 0
5157 | 5157 | 2012-08-02 20:59 | 17.04 | 17.04 | 17.04 | 17.04 | 0 | 0 | 0 | 0 | 0 | 0 | 0 | 0 | 0 | 0 | 0 | 0 | 0 | 0 | 0 | 0 | 0 | 0 | System Off | 0 | 0
5158 | 5158 | 2012-08-02 21:59 | 16.87 | 16.87 | 16.87 | 16.87 | 0 | 0 | 0 | 0 | 0 | 0 | 0 | 0 | 0 | 0 | 0 | 0 | 0 | 0 | 0 | 0 | 0 | 0 | System Off | 0 | 0
5159 | 5159 | 2012-08-02 22:59 | 16.71 | 16.71 | 16.71 | 16.71 | 0 | 0 | 0 | 0 | 0 | 0 | 0 | 0 | 0 | 0 | 0 | 0 | 0 | 0 | 0 | 0 | 0 | 0 | System Off | 0 | 0
5160 | 5160 | 2012-08-02 23:59 | 16.54 | 16.54 | 16.54 | 16.54 | 0 | 0 | 0 | 0 | 0 | 0 | 0 | 0 | 0 | 0 | 0 | 0 | 0 | 0 | 0 | 0 | 0 | 0 | System Off | 0 | 0
5161 | 5161 | 2012-08-03 00:59 | 15.53 | 15.53 | 15.53 | 15.53 | 0 | 0 | 0 | 0 | 0 | 0 | 0 | 0 | 0 | 0 | 0 | 0 | 0 | 0 | 0 | 0 | 0 | 0 | System Off | 0 | 0
5162 | 5162 | 2012-08-03 01:59 | 14.51 | 14.51 | 14.51 | 14.51 | 0 | 0 | 0 | 0 | 0 | 0 | 0 | 0 | 0 | 0 | 0 | 0 | 0 | 0 | 0 | 0 | 0 | 0 | System Off | 0 | 0
5163 | 5163 | 2012-08-03 02:59 | 13.5 | 13.5 | 13.5 | 13.5 | 0 | 0 | 0 | 0 | 0 | 0 | 0 | 0 | 0 | 0 | 0 | 0 | 0 | 0 | 0 | 0 | 0 | 0 | System Off | 0 | 0
5164 | 5164 | 2012-08-03 03:59 | 14.49 | 14.49 | 14.49 | 14.49 | 0 | 0 | 0 | 0 | 0 | 0 | 0 | 0 | 0 | 0 | 0 | 0 | 0 | 0 | 0 | 0 | 0 | 0 | System Off | 0 | 0
5165 | 5165 | 2012-08-03 04:59 | 15.48 | 17.85 | 17.85 | 15.48 | 127.52 | 90.01 | 51.24 | 47 | 14.13 | 145.51 | 0.59 | 0.62 | 0.61 | 0.03 | 188.41 | 0 | 0 | 37.07 | 0.8035 | 0.09408 | 0 | 0 | System Off | 1 | 0
5166 | 5166 | 2012-08-03 05:59 | 16.48 | 25.39 | 25.39 | 16.48 | 459.63 | 415.96 | 191.28 | 167 | 14.33 | 528.06 | 0.78 | 0.79 | 0.77 | 0.15 | 578.93 | 0 | 0 | 131.37 | 0.8329 | 0.09408 | 0 | 0 | System Off | 1 | 0
5167 | 5167 | 2012-08-03 06:59 | 18.16 | 39.25 | 39.25 | 18.16 | 1133.88 | 1075.88 | 455.59 | 423 | 13.96 | 1191.56 | 0.86 | 0.9 | 0.88 | 0.39 | 979.47 | 0 | 0 | 334.33 | 0.89419 | 0.09408 | 0 | 0 | System Off | 1 | 0
5168 | 5168 | 2012-08-03 07:59 | 19.84 | 31.14 | 31.14 | 19.84 | 619.78 | 572.93 | 245.99 | 229 | 14.1 | 664.27 | 0.85 | 0.86 | 0.84 | 0.21 | 410.12 | 0 | 0 | 180.69 | 0.86589 | 0.09408 | 0 | 0 | System Off | 1 | 0
5169 | 5169 | 2012-08-03 08:59 | 21.52 | 61.1 | 61.1 | 21.52 | 2061.39 | 1979.68 | 867.81 | 829 | 12.95 | 2070.88 | 0.83 | 0.96 | 0.93 | 0.72 | 1258.51 | 0 | 0 | 663.61 | 0.97017 | 0.09408 | 0 | 0 | System Off | 1 | 0
5170 | 5170 | 2012-08-03 09:59 | 21.97 | 26.87 | 26.87 | 21.97 | 268.01 | 227.97 | 108.39 | 100 | 13.96 | 297.56 | 0.74 | 0.77 | 0.75 | 0.08 | 138.98 | 0 | 0 | 79.04 | 0.85332 | 0.09408 | 0 | 0 | System Off | 1 | 0
5171 | 5171 | 2012-08-03 10:59 | 22.42 | 32.71 | 32.71 | 22.42 | 571.55 | 525.67 | 229.54 | 213 | 13.98 | 616.07 | 0.83 | 0.85 | 0.83 | 0.19 | 323.3 | 0 | 0 | 168.32 | 0.87882 | 0.09408 | 0 | 0 | System Off | 1 | 0
5172 | 5172 | 2012-08-03 11:59 | 22.87 | 36.93 | 36.93 | 22.87 | 785.44 | 735.15 | 316.58 | 294 | 13.91 | 835.67 | 0.85 | 0.88 | 0.86 | 0.27 | 450.65 | 0 | 0 | 232.51 | 0.89805 | 0.09408 | 0 | 0 | System Off | 1 | 0
5173 | 5173 | 2012-08-03 12:59 | 22.7 | 44.8 | 44.8 | 22.7 | 1248.03 | 1187.36 | 506.91 | 475 | 13.68 | 1296.25 | 0.85 | 0.92 | 0.89 | 0.43 | 783.23 | 0 | 0 | 376.75 | 0.93398 | 0.09408 | 0 | 0 | System Off | 1 | 0
5174 | 5174 | 2012-08-03 13:59 | 22.54 | 30.07 | 30.07 | 22.54 | 437.81 | 394.57 | 175.8 | 163 | 13.99 | 476.7 | 0.8 | 0.83 | 0.81 | 0.14 | 289.89 | 0 | 0 | 128.79 | 0.86949 | 0.09408 | 0 | 0 | System Off | 1 | 0
5175 | 5175 | 2012-08-03 14:59 | 22.37 | 34.26 | 34.26 | 22.37 | 706.97 | 658.33 | 282.64 | 263 | 14 | 754.02 | 0.85 | 0.87 | 0.85 | 0.24 | 509.18 | 0 | 0 | 207.77 | 0.88857 | 0.09408 | 0 | 0 | System Off | 1 | 0
5176 | 5176 | 2012-08-03 15:59 | 21.74 | 29.56 | 29.56 | 21.74 | 441.65 | 398.33 | 177.28 | 164 | 14.03 | 481.68 | 0.79 | 0.83 | 0.81 | 0.14 | 308.68 | 0 | 0 | 129.52 | 0.86471 | 0.09408 | 0 | 0 | System Off | 1 | 0
5177 | 5177 | 2012-08-03 16:59 | 21.1 | 23.68 | 23.68 | 21.1 | 135.15 | 97.51 | 55.56 | 51 | 13.8 | 154.39 | 0.72 | 0.63 | 0.62 | 0.04 | 70.1 | 0 | 0 | 40.39 | 0.83821 | 0.09408 | 0 | 0 | System Off | 0 | 0
5178 | 5178 | 2012-08-03 17:59 | 20.47 | 21.58 | 21.58 | 20.47 | 53.59 | 17.37 | 22.77 | 21 | 13.29 | 63.77 | 0.44 | 0.27 | 0.27 | 0.01 | 11.11 | 0 | 0 | 16.74 | 0.82842 | 0.09408 | 0 | 0 | System Off | 0 | 0
5179 | 5179 | 2012-08-03 18:59 | 19.74 | 19.74 | 19.74 | 19.74 | 0 | 0 | 0 | 0 | 0 | 0 | 0 | 0 | 0 | 0 | 0 | 0 | 0 | 0 | 0 | 0 | 0 | 0 | System Off | 0 | 0
5180 | 5180 | 2012-08-03 19:59 | 19.02 | 19.02 | 19.02 | 19.02 | 0 | 0 | 0 | 0 | 0 | 0 | 0 | 0 | 0 | 0 | 0 | 0 | 0 | 0 | 0 | 0 | 0 | 0 | System Off | 0 | 0
5181 | 5181 | 2012-08-03 20:59 | 18.29 | 18.29 | 18.29 | 18.29 | 0 | 0 | 0 | 0 | 0 | 0 | 0 | 0 | 0 | 0 | 0 | 0 | 0 | 0 | 0 | 0 | 0 | 0 | System Off | 0 | 0
5182 | 5182 | 2012-08-03 21:59 | 17.32 | 17.32 | 17.32 | 17.32 | 0 | 0 | 0 | 0 | 0 | 0 | 0 | 0 | 0 | 0 | 0 | 0 | 0 | 0 | 0 | 0 | 0 | 0 | System Off | 0 | 0
5183 | 5183 | 2012-08-03 22:59 | 16.35 | 16.35 | 16.35 | 16.35 | 0 | 0 | 0 | 0 | 0 | 0 | 0 | 0 | 0 | 0 | 0 | 0 | 0 | 0 | 0 | 0 | 0 | 0 | System Off | 0 | 0
5184 | 5184 | 2012-08-03 23:59 | 15.38 | 15.38 | 15.38 | 15.38 | 0 | 0 | 0 | 0 | 0 | 0 | 0 | 0 | 0 | 0 | 0 | 0 | 0 | 0 | 0 | 0 | 0 | 0 | System Off | 0 | 0
5185 | 5185 | 2012-08-04 00:59 | 14.82 | 14.82 | 14.82 | 14.82 | 0 | 0 | 0 | 0 | 0 | 0 | 0 | 0 | 0 | 0 | 0 | 0 | 0 | 0 | 0 | 0 | 0 | 0 | System Off | 0 | 0
5186 | 5186 | 2012-08-04 01:59 | 14.26 | 14.26 | 14.26 | 14.26 | 0 | 0 | 0 | 0 | 0 | 0 | 0 | 0 | 0 | 0 | 0 | 0 | 0 | 0 | 0 | 0 | 0 | 0 | System Off | 0 | 0
5187 | 5187 | 2012-08-04 02:59 | 13.7 | 13.7 | 13.7 | 13.7 | 0 | 0 | 0 | 0 | 0 | 0 | 0 | 0 | 0 | 0 | 0 | 0 | 0 | 0 | 0 | 0 | 0 | 0 | System Off | 0 | 0
5188 | 5188 | 2012-08-04 03:59 | 14.78 | 14.78 | 14.78 | 14.78 | 0 | 0 | 0 | 0 | 0 | 0 | 0 | 0 | 0 | 0 | 0 | 0 | 0 | 0 | 0 | 0 | 0 | 0 | System Off | 0 | 0
5189 | 5189 | 2012-08-04 04:59 | 15.85 | 16.24 | 16.24 | 15.85 | 18.84 | 0 | 8.2 | 7 | 14.02 | 23.42 | 0 | 0 | 0 | 0 | 0 | 0 | 0 | 5.53 | 0.79792 | 0.09408 | 0 | 0 | System Off | 0 | 0
5190 | 5190 | 2012-08-04 05:59 | 16.93 | 26.14 | 26.14 | 16.93 | 461.82 | 418.12 | 193.69 | 169 | 14.23 | 533.2 | 0.77 | 0.78 | 0.77 | 0.15 | 581.93 | 0 | 0 | 133.12 | 0.83607 | 0.09408 | 0 | 0 | System Off | 1 | 0
5191 | 5191 | 2012-08-04 06:59 | 18.44 | 26.37 | 26.37 | 18.44 | 415.28 | 372.47 | 164.54 | 152 | 14.23 | 452.54 | 0.79 | 0.82 | 0.8 | 0.13 | 339.1 | 0 | 0 | 119.73 | 0.84193 | 0.09408 | 0 | 0 | System Off | 1 | 0
5192 | 5192 | 2012-08-04 07:59 | 19.95 | 52.75 | 52.75 | 19.95 | 1628.95 | 1558.88 | 670.17 | 636 | 13.34 | 1657.94 | 0.84 | 0.94 | 0.92 | 0.56 | 1115.9 | 0 | 0 | 506.64 | 0.92072 | 0.09408 | 0 | 0 | System Off | 1 | 0
5193 | 5193 | 2012-08-04 08:59 | 21.47 | 59.48 | 59.48 | 21.47 | 1813.1 | 1738.2 | 764.45 | 727 | 12.99 | 1837.22 | 0.82 | 0.95 | 0.92 | 0.63 | 1105 | 0 | 0 | 581.68 | 0.94922 | 0.09408 | 0 | 0 | System Off | 1 | 0
5194 | 5194 | 2012-08-04 09:59 | 22.21 | 52.4 | 52.4 | 22.21 | 1510.97 | 1443.89 | 626.63 | 591 | 13.32 | 1552.51 | 0.83 | 0.93 | 0.91 | 0.52 | 880.3 | 0 | 0 | 470.93 | 0.92615 | 0.09408 | 0 | 0 | System Off | 1 | 0
5195 | 5195 | 2012-08-04 10:59 | 22.95 | 39.05 | 39.05 | 22.95 | 850.88 | 799.2 | 344.67 | 321 | 13.81 | 902.16 | 0.84 | 0.89 | 0.87 | 0.29 | 491.52 | 0 | 0 | 254.21 | 0.90411 | 0.09408 | 0 | 0 | System Off | 1 | 0
5196 | 5196 | 2012-08-04 11:59 | 23.69 | 39.25 | 39.25 | 23.69 | 846.08 | 794.5 | 343.1 | 319 | 13.81 | 897.34 | 0.85 | 0.89 | 0.86 | 0.29 | 487.02 | 0 | 0 | 252.6 | 0.9084 | 0.09408 | 0 | 0 | System Off | 1 | 0
5197 | 5197 | 2012-08-04 12:59 | 23.68 | 62.77 | 62.77 | 23.68 | 2055.27 | 1973.73 | 872.88 | 833 | 12.85 | 2067.67 | 0.81 | 0.95 | 0.93 | 0.71 | 1301.95 | 0 | 0 | 667.64 | 0.98534 | 0.09408 | 0 | 0 | System Off | 1 | 0
5198 | 5198 | 2012-08-04 13:59 | 23.68 | 46.3 | 46.3 | 23.68 | 1255.25 | 1194.42 | 511.56 | 481 | 13.59 | 1300.09 | 0.84 | 0.92 | 0.9 | 0.43 | 877.54 | 0 | 0 | 381.95 | 0.94166 | 0.09408 | 0 | 0 | System Off | 1 | 0
5199 | 5199 | 2012-08-04 14:59 | 23.67 | 32.6 | 32.6 | 23.67 | 507.32 | 462.72 | 204.53 | 190 | 13.91 | 549.17 | 0.83 | 0.84 | 0.82 | 0.17 | 357.89 | 0 | 0 | 150.28 | 0.88203 | 0.09408 | 0 | 0 | System Off | 1 | 0
5200 | 5200 | 2012-08-04 15:59 | 22.97 | 37.05 | 37.05 | 22.97 | 751.2 | 701.64 | 311.03 | 282 | 13.87 | 820.63 | 0.8 | 0.86 | 0.84 | 0.25 | 543.73 | 0 | 0 | 223.14 | 0.89628 | 0.09408 | 0 | 0 | System Off | 1 | 0
5201 | 5201 | 2012-08-04 16:59 | 22.27 | 28.32 | 28.32 | 22.27 | 303.46 | 262.76 | 128.79 | 114 | 13.86 | 351.58 | 0.78 | 0.75 | 0.73 | 0.1 | 188.91 | 0 | 0 | 90.21 | 0.858 | 0.09408 | 0 | 0 | System Off | 1 | 0
5202 | 5202 | 2012-08-04 17:59 | 21.57 | 23.84 | 23.84 | 21.57 | 111.89 | 74.66 | 46.45 | 43 | 13.55 | 128.99 | 0.65 | 0.58 | 0.57 | 0.03 | 47.73 | 0 | 0 | 34.16 | 0.8395 | 0.09408 | 0 | 0 | System Off | 0 | 0
5203 | 5203 | 2012-08-04 18:59 | 20.65 | 20.65 | 20.65 | 20.65 | 0 | 0 | 0 | 0 | 0 | 0 | 0 | 0 | 0 | 0 | 0 | 0 | 0 | 0 | 0 | 0 | 0 | 0 | System Off | 0 | 0
5204 | 5204 | 2012-08-04 19:59 | 19.73 | 19.73 | 19.73 | 19.73 | 0 | 0 | 0 | 0 | 0 | 0 | 0 | 0 | 0 | 0 | 0 | 0 | 0 | 0 | 0 | 0 | 0 | 0 | System Off | 0 | 0
5205 | 5205 | 2012-08-04 20:59 | 18.81 | 18.81 | 18.81 | 18.81 | 0 | 0 | 0 | 0 | 0 | 0 | 0 | 0 | 0 | 0 | 0 | 0 | 0 | 0 | 0 | 0 | 0 | 0 | System Off | 0 | 0
5206 | 5206 | 2012-08-04 21:59 | 18.16 | 18.16 | 18.16 | 18.16 | 0 | 0 | 0 | 0 | 0 | 0 | 0 | 0 | 0 | 0 | 0 | 0 | 0 | 0 | 0 | 0 | 0 | 0 | System Off | 0 | 0
5207 | 5207 | 2012-08-04 22:59 | 17.5 | 17.5 | 17.5 | 17.5 | 0 | 0 | 0 | 0 | 0 | 0 | 0 | 0 | 0 | 0 | 0 | 0 | 0 | 0 | 0 | 0 | 0 | 0 | System Off | 0 | 0
5208 | 5208 | 2012-08-04 23:59 | 16.85 | 16.85 | 16.85 | 16.85 | 0 | 0 | 0 | 0 | 0 | 0 | 0 | 0 | 0 | 0 | 0 | 0 | 0 | 0 | 0 | 0 | 0 | 0 | System Off | 0 | 0
5209 | 5209 | 2012-08-05 00:59 | 16.84 | 16.84 | 16.84 | 16.84 | 0 | 0 | 0 | 0 | 0 | 0 | 0 | 0 | 0 | 0 | 0 | 0 | 0 | 0 | 0 | 0 | 0 | 0 | System Off | 0 | 0
5210 | 5210 | 2012-08-05 01:59 | 16.83 | 16.83 | 16.83 | 16.83 | 0 | 0 | 0 | 0 | 0 | 0 | 0 | 0 | 0 | 0 | 0 | 0 | 0 | 0 | 0 | 0 | 0 | 0 | System Off | 0 | 0
5211 | 5211 | 2012-08-05 02:59 | 16.82 | 16.82 | 16.82 | 16.82 | 0 | 0 | 0 | 0 | 0 | 0 | 0 | 0 | 0 | 0 | 0 | 0 | 0 | 0 | 0 | 0 | 0 | 0 | System Off | 0 | 0
5212 | 5212 | 2012-08-05 03:59 | 17.2 | 17.2 | 17.2 | 17.2 | 0 | 0 | 0 | 0 | 0 | 0 | 0 | 0 | 0 | 0 | 0 | 0 | 0 | 0 | 0 | 0 | 0 | 0 | System Off | 0 | 0
5213 | 5213 | 2012-08-05 04:59 | 17.58 | 17.97 | 17.97 | 17.58 | 18.67 | 0 | 8.2 | 7 | 13.89 | 23.27 | 0 | 0 | 0 | 0 | 0 | 0 | 0 | 5.54 | 0.80823 | 0.09408 | 0 | 0 | System Off | 0 | 0
5214 | 5214 | 2012-08-05 05:59 | 17.97 | 21.78 | 21.78 | 17.97 | 206.74 | 167.82 | 82.85 | 76 | 14.17 | 231.86 | 0.72 | 0.72 | 0.71 | 0.06 | 233.57 | 0 | 0 | 59.91 | 0.82412 | 0.09408 | 0 | 0 | System Off | 1 | 0
5215 | 5215 | 2012-08-05 06:59 | 20.01 | 22.59 | 22.59 | 20.01 | 138.18 | 100.48 | 56.47 | 52 | 13.84 | 157.56 | 0.71 | 0.64 | 0.62 | 0.04 | 91.48 | 0 | 0 | 41.16 | 0.83177 | 0.09408 | 0 | 0 | System Off | 1 | 0
5216 | 5216 | 2012-08-05 07:59 | 22.06 | 26.73 | 26.73 | 22.06 | 254.05 | 214.27 | 102.93 | 95 | 13.93 | 282.7 | 0.78 | 0.76 | 0.74 | 0.08 | 153.38 | 0 | 0 | 75.12 | 0.85288 | 0.09408 | 0 | 0 | System Off | 1 | 0
5217 | 5217 | 2012-08-05 08:59 | 24.11 | 38.88 | 38.88 | 24.11 | 807.36 | 756.61 | 327.02 | 305 | 13.79 | 856.57 | 0.83 | 0.88 | 0.86 | 0.27 | 480.99 | 0 | 0 | 241.6 | 0.90824 | 0.09408 | 0 | 0 | System Off | 1 | 0
5218 | 5218 | 2012-08-05 09:59 | 24.43 | 67.82 | 67.82 | 24.43 | 2307.06 | 2218.3 | 995.9 | 954 | 12.6 | 2306.4 | 0.8 | 0.96 | 0.94 | 0.8 | 1352.43 | 0 | 0 | 767.06 | 1.0156 | 0.09408 | 0 | 0 | System Off | 1 | 0
5219 | 5219 | 2012-08-05 10:59 | 24.74 | 61.52 | 61.52 | 24.74 | 2063.53 | 1981.76 | 874.65 | 832 | 12.92 | 2083.34 | 0.82 | 0.95 | 0.93 | 0.72 | 1218.82 | 0 | 0 | 666.28 | 0.99198 | 0.09408 | 0 | 0 | System Off | 1 | 0
5220 | 5220 | 2012-08-05 11:59 | 25.06 | 28.84 | 28.84 | 25.06 | 226.05 | 186.78 | 92.91 | 86 | 13.69 | 253.13 | 0.75 | 0.74 | 0.72 | 0.07 | 114.5 | 0 | 0 | 68.21 | 0.86967 | 0.09408 | 0 | 0 | System Off | 1 | 0
5221 | 5221 | 2012-08-05 12:59 | 24.02 | 31.13 | 31.13 | 24.02 | 431.07 | 387.95 | 173.97 | 161 | 13.95 | 469.83 | 0.8 | 0.83 | 0.81 | 0.14 | 255.91 | 0 | 0 | 127.28 | 0.87833 | 0.09408 | 0 | 0 | System Off | 1 | 0
5222 | 5222 | 2012-08-05 13:59 | 22.99 | 25.31 | 25.31 | 22.99 | 136.43 | 98.76 | 56.47 | 52 | 13.66 | 155.95 | 0.71 | 0.63 | 0.62 | 0.04 | 72.56 | 0 | 0 | 41.25 | 0.84999 | 0.09408 | 0 | 0 | System Off | 0 | 0
5223 | 5223 | 2012-08-05 14:59 | 21.95 | 27.99 | 27.99 | 21.95 | 365.68 | 323.82 | 146.65 | 136 | 14 | 400.85 | 0.82 | 0.81 | 0.79 | 0.12 | 250.45 | 0 | 0 | 107.43 | 0.8604 | 0.09408 | 0 | 0 | System Off | 1 | 0
5224 | 5224 | 2012-08-05 15:59 | 21.46 | 32.57 | 32.57 | 21.46 | 629.63 | 582.59 | 254.64 | 234 | 14.01 | 683.81 | 0.82 | 0.85 | 0.83 | 0.21 | 451.46 | 0 | 0 | 184.83 | 0.87702 | 0.09408 | 0 | 0 | System Off | 1 | 0
5225 | 5225 | 2012-08-05 16:59 | 20.97 | 26.93 | 26.93 | 20.97 | 269.55 | 229.48 | 128.71 | 101 | 13.9 | 353.25 | 0.62 | 0.65 | 0.64 | 0.08 | 164.98 | 0 | 0 | 79.89 | 0.84739 | 0.09408 | 0 | 0 | System Off | 1 | 0
5226 | 5226 | 2012-08-05 17:59 | 20.48 | 22.24 | 22.24 | 20.48 | 85.15 | 48.39 | 35.62 | 33 | 13.44 | 99.51 | 0.56 | 0.49 | 0.48 | 0.02 | 30.94 | 0 | 0 | 26.26 | 0.83088 | 0.09408 | 0 | 0 | System Off | 0 | 0
5227 | 5227 | 2012-08-05 18:59 | 19.7 | 19.7 | 19.7 | 19.7 | 0 | 0 | 0 | 0 | 0 | 0 | 0 | 0 | 0 | 0 | 0 | 0 | 0 | 0 | 0 | 0 | 0 | 0 | System Off | 0 | 0
5228 | 5228 | 2012-08-05 19:59 | 18.91 | 18.91 | 18.91 | 18.91 | 0 | 0 | 0 | 0 | 0 | 0 | 0 | 0 | 0 | 0 | 0 | 0 | 0 | 0 | 0 | 0 | 0 | 0 | System Off | 0 | 0
5229 | 5229 | 2012-08-05 20:59 | 18.13 | 18.13 | 18.13 | 18.13 | 0 | 0 | 0 | 0 | 0 | 0 | 0 | 0 | 0 | 0 | 0 | 0 | 0 | 0 | 0 | 0 | 0 | 0 | System Off | 0 | 0
5230 | 5230 | 2012-08-05 21:59 | 17.76 | 17.76 | 17.76 | 17.76 | 0 | 0 | 0 | 0 | 0 | 0 | 0 | 0 | 0 | 0 | 0 | 0 | 0 | 0 | 0 | 0 | 0 | 0 | System Off | 0 | 0
5231 | 5231 | 2012-08-05 22:59 | 17.4 | 17.4 | 17.4 | 17.4 | 0 | 0 | 0 | 0 | 0 | 0 | 0 | 0 | 0 | 0 | 0 | 0 | 0 | 0 | 0 | 0 | 0 | 0 | System Off | 0 | 0
5232 | 5232 | 2012-08-05 23:59 | 17.03 | 17.03 | 17.03 | 17.03 | 0 | 0 | 0 | 0 | 0 | 0 | 0 | 0 | 0 | 0 | 0 | 0 | 0 | 0 | 0 | 0 | 0 | 0 | System Off | 0 | 0
5233 | 5233 | 2012-08-06 00:59 | 16.8 | 16.8 | 16.8 | 16.8 | 0 | 0 | 0 | 0 | 0 | 0 | 0 | 0 | 0 | 0 | 0 | 0 | 0 | 0 | 0 | 0 | 0 | 0 | System Off | 0 | 0
5234 | 5234 | 2012-08-06 01:59 | 16.58 | 16.58 | 16.58 | 16.58 | 0 | 0 | 0 | 0 | 0 | 0 | 0 | 0 | 0 | 0 | 0 | 0 | 0 | 0 | 0 | 0 | 0 | 0 | System Off | 0 | 0
5235 | 5235 | 2012-08-06 02:59 | 16.35 | 16.35 | 16.35 | 16.35 | 0 | 0 | 0 | 0 | 0 | 0 | 0 | 0 | 0 | 0 | 0 | 0 | 0 | 0 | 0 | 0 | 0 | 0 | System Off | 0 | 0
5236 | 5236 | 2012-08-06 03:59 | 16.25 | 16.25 | 16.25 | 16.25 | 0 | 0 | 0 | 0 | 0 | 0 | 0 | 0 | 0 | 0 | 0 | 0 | 0 | 0 | 0 | 0 | 0 | 0 | System Off | 0 | 0
5237 | 5237 | 2012-08-06 04:59 | 16.15 | 18.04 | 18.04 | 16.15 | 110.04 | 72.84 | 44.53 | 41 | 13.98 | 126.37 | 0.67 | 0.58 | 0.56 | 0.03 | 152.48 | 0 | 0 | 32.4 | 0.80634 | 0.09408 | 0 | 0 | System Off | 1 | 0
5238 | 5238 | 2012-08-06 05:59 | 16.06 | 25.82 | 25.82 | 16.06 | 534.01 | 488.88 | 232.77 | 194 | 14.34 | 641.56 | 0.77 | 0.76 | 0.74 | 0.18 | 680.42 | 0 | 0 | 152.61 | 0.83563 | 0.09408 | 0 | 0 | System Off | 1 | 0
5239 | 5239 | 2012-08-06 06:59 | 16.91 | 34.78 | 34.78 | 16.91 | 1150.65 | 1092.27 | 453.74 | 422 | 14.2 | 1207.99 | 0.88 | 0.9 | 0.88 | 0.4 | 994.39 | 0 | 0 | 332.53 | 0.88587 | 0.09408 | 0 | 0 | System Off | 1 | 0
5240 | 5240 | 2012-08-06 07:59 | 17.77 | 41.91 | 41.91 | 17.77 | 1655.05 | 1584.3 | 650.97 | 618 | 13.95 | 1684.38 | 0.88 | 0.94 | 0.92 | 0.57 | 1134.09 | 0 | 0 | 488.54 | 0.93074 | 0.09408 | 0 | 0 | System Off | 1 | 0
5241 | 5241 | 2012-08-06 08:59 | 18.63 | 34.58 | 34.58 | 18.63 | 1164.87 | 1106.15 | 454.78 | 426 | 14.24 | 1211.7 | 0.88 | 0.91 | 0.89 | 0.4 | 703.2 | 0 | 0 | 335.51 | 0.89746 | 0.09408 | 0 | 0 | System Off | 1 | 0
5242 | 5242 | 2012-08-06 09:59 | 19.2 | 28.52 | 28.52 | 19.2 | 683.44 | 635.29 | 267.72 | 249 | 14.3 | 730.3 | 0.86 | 0.87 | 0.85 | 0.23 | 387.32 | 0 | 0 | 195.97 | 0.86578 | 0.09408 | 0 | 0 | System Off | 1 | 0
5243 | 5243 | 2012-08-06 10:59 | 19.77 | 34.87 | 34.87 | 19.77 | 1111.88 | 1054.39 | 436.9 | 408 | 14.19 | 1162.73 | 0.87 | 0.91 | 0.89 | 0.38 | 648.47 | 0 | 0 | 321.53 | 0.90113 | 0.09408 | 0 | 0 | System Off | 1 | 0
5244 | 5244 | 2012-08-06 11:59 | 20.34 | 43.47 | 43.47 | 20.34 | 1696.38 | 1624.56 | 674.6 | 637 | 13.87 | 1734.47 | 0.87 | 0.94 | 0.91 | 0.59 | 995.85 | 0 | 0 | 504.06 | 0.92255 | 0.09408 | 0 | 0 | System Off | 1 | 0
5245 | 5245 | 2012-08-06 12:59 | 19.97 | 24.08 | 24.08 | 19.97 | 302.4 | 261.72 | 120.23 | 111 | 14.19 | 333.59 | 0.75 | 0.78 | 0.77 | 0.09 | 172.64 | 0 | 0 | 87.48 | 0.84318 | 0.09408 | 0 | 0 | System Off | 1 | 0
5246 | 5246 | 2012-08-06 13:59 | 19.61 | 42.26 | 42.26 | 19.61 | 1691.54 | 1619.85 | 665.9 | 632 | 13.94 | 1720.6 | 0.89 | 0.94 | 0.92 | 0.59 | 1190.11 | 0 | 0 | 499.66 | 0.91682 | 0.09408 | 0 | 0 | System Off | 1 | 0
5247 | 5247 | 2012-08-06 14:59 | 19.24 | 30 | 30 | 19.24 | 814.99 | 764.08 | 318 | 296 | 14.34 | 862.53 | 0.88 | 0.89 | 0.87 | 0.28 | 590.97 | 0 | 0 | 232.83 | 0.87533 | 0.09408 | 0 | 0 | System Off | 1 | 0
5248 | 5248 | 2012-08-06 15:59 | 18.54 | 21.91 | 21.91 | 18.54 | 240.44 | 200.9 | 95.64 | 88 | 14.23 | 267.53 | 0.73 | 0.75 | 0.73 | 0.07 | 155.69 | 0 | 0 | 69.32 | 0.82992 | 0.09408 | 0 | 0 | System Off | 1 | 0
5249 | 5249 | 2012-08-06 16:59 | 17.85 | 22.6 | 22.6 | 17.85 | 293.75 | 253.23 | 129.44 | 108 | 14.17 | 361.12 | 0.7 | 0.7 | 0.69 | 0.09 | 182.06 | 0 | 0 | 85.14 | 0.82969 | 0.09408 | 0 | 0 | System Off | 1 | 0
5250 | 5250 | 2012-08-06 17:59 | 17.15 | 18.54 | 18.54 | 17.15 | 88.29 | 51.47 | 36.16 | 33 | 13.93 | 102.41 | 0.55 | 0.5 | 0.49 | 0.02 | 32.91 | 0 | 0 | 26.09 | 0.81076 | 0.09408 | 0 | 0 | System Off | 0 | 0
5251 | 5251 | 2012-08-06 18:59 | 16.75 | 16.75 | 16.75 | 16.75 | 0 | 0 | 0 | 0 | 0 | 0 | 0 | 0 | 0 | 0 | 0 | 0 | 0 | 0 | 0 | 0 | 0 | 0 | System Off | 0 | 0
5252 | 5252 | 2012-08-06 19:59 | 16.34 | 16.34 | 16.34 | 16.34 | 0 | 0 | 0 | 0 | 0 | 0 | 0 | 0 | 0 | 0 | 0 | 0 | 0 | 0 | 0 | 0 | 0 | 0 | System Off | 0 | 0
5253 | 5253 | 2012-08-06 20:59 | 15.94 | 15.94 | 15.94 | 15.94 | 0 | 0 | 0 | 0 | 0 | 0 | 0 | 0 | 0 | 0 | 0 | 0 | 0 | 0 | 0 | 0 | 0 | 0 | System Off | 0 | 0
5254 | 5254 | 2012-08-06 21:59 | 15.76 | 15.76 | 15.76 | 15.76 | 0 | 0 | 0 | 0 | 0 | 0 | 0 | 0 | 0 | 0 | 0 | 0 | 0 | 0 | 0 | 0 | 0 | 0 | System Off | 0 | 0
5255 | 5255 | 2012-08-06 22:59 | 15.57 | 15.57 | 15.57 | 15.57 | 0 | 0 | 0 | 0 | 0 | 0 | 0 | 0 | 0 | 0 | 0 | 0 | 0 | 0 | 0 | 0 | 0 | 0 | System Off | 0 | 0
5256 | 5256 | 2012-08-06 23:59 | 15.39 | 15.39 | 15.39 | 15.39 | 0 | 0 | 0 | 0 | 0 | 0 | 0 | 0 | 0 | 0 | 0 | 0 | 0 | 0 | 0 | 0 | 0 | 0 | System Off | 0 | 0
5257 | 5257 | 2012-08-07 00:59 | 15.02 | 15.02 | 15.02 | 15.02 | 0 | 0 | 0 | 0 | 0 | 0 | 0 | 0 | 0 | 0 | 0 | 0 | 0 | 0 | 0 | 0 | 0 | 0 | System Off | 0 | 0
5258 | 5258 | 2012-08-07 01:59 | 14.66 | 14.66 | 14.66 | 14.66 | 0 | 0 | 0 | 0 | 0 | 0 | 0 | 0 | 0 | 0 | 0 | 0 | 0 | 0 | 0 | 0 | 0 | 0 | System Off | 0 | 0
5259 | 5259 | 2012-08-07 02:59 | 14.29 | 14.29 | 14.29 | 14.29 | 0 | 0 | 0 | 0 | 0 | 0 | 0 | 0 | 0 | 0 | 0 | 0 | 0 | 0 | 0 | 0 | 0 | 0 | System Off | 0 | 0
5260 | 5260 | 2012-08-07 03:59 | 14.48 | 14.48 | 14.48 | 14.48 | 0 | 0 | 0 | 0 | 0 | 0 | 0 | 0 | 0 | 0 | 0 | 0 | 0 | 0 | 0 | 0 | 0 | 0 | System Off | 0 | 0
5261 | 5261 | 2012-08-07 04:59 | 14.67 | 16.49 | 16.49 | 14.67 | 113.81 | 76.54 | 45.71 | 42 | 14.11 | 130.45 | 0.66 | 0.59 | 0.57 | 0.03 | 160.22 | 0 | 0 | 33.13 | 0.79771 | 0.09408 | 0 | 0 | System Off | 1 | 0
5262 | 5262 | 2012-08-07 05:59 | 14.86 | 23.97 | 23.97 | 14.86 | 536.82 | 491.64 | 232.14 | 193 | 14.49 | 644.34 | 0.78 | 0.76 | 0.75 | 0.18 | 684.26 | 0 | 0 | 151.53 | 0.82807 | 0.09408 | 0 | 0 | System Off | 1 | 0
5263 | 5263 | 2012-08-07 06:59 | 15.79 | 28.41 | 28.41 | 15.79 | 881.75 | 829.4 | 342.1 | 318 | 14.44 | 933.61 | 0.88 | 0.89 | 0.87 | 0.3 | 755.07 | 0 | 0 | 249.82 | 0.85819 | 0.09408 | 0 | 0 | System Off | 1 | 0
5264 | 5264 | 2012-08-07 07:59 | 16.72 | 36.31 | 36.31 | 16.72 | 1452.38 | 1386.76 | 562.92 | 532 | 14.22 | 1489.61 | 0.89 | 0.93 | 0.91 | 0.5 | 992.69 | 0 | 0 | 419.12 | 0.90646 | 0.09408 | 0 | 0 | System Off | 1 | 0
5265 | 5265 | 2012-08-07 08:59 | 17.65 | 34.61 | 34.61 | 17.65 | 1328.15 | 1265.58 | 514.94 | 484 | 14.29 | 1371.83 | 0.89 | 0.92 | 0.9 | 0.46 | 804.55 | 0 | 0 | 380.95 | 0.90274 | 0.09408 | 0 | 0 | System Off | 1 | 0
5266 | 5266 | 2012-08-07 09:59 | 18 | 32.55 | 32.55 | 18 | 1126.96 | 1069.12 | 438 | 410 | 14.32 | 1176.33 | 0.89 | 0.91 | 0.89 | 0.39 | 651.81 | 0 | 0 | 322.6 | 0.89022 | 0.09408 | 0 | 0 | System Off | 1 | 0
5267 | 5267 | 2012-08-07 10:59 | 18.35 | 29.02 | 29.02 | 18.35 | 817.87 | 766.9 | 318.59 | 296 | 14.39 | 867.39 | 0.88 | 0.88 | 0.86 | 0.28 | 471.66 | 0 | 0 | 232.68 | 0.86975 | 0.09408 | 0 | 0 | System Off | 1 | 0
5268 | 5268 | 2012-08-07 11:59 | 18.7 | 29.87 | 29.87 | 18.7 | 846.38 | 794.79 | 330.32 | 307 | 14.36 | 896.39 | 0.88 | 0.89 | 0.87 | 0.29 | 487.21 | 0 | 0 | 241.43 | 0.87413 | 0.09408 | 0 | 0 | System Off | 1 | 0
5269 | 5269 | 2012-08-07 12:59 | 18.69 | 25.67 | 25.67 | 18.69 | 521.12 | 476.24 | 204.03 | 189 | 14.36 | 562.67 | 0.83 | 0.85 | 0.83 | 0.17 | 314.15 | 0 | 0 | 148.63 | 0.85071 | 0.09408 | 0 | 0 | System Off | 1 | 0
5270 | 5270 | 2012-08-07 13:59 | 18.68 | 28.68 | 28.68 | 18.68 | 739.74 | 690.42 | 288.67 | 268 | 14.38 | 786.97 | 0.87 | 0.88 | 0.86 | 0.25 | 507.25 | 0 | 0 | 210.71 | 0.86627 | 0.09408 | 0 | 0 | System Off | 1 | 0
5271 | 5271 | 2012-08-07 14:59 | 18.67 | 30.09 | 30.09 | 18.67 | 835.22 | 783.87 | 325.59 | 304 | 14.31 | 882.82 | 0.86 | 0.89 | 0.87 | 0.28 | 606.28 | 0 | 0 | 239.22 | 0.87339 | 0.09408 | 0 | 0 | System Off | 1 | 0
5272 | 5272 | 2012-08-07 15:59 | 18.36 | 25.87 | 25.87 | 18.36 | 525.4 | 480.45 | 206.94 | 191 | 14.33 | 570.27 | 0.82 | 0.84 | 0.82 | 0.17 | 372.31 | 0 | 0 | 150.27 | 0.8491 | 0.09408 | 0 | 0 | System Off | 1 | 0
5273 | 5273 | 2012-08-07 16:59 | 18.05 | 21.29 | 21.29 | 18.05 | 215.54 | 176.46 | 86.22 | 79 | 14.21 | 241.72 | 0.7 | 0.73 | 0.71 | 0.06 | 126.86 | 0 | 0 | 62.24 | 0.82518 | 0.09408 | 0 | 0 | System Off | 1 | 0
5274 | 5274 | 2012-08-07 17:59 | 17.74 | 19.21 | 19.21 | 17.74 | 91.81 | 54.93 | 37.65 | 34 | 14.06 | 106.38 | 0.53 | 0.52 | 0.51 | 0.02 | 35.12 | 0 | 0 | 26.84 | 0.81449 | 0.09408 | 0 | 0 | System Off | 0 | 0
5275 | 5275 | 2012-08-07 18:59 | 17.02 | 17.02 | 17.02 | 17.02 | 0 | 0 | 0 | 0 | 0 | 0 | 0 | 0 | 0 | 0 | 0 | 0 | 0 | 0 | 0 | 0 | 0 | 0 | System Off | 0 | 0
5276 | 5276 | 2012-08-07 19:59 | 16.3 | 16.3 | 16.3 | 16.3 | 0 | 0 | 0 | 0 | 0 | 0 | 0 | 0 | 0 | 0 | 0 | 0 | 0 | 0 | 0 | 0 | 0 | 0 | System Off | 0 | 0
5277 | 5277 | 2012-08-07 20:59 | 15.58 | 15.58 | 15.58 | 15.58 | 0 | 0 | 0 | 0 | 0 | 0 | 0 | 0 | 0 | 0 | 0 | 0 | 0 | 0 | 0 | 0 | 0 | 0 | System Off | 0 | 0
5278 | 5278 | 2012-08-07 21:59 | 15.11 | 15.11 | 15.11 | 15.11 | 0 | 0 | 0 | 0 | 0 | 0 | 0 | 0 | 0 | 0 | 0 | 0 | 0 | 0 | 0 | 0 | 0 | 0 | System Off | 0 | 0
5279 | 5279 | 2012-08-07 22:59 | 14.63 | 14.63 | 14.63 | 14.63 | 0 | 0 | 0 | 0 | 0 | 0 | 0 | 0 | 0 | 0 | 0 | 0 | 0 | 0 | 0 | 0 | 0 | 0 | System Off | 0 | 0
5280 | 5280 | 2012-08-07 23:59 | 14.16 | 14.16 | 14.16 | 14.16 | 0 | 0 | 0 | 0 | 0 | 0 | 0 | 0 | 0 | 0 | 0 | 0 | 0 | 0 | 0 | 0 | 0 | 0 | System Off | 0 | 0
5281 | 5281 | 2012-08-08 00:59 | 13.27 | 13.27 | 13.27 | 13.27 | 0 | 0 | 0 | 0 | 0 | 0 | 0 | 0 | 0 | 0 | 0 | 0 | 0 | 0 | 0 | 0 | 0 | 0 | System Off | 0 | 0
5282 | 5282 | 2012-08-08 01:59 | 12.38 | 12.38 | 12.38 | 12.38 | 0 | 0 | 0 | 0 | 0 | 0 | 0 | 0 | 0 | 0 | 0 | 0 | 0 | 0 | 0 | 0 | 0 | 0 | System Off | 0 | 0
5283 | 5283 | 2012-08-08 02:59 | 11.49 | 11.49 | 11.49 | 11.49 | 0 | 0 | 0 | 0 | 0 | 0 | 0 | 0 | 0 | 0 | 0 | 0 | 0 | 0 | 0 | 0 | 0 | 0 | System Off | 0 | 0
5284 | 5284 | 2012-08-08 03:59 | 12.41 | 12.41 | 12.41 | 12.41 | 0 | 0 | 0 | 0 | 0 | 0 | 0 | 0 | 0 | 0 | 0 | 0 | 0 | 0 | 0 | 0 | 0 | 0 | System Off | 0 | 0
5285 | 5285 | 2012-08-08 04:59 | 13.33 | 15.34 | 15.34 | 13.33 | 105.9 | 68.77 | 42.46 | 39 | 14.14 | 121.71 | 0.47 | 0.57 | 0.55 | 0.02 | 143.95 | 0 | 0 | 30.75 | 0.78919 | 0.09408 | 0 | 0 | System Off | 1 | 0
5286 | 5286 | 2012-08-08 05:59 | 14.25 | 25.39 | 25.39 | 14.25 | 527.13 | 482.14 | 228.83 | 191 | 14.37 | 631.72 | 0.74 | 0.76 | 0.75 | 0.17 | 671.04 | 0 | 0 | 150.18 | 0.82405 | 0.09408 | 0 | 0 | System Off | 1 | 0
5287 | 5287 | 2012-08-08 06:59 | 16.08 | 37.28 | 37.28 | 16.08 | 1111.11 | 1053.64 | 443.14 | 412 | 14.05 | 1168.12 | 0.86 | 0.9 | 0.88 | 0.38 | 959.22 | 0 | 0 | 325.29 | 0.87885 | 0.09408 | 0 | 0 | System Off | 1 | 0
5288 | 5288 | 2012-08-08 07:59 | 17.91 | 49.97 | 49.97 | 17.91 | 1679.25 | 1607.87 | 681.57 | 648 | 13.5 | 1706 | 0.85 | 0.94 | 0.92 | 0.58 | 1150.97 | 0 | 0 | 515.18 | 0.90993 | 0.09408 | 0 | 0 | System Off | 1 | 0
5289 | 5289 | 2012-08-08 08:59 | 19.74 | 52.56 | 52.56 | 19.74 | 1728.01 | 1655.36 | 709.72 | 673 | 13.37 | 1757.16 | 0.85 | 0.94 | 0.92 | 0.6 | 1052.34 | 0 | 0 | 535.89 | 0.92667 | 0.09408 | 0 | 0 | System Off | 1 | 0
5290 | 5290 | 2012-08-08 09:59 | 20.14 | 37.35 | 37.35 | 20.14 | 966.96 | 912.74 | 386.13 | 360 | 13.99 | 1017.55 | 0.85 | 0.9 | 0.88 | 0.33 | 556.47 | 0 | 0 | 284.44 | 0.89404 | 0.09408 | 0 | 0 | System Off | 1 | 0
5291 | 5291 | 2012-08-08 10:59 | 20.53 | 25.82 | 25.82 | 20.53 | 307.18 | 266.42 | 122.97 | 114 | 14.03 | 338.92 | 0.81 | 0.79 | 0.77 | 0.1 | 163.85 | 0 | 0 | 90.02 | 0.84725 | 0.09408 | 0 | 0 | System Off | 1 | 0
5292 | 5292 | 2012-08-08 11:59 | 20.93 | 37.38 | 37.38 | 20.93 | 991.29 | 936.53 | 395.71 | 369 | 13.99 | 1042.71 | 0.86 | 0.9 | 0.88 | 0.34 | 574.09 | 0 | 0 | 291.54 | 0.90084 | 0.09408 | 0 | 0 | System Off | 1 | 0
5293 | 5293 | 2012-08-08 12:59 | 20.84 | 35.11 | 35.11 | 20.84 | 860.66 | 808.76 | 342.54 | 319 | 14.05 | 910.75 | 0.85 | 0.89 | 0.87 | 0.29 | 533.49 | 0 | 0 | 251.84 | 0.89017 | 0.09408 | 0 | 0 | System Off | 1 | 0
5294 | 5294 | 2012-08-08 13:59 | 20.75 | 37.93 | 37.93 | 20.75 | 1031.81 | 976.14 | 410.84 | 384 | 13.99 | 1080.22 | 0.85 | 0.9 | 0.88 | 0.35 | 717.17 | 0 | 0 | 303.38 | 0.90272 | 0.09408 | 0 | 0 | System Off | 1 | 0
5295 | 5295 | 2012-08-08 14:59 | 20.66 | 30.87 | 30.87 | 20.66 | 613.74 | 567.01 | 243.52 | 226 | 14.14 | 658.28 | 0.86 | 0.86 | 0.84 | 0.21 | 438.55 | 0 | 0 | 178.21 | 0.87036 | 0.09408 | 0 | 0 | System Off | 1 | 0
5296 | 5296 | 2012-08-08 15:59 | 20.21 | 28.06 | 28.06 | 20.21 | 461.06 | 417.37 | 183.85 | 170 | 14.13 | 502.4 | 0.82 | 0.83 | 0.81 | 0.15 | 323.43 | 0 | 0 | 134.09 | 0.85641 | 0.09408 | 0 | 0 | System Off | 1 | 0
5297 | 5297 | 2012-08-08 16:59 | 19.76 | 24.04 | 24.04 | 19.76 | 242.83 | 203.25 | 98.53 | 90 | 14.05 | 273.4 | 0.71 | 0.74 | 0.73 | 0.07 | 146.13 | 0 | 0 | 71.05 | 0.83777 | 0.09408 | 0 | 0 | System Off | 1 | 0
5298 | 5298 | 2012-08-08 17:59 | 19.31 | 21.1 | 21.1 | 19.31 | 97.72 | 60.73 | 40.32 | 37 | 13.76 | 113.14 | 0.5 | 0.54 | 0.53 | 0.02 | 38.83 | 0 | 0 | 29.32 | 0.82456 | 0.09408 | 0 | 0 | System Off | 0 | 0
5299 | 5299 | 2012-08-08 18:59 | 18.05 | 18.05 | 18.05 | 18.05 | 0 | 0 | 0 | 0 | 0 | 0 | 0 | 0 | 0 | 0 | 0 | 0 | 0 | 0 | 0 | 0 | 0 | 0 | System Off | 0 | 0
5300 | 5300 | 2012-08-08 19:59 | 16.8 | 16.8 | 16.8 | 16.8 | 0 | 0 | 0 | 0 | 0 | 0 | 0 | 0 | 0 | 0 | 0 | 0 | 0 | 0 | 0 | 0 | 0 | 0 | System Off | 0 | 0
5301 | 5301 | 2012-08-08 20:59 | 15.54 | 15.54 | 15.54 | 15.54 | 0 | 0 | 0 | 0 | 0 | 0 | 0 | 0 | 0 | 0 | 0 | 0 | 0 | 0 | 0 | 0 | 0 | 0 | System Off | 0 | 0
5302 | 5302 | 2012-08-08 21:59 | 15.46 | 15.46 | 15.46 | 15.46 | 0 | 0 | 0 | 0 | 0 | 0 | 0 | 0 | 0 | 0 | 0 | 0 | 0 | 0 | 0 | 0 | 0 | 0 | System Off | 0 | 0
5303 | 5303 | 2012-08-08 22:59 | 15.39 | 15.39 | 15.39 | 15.39 | 0 | 0 | 0 | 0 | 0 | 0 | 0 | 0 | 0 | 0 | 0 | 0 | 0 | 0 | 0 | 0 | 0 | 0 | System Off | 0 | 0
5304 | 5304 | 2012-08-08 23:59 | 15.31 | 15.31 | 15.31 | 15.31 | 0 | 0 | 0 | 0 | 0 | 0 | 0 | 0 | 0 | 0 | 0 | 0 | 0 | 0 | 0 | 0 | 0 | 0 | System Off | 0 | 0
5305 | 5305 | 2012-08-09 00:59 | 15.18 | 15.18 | 15.18 | 15.18 | 0 | 0 | 0 | 0 | 0 | 0 | 0 | 0 | 0 | 0 | 0 | 0 | 0 | 0 | 0 | 0 | 0 | 0 | System Off | 0 | 0
5306 | 5306 | 2012-08-09 01:59 | 15.06 | 15.06 | 15.06 | 15.06 | 0 | 0 | 0 | 0 | 0 | 0 | 0 | 0 | 0 | 0 | 0 | 0 | 0 | 0 | 0 | 0 | 0 | 0 | System Off | 0 | 0
5307 | 5307 | 2012-08-09 02:59 | 14.93 | 14.93 | 14.93 | 14.93 | 0 | 0 | 0 | 0 | 0 | 0 | 0 | 0 | 0 | 0 | 0 | 0 | 0 | 0 | 0 | 0 | 0 | 0 | System Off | 0 | 0
5308 | 5308 | 2012-08-09 03:59 | 15.4 | 15.4 | 15.4 | 15.4 | 0 | 0 | 0 | 0 | 0 | 0 | 0 | 0 | 0 | 0 | 0 | 0 | 0 | 0 | 0 | 0 | 0 | 0 | System Off | 0 | 0
5309 | 5309 | 2012-08-09 04:59 | 15.87 | 16.9 | 16.9 | 15.87 | 54.84 | 18.6 | 22.77 | 21 | 13.6 | 64.89 | 0.44 | 0.29 | 0.28 | 0.01 | 38.94 | 0 | 0 | 16.67 | 0.80079 | 0.09408 | 0 | 0 | System Off | 1 | 0
5310 | 5310 | 2012-08-09 05:59 | 16.34 | 21.08 | 21.08 | 16.34 | 272.32 | 232.2 | 108.46 | 99 | 14.33 | 304.34 | 0.74 | 0.76 | 0.75 | 0.08 | 323.17 | 0 | 0 | 77.89 | 0.81876 | 0.09408 | 0 | 0 | System Off | 1 | 0
5311 | 5311 | 2012-08-09 06:59 | 17.19 | 24.99 | 24.99 | 17.19 | 468.68 | 424.84 | 183.73 | 170 | 14.36 | 507.99 | 0.82 | 0.84 | 0.82 | 0.15 | 386.77 | 0 | 0 | 133.69 | 0.8378 | 0.09408 | 0 | 0 | System Off | 1 | 0
5312 | 5312 | 2012-08-09 07:59 | 18.05 | 36.23 | 36.23 | 18.05 | 1121.11 | 1063.41 | 440.45 | 414 | 14.1 | 1165.89 | 0.86 | 0.91 | 0.89 | 0.38 | 761.23 | 0 | 0 | 326.63 | 0.89155 | 0.09408 | 0 | 0 | System Off | 1 | 0
5313 | 5313 | 2012-08-09 08:59 | 18.91 | 46.19 | 46.19 | 18.91 | 1693.52 | 1621.77 | 678.41 | 643 | 13.72 | 1724.95 | 0.87 | 0.94 | 0.92 | 0.59 | 1030.98 | 0 | 0 | 509.79 | 0.91491 | 0.09408 | 0 | 0 | System Off | 1 | 0
5314 | 5314 | 2012-08-09 09:59 | 19.28 | 46.87 | 46.87 | 19.28 | 1705.7 | 1633.63 | 686.69 | 649 | 13.69 | 1741.11 | 0.86 | 0.94 | 0.92 | 0.59 | 995.98 | 0 | 0 | 514.73 | 0.91848 | 0.09408 | 0 | 0 | System Off | 1 | 0
5315 | 5315 | 2012-08-09 10:59 | 19.64 | 53.23 | 53.23 | 19.64 | 2043.06 | 1961.86 | 836.74 | 795 | 13.38 | 2065.75 | 0.85 | 0.95 | 0.93 | 0.71 | 1206.59 | 0 | 0 | 632.94 | 0.95027 | 0.09408 | 0 | 0 | System Off | 1 | 0
5316 | 5316 | 2012-08-09 11:59 | 20.01 | 52.86 | 52.86 | 20.01 | 2001.19 | 1921.16 | 818.94 | 778 | 13.4 | 2024.99 | 0.84 | 0.95 | 0.93 | 0.69 | 1177.67 | 0 | 0 | 619.31 | 0.94924 | 0.09408 | 0 | 0 | System Off | 1 | 0
5317 | 5317 | 2012-08-09 12:59 | 20.48 | 39.02 | 39.02 | 20.48 | 1175.02 | 1116.07 | 467.5 | 438 | 13.97 | 1223.81 | 0.86 | 0.91 | 0.89 | 0.4 | 736.21 | 0 | 0 | 346.14 | 0.9119 | 0.09408 | 0 | 0 | System Off | 1 | 0
5318 | 5318 | 2012-08-09 13:59 | 20.95 | 44.51 | 44.51 | 20.95 | 1501.08 | 1434.25 | 600.52 | 568 | 13.76 | 1537.51 | 0.87 | 0.93 | 0.91 | 0.52 | 1053.75 | 0 | 0 | 450.06 | 0.91294 | 0.09408 | 0 | 0 | System Off | 1 | 0
5319 | 5319 | 2012-08-09 14:59 | 21.42 | 35.13 | 35.13 | 21.42 | 892.25 | 839.67 | 353.71 | 330 | 14.08 | 940.37 | 0.85 | 0.89 | 0.87 | 0.3 | 649.44 | 0 | 0 | 260.43 | 0.89602 | 0.09408 | 0 | 0 | System Off | 1 | 0
5320 | 5320 | 2012-08-09 15:59 | 20.83 | 26.57 | 26.57 | 20.83 | 356.69 | 315 | 142.47 | 132 | 14.07 | 391.55 | 0.77 | 0.8 | 0.79 | 0.11 | 244.1 | 0 | 0 | 104.18 | 0.85267 | 0.09408 | 0 | 0 | System Off | 1 | 0
5321 | 5321 | 2012-08-09 16:59 | 20.24 | 25.38 | 25.38 | 20.24 | 286.03 | 245.66 | 122.51 | 106 | 14.05 | 338.22 | 0.73 | 0.73 | 0.71 | 0.09 | 176.61 | 0 | 0 | 83.68 | 0.84388 | 0.09408 | 0 | 0 | System Off | 1 | 0
5322 | 5322 | 2012-08-09 17:59 | 19.65 | 20.37 | 20.37 | 19.65 | 38.19 | 2.24 | 16.4 | 15 | 13.26 | 46.13 | 0 | 0.05 | 0.05 | 0 | 1.43 | 0 | 0 | 11.96 | 0.82227 | 0.09408 | 0 | 0 | System Off | 0 | 0
5323 | 5323 | 2012-08-09 18:59 | 18.6 | 18.6 | 18.6 | 18.6 | 0 | 0 | 0 | 0 | 0 | 0 | 0 | 0 | 0 | 0 | 0 | 0 | 0 | 0 | 0 | 0 | 0 | 0 | System Off | 0 | 0
5324 | 5324 | 2012-08-09 19:59 | 17.54 | 17.54 | 17.54 | 17.54 | 0 | 0 | 0 | 0 | 0 | 0 | 0 | 0 | 0 | 0 | 0 | 0 | 0 | 0 | 0 | 0 | 0 | 0 | System Off | 0 | 0
5325 | 5325 | 2012-08-09 20:59 | 16.49 | 16.49 | 16.49 | 16.49 | 0 | 0 | 0 | 0 | 0 | 0 | 0 | 0 | 0 | 0 | 0 | 0 | 0 | 0 | 0 | 0 | 0 | 0 | System Off | 0 | 0
5326 | 5326 | 2012-08-09 21:59 | 15.93 | 15.93 | 15.93 | 15.93 | 0 | 0 | 0 | 0 | 0 | 0 | 0 | 0 | 0 | 0 | 0 | 0 | 0 | 0 | 0 | 0 | 0 | 0 | System Off | 0 | 0
5327 | 5327 | 2012-08-09 22:59 | 15.37 | 15.37 | 15.37 | 15.37 | 0 | 0 | 0 | 0 | 0 | 0 | 0 | 0 | 0 | 0 | 0 | 0 | 0 | 0 | 0 | 0 | 0 | 0 | System Off | 0 | 0
5328 | 5328 | 2012-08-09 23:59 | 14.81 | 14.81 | 14.81 | 14.81 | 0 | 0 | 0 | 0 | 0 | 0 | 0 | 0 | 0 | 0 | 0 | 0 | 0 | 0 | 0 | 0 | 0 | 0 | System Off | 0 | 0
5329 | 5329 | 2012-08-10 00:59 | 14.12 | 14.12 | 14.12 | 14.12 | 0 | 0 | 0 | 0 | 0 | 0 | 0 | 0 | 0 | 0 | 0 | 0 | 0 | 0 | 0 | 0 | 0 | 0 | System Off | 0 | 0
5330 | 5330 | 2012-08-10 01:59 | 13.44 | 13.44 | 13.44 | 13.44 | 0 | 0 | 0 | 0 | 0 | 0 | 0 | 0 | 0 | 0 | 0 | 0 | 0 | 0 | 0 | 0 | 0 | 0 | System Off | 0 | 0
5331 | 5331 | 2012-08-10 02:59 | 12.75 | 12.75 | 12.75 | 12.75 | 0 | 0 | 0 | 0 | 0 | 0 | 0 | 0 | 0 | 0 | 0 | 0 | 0 | 0 | 0 | 0 | 0 | 0 | System Off | 0 | 0
5332 | 5332 | 2012-08-10 03:59 | 13.25 | 13.25 | 13.25 | 13.25 | 0 | 0 | 0 | 0 | 0 | 0 | 0 | 0 | 0 | 0 | 0 | 0 | 0 | 0 | 0 | 0 | 0 | 0 | System Off | 0 | 0
5333 | 5333 | 2012-08-10 04:59 | 13.75 | 15.66 | 15.66 | 13.75 | 100.85 | 63.82 | 40.58 | 37 | 14.2 | 116.17 | 0.49 | 0.55 | 0.54 | 0.02 | 133.58 | 0 | 0 | 29.16 | 0.79128 | 0.09408 | 0 | 0 | System Off | 1 | 0
5334 | 5334 | 2012-08-10 05:59 | 14.25 | 24.94 | 24.94 | 14.25 | 521.23 | 476.35 | 225.73 | 189 | 14.36 | 624.26 | 0.75 | 0.76 | 0.75 | 0.17 | 662.98 | 0 | 0 | 148.62 | 0.82367 | 0.09408 | 0 | 0 | System Off | 1 | 0
5335 | 5335 | 2012-08-10 06:59 | 15.72 | 36.28 | 36.28 | 15.72 | 1135.96 | 1077.92 | 450.83 | 419 | 14.12 | 1193.13 | 0.87 | 0.9 | 0.88 | 0.39 | 981.33 | 0 | 0 | 330.51 | 0.87791 | 0.09408 | 0 | 0 | System Off | 1 | 0
5336 | 5336 | 2012-08-10 07:59 | 17.2 | 45.32 | 45.32 | 17.2 | 1601.56 | 1532.19 | 639.69 | 607 | 13.74 | 1632.37 | 0.86 | 0.94 | 0.92 | 0.55 | 1096.79 | 0 | 0 | 481.1 | 0.92518 | 0.09408 | 0 | 0 | System Off | 1 | 0
5337 | 5337 | 2012-08-10 08:59 | 18.68 | 40.18 | 40.18 | 18.68 | 1275.45 | 1214.14 | 506.52 | 476 | 13.96 | 1319.82 | 0.87 | 0.92 | 0.9 | 0.44 | 771.85 | 0 | 0 | 376.25 | 0.90809 | 0.09408 | 0 | 0 | System Off | 1 | 0
5338 | 5338 | 2012-08-10 09:59 | 19.34 | 52.59 | 52.59 | 19.34 | 1904.26 | 1826.9 | 779.89 | 740 | 13.4 | 1930.68 | 0.85 | 0.95 | 0.92 | 0.66 | 1113.81 | 0 | 0 | 589.02 | 0.93737 | 0.09408 | 0 | 0 | System Off | 1 | 0
5339 | 5339 | 2012-08-10 10:59 | 20.01 | 62.83 | 62.83 | 20.01 | 2364.57 | 2274.11 | 999.37 | 955 | 12.9 | 2366.66 | 0.82 | 0.96 | 0.94 | 0.82 | 1398.62 | 0 | 0 | 765 | 0.9858 | 0.09408 | 0 | 0 | System Off | 1 | 0
5340 | 5340 | 2012-08-10 11:59 | 20.67 | 61.16 | 61.16 | 20.67 | 2235.89 | 2149.2 | 940.81 | 898 | 12.97 | 2244.48 | 0.83 | 0.96 | 0.93 | 0.78 | 1317.45 | 0 | 0 | 718.69 | 0.97848 | 0.09408 | 0 | 0 | System Off | 1 | 0
5341 | 5341 | 2012-08-10 12:59 | 20.8 | 58.95 | 58.95 | 20.8 | 2183.68 | 2098.5 | 908.71 | 869 | 13.09 | 2188.96 | 0.84 | 0.96 | 0.93 | 0.76 | 1384.25 | 0 | 0 | 694.44 | 0.97323 | 0.09408 | 0 | 0 | System Off | 1 | 0
5342 | 5342 | 2012-08-10 13:59 | 20.93 | 50.86 | 50.86 | 20.93 | 1800.5 | 1725.93 | 730.37 | 696 | 13.47 | 1821.33 | 0.85 | 0.95 | 0.92 | 0.62 | 1268.05 | 0 | 0 | 553.5 | 0.93868 | 0.09408 | 0 | 0 | System Off | 1 | 0
5343 | 5343 | 2012-08-10 14:59 | 21.06 | 42.22 | 42.22 | 21.06 | 1325 | 1262.5 | 528.76 | 498 | 13.86 | 1366.44 | 0.87 | 0.92 | 0.9 | 0.46 | 976.48 | 0 | 0 | 394.13 | 0.92787 | 0.09408 | 0 | 0 | System Off | 1 | 0
5344 | 5344 | 2012-08-10 15:59 | 20.37 | 33.12 | 33.12 | 20.37 | 747.97 | 698.48 | 305.76 | 276 | 14.11 | 819.33 | 0.82 | 0.85 | 0.83 | 0.25 | 541.27 | 0 | 0 | 217.72 | 0.87856 | 0.09408 | 0 | 0 | System Off | 1 | 0
5345 | 5345 | 2012-08-10 16:59 | 19.69 | 24.95 | 24.95 | 19.69 | 257.36 | 217.51 | 120.79 | 96 | 13.96 | 334.02 | 0.66 | 0.65 | 0.64 | 0.08 | 156.38 | 0 | 0 | 75.88 | 0.83855 | 0.09408 | 0 | 0 | System Off | 1 | 0
5346 | 5346 | 2012-08-10 17:59 | 19 | 20.69 | 20.69 | 19 | 89.69 | 52.85 | 37.1 | 34 | 13.74 | 104.24 | 0.54 | 0.51 | 0.5 | 0.02 | 33.79 | 0 | 0 | 26.95 | 0.8221 | 0.09408 | 0 | 0 | System Off | 0 | 0
5347 | 5347 | 2012-08-10 18:59 | 17.77 | 17.77 | 17.77 | 17.77 | 0 | 0 | 0 | 0 | 0 | 0 | 0 | 0 | 0 | 0 | 0 | 0 | 0 | 0 | 0 | 0 | 0 | 0 | System Off | 0 | 0
5348 | 5348 | 2012-08-10 19:59 | 16.55 | 16.55 | 16.55 | 16.55 | 0 | 0 | 0 | 0 | 0 | 0 | 0 | 0 | 0 | 0 | 0 | 0 | 0 | 0 | 0 | 0 | 0 | 0 | System Off | 0 | 0
5349 | 5349 | 2012-08-10 20:59 | 15.32 | 15.32 | 15.32 | 15.32 | 0 | 0 | 0 | 0 | 0 | 0 | 0 | 0 | 0 | 0 | 0 | 0 | 0 | 0 | 0 | 0 | 0 | 0 | System Off | 0 | 0
5350 | 5350 | 2012-08-10 21:59 | 14.68 | 14.68 | 14.68 | 14.68 | 0 | 0 | 0 | 0 | 0 | 0 | 0 | 0 | 0 | 0 | 0 | 0 | 0 | 0 | 0 | 0 | 0 | 0 | System Off | 0 | 0
5351 | 5351 | 2012-08-10 22:59 | 14.05 | 14.05 | 14.05 | 14.05 | 0 | 0 | 0 | 0 | 0 | 0 | 0 | 0 | 0 | 0 | 0 | 0 | 0 | 0 | 0 | 0 | 0 | 0 | System Off | 0 | 0
5352 | 5352 | 2012-08-10 23:59 | 13.41 | 13.41 | 13.41 | 13.41 | 0 | 0 | 0 | 0 | 0 | 0 | 0 | 0 | 0 | 0 | 0 | 0 | 0 | 0 | 0 | 0 | 0 | 0 | System Off | 0 | 0
5353 | 5353 | 2012-08-11 00:59 | 12.82 | 12.82 | 12.82 | 12.82 | 0 | 0 | 0 | 0 | 0 | 0 | 0 | 0 | 0 | 0 | 0 | 0 | 0 | 0 | 0 | 0 | 0 | 0 | System Off | 0 | 0
5354 | 5354 | 2012-08-11 01:59 | 12.23 | 12.23 | 12.23 | 12.23 | 0 | 0 | 0 | 0 | 0 | 0 | 0 | 0 | 0 | 0 | 0 | 0 | 0 | 0 | 0 | 0 | 0 | 0 | System Off | 0 | 0
5355 | 5355 | 2012-08-11 02:59 | 11.64 | 11.64 | 11.64 | 11.64 | 0 | 0 | 0 | 0 | 0 | 0 | 0 | 0 | 0 | 0 | 0 | 0 | 0 | 0 | 0 | 0 | 0 | 0 | System Off | 0 | 0
5356 | 5356 | 2012-08-11 03:59 | 12.41 | 12.41 | 12.41 | 12.41 | 0 | 0 | 0 | 0 | 0 | 0 | 0 | 0 | 0 | 0 | 0 | 0 | 0 | 0 | 0 | 0 | 0 | 0 | System Off | 0 | 0
5357 | 5357 | 2012-08-11 04:59 | 13.18 | 15.26 | 15.26 | 13.18 | 103.93 | 66.83 | 41.67 | 38 | 14.24 | 119.46 | 0.48 | 0.56 | 0.55 | 0.02 | 139.9 | 0 | 0 | 29.93 | 0.78811 | 0.09408 | 0 | 0 | System Off | 1 | 0
5358 | 5358 | 2012-08-11 05:59 | 13.96 | 25.09 | 25.09 | 13.96 | 504.85 | 460.3 | 217.38 | 183 | 14.37 | 600.79 | 0.78 | 0.77 | 0.75 | 0.17 | 640.64 | 0 | 0 | 143.9 | 0.82075 | 0.09408 | 0 | 0 | System Off | 1 | 0
5359 | 5359 | 2012-08-11 06:59 | 15.6 | 37.65 | 37.65 | 15.6 | 1110.44 | 1052.99 | 443.5 | 412 | 14.04 | 1167.37 | 0.86 | 0.9 | 0.88 | 0.38 | 958.63 | 0 | 0 | 325.32 | 0.87587 | 0.09408 | 0 | 0 | System Off | 1 | 0
5360 | 5360 | 2012-08-11 07:59 | 17.24 | 50.14 | 50.14 | 17.24 | 1674.6 | 1603.35 | 680.19 | 646 | 13.5 | 1701.34 | 0.85 | 0.94 | 0.92 | 0.58 | 1147.73 | 0 | 0 | 513.56 | 0.93366 | 0.09408 | 0 | 0 | System Off | 1 | 0
5361 | 5361 | 2012-08-11 08:59 | 18.89 | 58.04 | 58.04 | 18.89 | 1998.82 | 1918.86 | 832.37 | 794 | 13.11 | 2013.02 | 0.83 | 0.95 | 0.93 | 0.69 | 1219.85 | 0 | 0 | 634.31 | 0.94578 | 0.09408 | 0 | 0 | System Off | 1 | 0
5362 | 5362 | 2012-08-11 09:59 | 19.65 | 48.44 | 48.44 | 19.65 | 1520.03 | 1452.72 | 619.7 | 584 | 13.56 | 1561.03 | 0.86 | 0.93 | 0.91 | 0.53 | 885.68 | 0 | 0 | 463.95 | 0.93662 | 0.09408 | 0 | 0 | System Off | 1 | 0
5363 | 5363 | 2012-08-11 10:59 | 20.42 | 47.68 | 47.68 | 20.42 | 1457.45 | 1391.7 | 594.32 | 559 | 13.58 | 1501.89 | 0.84 | 0.93 | 0.9 | 0.5 | 855.93 | 0 | 0 | 443.96 | 0.93649 | 0.09408 | 0 | 0 | System Off | 1 | 0
5364 | 5364 | 2012-08-11 11:59 | 21.18 | 61.33 | 61.33 | 21.18 | 2095.59 | 2012.92 | 885.95 | 844 | 12.93 | 2112.04 | 0.82 | 0.95 | 0.93 | 0.73 | 1233.91 | 0 | 0 | 675.77 | 0.97101 | 0.09408 | 0 | 0 | System Off | 1 | 0
5365 | 5365 | 2012-08-11 12:59 | 21.48 | 59.65 | 59.65 | 21.48 | 2026.4 | 1945.67 | 849.93 | 810 | 13.03 | 2041.14 | 0.82 | 0.95 | 0.93 | 0.7 | 1283.44 | 0 | 0 | 647.76 | 0.96591 | 0.09408 | 0 | 0 | System Off | 1 | 0
5366 | 5366 | 2012-08-11 13:59 | 21.77 | 53.56 | 53.56 | 21.77 | 1739.16 | 1666.22 | 714.94 | 680 | 13.32 | 1762.61 | 0.84 | 0.95 | 0.92 | 0.6 | 1224.18 | 0 | 0 | 541.82 | 0.94114 | 0.09408 | 0 | 0 | System Off | 1 | 0
5367 | 5367 | 2012-08-11 14:59 | 22.07 | 44.77 | 44.77 | 22.07 | 1275.58 | 1214.26 | 515.49 | 485 | 13.7 | 1318.4 | 0.85 | 0.92 | 0.9 | 0.44 | 939.16 | 0 | 0 | 384.61 | 0.93193 | 0.09408 | 0 | 0 | System Off | 1 | 0
5368 | 5368 | 2012-08-11 15:59 | 21.37 | 35.15 | 35.15 | 21.37 | 751.5 | 701.94 | 310.49 | 280 | 13.98 | 825.39 | 0.81 | 0.85 | 0.83 | 0.25 | 543.95 | 0 | 0 | 221.26 | 0.88572 | 0.09408 | 0 | 0 | System Off | 1 | 0
5369 | 5369 | 2012-08-11 16:59 | 20.68 | 26.08 | 26.08 | 20.68 | 266.85 | 226.83 | 120.65 | 100 | 13.9 | 332.22 | 0.66 | 0.68 | 0.67 | 0.08 | 163.08 | 0 | 0 | 79.1 | 0.84542 | 0.09408 | 0 | 0 | System Off | 1 | 0
5370 | 5370 | 2012-08-11 17:59 | 19.98 | 21.57 | 21.57 | 19.98 | 84.86 | 48.1 | 35.33 | 32 | 13.81 | 98.96 | 0.57 | 0.49 | 0.48 | 0.02 | 30.75 | 0 | 0 | 25.34 | 0.82762 | 0.09408 | 0 | 0 | System Off | 0 | 0
5371 | 5371 | 2012-08-11 18:59 | 18.88 | 18.88 | 18.88 | 18.88 | 0 | 0 | 0 | 0 | 0 | 0 | 0 | 0 | 0 | 0 | 0 | 0 | 0 | 0 | 0 | 0 | 0 | 0 | System Off | 0 | 0
5372 | 5372 | 2012-08-11 19:59 | 17.79 | 17.79 | 17.79 | 17.79 | 0 | 0 | 0 | 0 | 0 | 0 | 0 | 0 | 0 | 0 | 0 | 0 | 0 | 0 | 0 | 0 | 0 | 0 | System Off | 0 | 0
5373 | 5373 | 2012-08-11 20:59 | 16.69 | 16.69 | 16.69 | 16.69 | 0 | 0 | 0 | 0 | 0 | 0 | 0 | 0 | 0 | 0 | 0 | 0 | 0 | 0 | 0 | 0 | 0 | 0 | System Off | 0 | 0
5374 | 5374 | 2012-08-11 21:59 | 16.32 | 16.32 | 16.32 | 16.32 | 0 | 0 | 0 | 0 | 0 | 0 | 0 | 0 | 0 | 0 | 0 | 0 | 0 | 0 | 0 | 0 | 0 | 0 | System Off | 0 | 0
5375 | 5375 | 2012-08-11 22:59 | 15.95 | 15.95 | 15.95 | 15.95 | 0 | 0 | 0 | 0 | 0 | 0 | 0 | 0 | 0 | 0 | 0 | 0 | 0 | 0 | 0 | 0 | 0 | 0 | System Off | 0 | 0
5376 | 5376 | 2012-08-11 23:59 | 15.58 | 15.58 | 15.58 | 15.58 | 0 | 0 | 0 | 0 | 0 | 0 | 0 | 0 | 0 | 0 | 0 | 0 | 0 | 0 | 0 | 0 | 0 | 0 | System Off | 0 | 0
5377 | 5377 | 2012-08-12 00:59 | 15.1 | 15.1 | 15.1 | 15.1 | 0 | 0 | 0 | 0 | 0 | 0 | 0 | 0 | 0 | 0 | 0 | 0 | 0 | 0 | 0 | 0 | 0 | 0 | System Off | 0 | 0
5378 | 5378 | 2012-08-12 01:59 | 14.61 | 14.61 | 14.61 | 14.61 | 0 | 0 | 0 | 0 | 0 | 0 | 0 | 0 | 0 | 0 | 0 | 0 | 0 | 0 | 0 | 0 | 0 | 0 | System Off | 0 | 0
5379 | 5379 | 2012-08-12 02:59 | 14.13 | 14.13 | 14.13 | 14.13 | 0 | 0 | 0 | 0 | 0 | 0 | 0 | 0 | 0 | 0 | 0 | 0 | 0 | 0 | 0 | 0 | 0 | 0 | System Off | 0 | 0
5380 | 5380 | 2012-08-12 03:59 | 14.55 | 14.55 | 14.55 | 14.55 | 0 | 0 | 0 | 0 | 0 | 0 | 0 | 0 | 0 | 0 | 0 | 0 | 0 | 0 | 0 | 0 | 0 | 0 | System Off | 0 | 0
5381 | 5381 | 2012-08-12 04:59 | 14.97 | 16.55 | 16.55 | 14.97 | 97.11 | 60.14 | 39.28 | 36 | 14.05 | 112.09 | 0.51 | 0.54 | 0.52 | 0.02 | 125.88 | 0 | 0 | 28.42 | 0.79833 | 0.09408 | 0 | 0 | System Off | 1 | 0
5382 | 5382 | 2012-08-12 05:59 | 15.39 | 24.12 | 24.12 | 15.39 | 512.92 | 468.21 | 220.58 | 185 | 14.44 | 611.9 | 0.77 | 0.77 | 0.75 | 0.17 | 651.65 | 0 | 0 | 145.34 | 0.82975 | 0.09408 | 0 | 0 | System Off | 1 | 0
5383 | 5383 | 2012-08-12 06:59 | 17.01 | 34.29 | 34.29 | 17.01 | 1132.95 | 1074.98 | 446.03 | 415 | 14.22 | 1189.75 | 0.87 | 0.9 | 0.88 | 0.39 | 978.65 | 0 | 0 | 326.94 | 0.88509 | 0.09408 | 0 | 0 | System Off | 1 | 0
5384 | 5384 | 2012-08-12 07:59 | 18.63 | 44.41 | 44.41 | 18.63 | 1715.83 | 1643.5 | 680.02 | 646 | 13.83 | 1741.74 | 0.87 | 0.94 | 0.92 | 0.59 | 1176.47 | 0 | 0 | 511.41 | 0.91354 | 0.09408 | 0 | 0 | System Off | 1 | 0
5385 | 5385 | 2012-08-12 08:59 | 20.25 | 51.84 | 51.84 | 20.25 | 2101.63 | 2018.79 | 850.5 | 812 | 13.48 | 2112.14 | 0.86 | 0.96 | 0.93 | 0.73 | 1283.37 | 0 | 0 | 645.7 | 0.95741 | 0.09408 | 0 | 0 | System Off | 1 | 0
5386 | 5386 | 2012-08-12 09:59 | 21.18 | 57.28 | 57.28 | 21.18 | 2369.99 | 2279.37 | 976.98 | 935 | 13.2 | 2370.54 | 0.84 | 0.96 | 0.94 | 0.82 | 1389.67 | 0 | 0 | 746.11 | 0.98875 | 0.09408 | 0 | 0 | System Off | 1 | 0
5387 | 5387 | 2012-08-12 10:59 | 22.1 | 59.6 | 59.6 | 22.1 | 2450.33 | 2357.3 | 1019.33 | 975 | 13.09 | 2448.52 | 0.83 | 0.96 | 0.94 | 0.85 | 1449.79 | 0 | 0 | 779.13 | 1.0032 | 0.09408 | 0 | 0 | System Off | 1 | 0
5388 | 5388 | 2012-08-12 11:59 | 23.03 | 57.67 | 57.67 | 23.03 | 2285.81 | 2197.67 | 946.6 | 904 | 13.17 | 2292.92 | 0.83 | 0.96 | 0.93 | 0.79 | 1347.16 | 0 | 0 | 721.67 | 0.99477 | 0.09408 | 0 | 0 | System Off | 1 | 0
5389 | 5389 | 2012-08-12 12:59 | 23.37 | 56.15 | 56.15 | 23.37 | 2132.58 | 2048.86 | 878.59 | 839 | 13.24 | 2142.19 | 0.84 | 0.96 | 0.93 | 0.74 | 1351.51 | 0 | 0 | 669.2 | 0.98369 | 0.09408 | 0 | 0 | System Off | 1 | 0
5390 | 5390 | 2012-08-12 13:59 | 23.7 | 50.52 | 50.52 | 23.7 | 1735.66 | 1662.81 | 704.77 | 670 | 13.49 | 1759.98 | 0.85 | 0.94 | 0.92 | 0.6 | 1221.67 | 0 | 0 | 532.7 | 0.95127 | 0.09408 | 0 | 0 | System Off | 1 | 0
5391 | 5391 | 2012-08-12 14:59 | 24.04 | 44.91 | 44.91 | 24.04 | 1332.8 | 1270.11 | 537.44 | 507 | 13.69 | 1373.74 | 0.86 | 0.92 | 0.9 | 0.46 | 982.36 | 0 | 0 | 402.09 | 0.92047 | 0.09408 | 0 | 0 | System Off | 1 | 0
5392 | 5392 | 2012-08-12 15:59 | 23.19 | 34.68 | 34.68 | 23.19 | 684.17 | 636.01 | 281.09 | 255 | 13.97 | 748.64 | 0.82 | 0.85 | 0.83 | 0.23 | 492.86 | 0 | 0 | 201.52 | 0.89213 | 0.09408 | 0 | 0 | System Off | 1 | 0
5393 | 5393 | 2012-08-12 16:59 | 22.33 | 27.33 | 27.33 | 22.33 | 233.08 | 193.67 | 115.79 | 88 | 13.79 | 317.3 | 0.6 | 0.61 | 0.6 | 0.07 | 139.24 | 0 | 0 | 69.7 | 0.85316 | 0.09408 | 0 | 0 | System Off | 1 | 0
5394 | 5394 | 2012-08-12 17:59 | 21.48 | 22.96 | 22.96 | 21.48 | 76.9 | 40.28 | 32.34 | 30 | 13.35 | 90.11 | 0.31 | 0.45 | 0.44 | 0.01 | 25.75 | 0 | 0 | 23.89 | 0.83636 | 0.09408 | 0 | 0 | System Off | 0 | 0
5395 | 5395 | 2012-08-12 18:59 | 20.36 | 20.36 | 20.36 | 20.36 | 0 | 0 | 0 | 0 | 0 | 0 | 0 | 0 | 0 | 0 | 0 | 0 | 0 | 0 | 0 | 0 | 0 | 0 | System Off | 0 | 0
5396 | 5396 | 2012-08-12 19:59 | 19.24 | 19.24 | 19.24 | 19.24 | 0 | 0 | 0 | 0 | 0 | 0 | 0 | 0 | 0 | 0 | 0 | 0 | 0 | 0 | 0 | 0 | 0 | 0 | System Off | 0 | 0
5397 | 5397 | 2012-08-12 20:59 | 18.12 | 18.12 | 18.12 | 18.12 | 0 | 0 | 0 | 0 | 0 | 0 | 0 | 0 | 0 | 0 | 0 | 0 | 0 | 0 | 0 | 0 | 0 | 0 | System Off | 0 | 0
5398 | 5398 | 2012-08-12 21:59 | 17.71 | 17.71 | 17.71 | 17.71 | 0 | 0 | 0 | 0 | 0 | 0 | 0 | 0 | 0 | 0 | 0 | 0 | 0 | 0 | 0 | 0 | 0 | 0 | System Off | 0 | 0
5399 | 5399 | 2012-08-12 22:59 | 17.29 | 17.29 | 17.29 | 17.29 | 0 | 0 | 0 | 0 | 0 | 0 | 0 | 0 | 0 | 0 | 0 | 0 | 0 | 0 | 0 | 0 | 0 | 0 | System Off | 0 | 0
5400 | 5400 | 2012-08-12 23:59 | 16.88 | 16.88 | 16.88 | 16.88 | 0 | 0 | 0 | 0 | 0 | 0 | 0 | 0 | 0 | 0 | 0 | 0 | 0 | 0 | 0 | 0 | 0 | 0 | System Off | 0 | 0
5401 | 5401 | 2012-08-13 00:59 | 15.79 | 15.79 | 15.79 | 15.79 | 0 | 0 | 0 | 0 | 0 | 0 | 0 | 0 | 0 | 0 | 0 | 0 | 0 | 0 | 0 | 0 | 0 | 0 | System Off | 0 | 0
5402 | 5402 | 2012-08-13 01:59 | 14.71 | 14.71 | 14.71 | 14.71 | 0 | 0 | 0 | 0 | 0 | 0 | 0 | 0 | 0 | 0 | 0 | 0 | 0 | 0 | 0 | 0 | 0 | 0 | System Off | 0 | 0
5403 | 5403 | 2012-08-13 02:59 | 13.62 | 13.62 | 13.62 | 13.62 | 0 | 0 | 0 | 0 | 0 | 0 | 0 | 0 | 0 | 0 | 0 | 0 | 0 | 0 | 0 | 0 | 0 | 0 | System Off | 0 | 0
5404 | 5404 | 2012-08-13 03:59 | 14.31 | 14.31 | 14.31 | 14.31 | 0 | 0 | 0 | 0 | 0 | 0 | 0 | 0 | 0 | 0 | 0 | 0 | 0 | 0 | 0 | 0 | 0 | 0 | System Off | 0 | 0
5405 | 5405 | 2012-08-13 04:59 | 14.99 | 16.58 | 16.58 | 14.99 | 95.54 | 58.59 | 38.67 | 35 | 14.22 | 110.32 | 0.52 | 0.53 | 0.52 | 0.02 | 122.64 | 0 | 0 | 27.57 | 0.79824 | 0.09408 | 0 | 0 | System Off | 1 | 0
5406 | 5406 | 2012-08-13 05:59 | 15.68 | 24.49 | 24.49 | 15.68 | 502.62 | 458.11 | 215.89 | 182 | 14.38 | 598.04 | 0.79 | 0.77 | 0.75 | 0.17 | 637.6 | 0 | 0 | 143.08 | 0.83095 | 0.09408 | 0 | 0 | System Off | 1 | 0
5407 | 5407 | 2012-08-13 06:59 | 17.97 | 35.36 | 35.36 | 17.97 | 1079.69 | 1022.93 | 427.62 | 397 | 14.16 | 1135.83 | 0.87 | 0.9 | 0.88 | 0.37 | 931.27 | 0 | 0 | 312.98 | 0.8876 | 0.09408 | 0 | 0 | System Off | 1 | 0
5408 | 5408 | 2012-08-13 07:59 | 20.26 | 46.9 | 46.9 | 20.26 | 1636.93 | 1566.65 | 657.12 | 624 | 13.66 | 1665.93 | 0.87 | 0.94 | 0.92 | 0.57 | 1121.46 | 0 | 0 | 495.06 | 0.9198 | 0.09408 | 0 | 0 | System Off | 1 | 0
5409 | 5409 | 2012-08-13 08:59 | 22.55 | 56.21 | 56.21 | 22.55 | 2014.69 | 1934.28 | 832.21 | 794 | 13.22 | 2028.63 | 0.84 | 0.95 | 0.93 | 0.7 | 1229.65 | 0 | 0 | 633.49 | 0.96928 | 0.09408 | 0 | 0 | System Off | 1 | 0
5410 | 5410 | 2012-08-13 09:59 | 23.24 | 62.3 | 62.3 | 23.24 | 2249.66 | 2162.58 | 950.12 | 908 | 12.9 | 2255.34 | 0.82 | 0.96 | 0.93 | 0.78 | 1318.46 | 0 | 0 | 727.27 | 0.99758 | 0.09408 | 0 | 0 | System Off | 1 | 0
5411 | 5411 | 2012-08-13 10:59 | 23.94 | 65.41 | 65.41 | 23.94 | 2316.83 | 2227.78 | 991.24 | 947 | 12.74 | 2320.6 | 0.82 | 0.96 | 0.93 | 0.81 | 1370.13 | 0 | 0 | 760.04 | 1.0106 | 0.09408 | 0 | 0 | System Off | 1 | 0
5412 | 5412 | 2012-08-13 11:59 | 24.63 | 66.61 | 66.61 | 24.63 | 2292.69 | 2204.35 | 985.69 | 943 | 12.66 | 2295.19 | 0.81 | 0.96 | 0.94 | 0.8 | 1351.25 | 0 | 0 | 757.58 | 1.0146 | 0.09408 | 0 | 0 | System Off | 1 | 0
5413 | 5413 | 2012-08-13 12:59 | 24.37 | 63.66 | 63.66 | 24.37 | 2043.14 | 1961.95 | 871.05 | 832 | 12.79 | 2055.19 | 0.82 | 0.95 | 0.93 | 0.71 | 1294.18 | 0 | 0 | 667.35 | 0.98981 | 0.09408 | 0 | 0 | System Off | 1 | 0
5414 | 5414 | 2012-08-13 13:59 | 24.12 | 46.88 | 46.88 | 24.12 | 1157.74 | 1099.19 | 474.8 | 446 | 13.52 | 1203.81 | 0.84 | 0.91 | 0.89 | 0.4 | 807.58 | 0 | 0 | 354.48 | 0.93741 | 0.09408 | 0 | 0 | System Off | 1 | 0
5415 | 5415 | 2012-08-13 14:59 | 23.86 | 37.6 | 37.6 | 23.86 | 659.89 | 612.23 | 268.25 | 250 | 13.75 | 706.24 | 0.82 | 0.87 | 0.85 | 0.22 | 473.52 | 0 | 0 | 198.13 | 0.89549 | 0.09408 | 0 | 0 | System Off | 1 | 0
5416 | 5416 | 2012-08-13 15:59 | 23.05 | 32.57 | 32.57 | 23.05 | 462.06 | 418.35 | 188.07 | 173 | 13.91 | 505.05 | 0.8 | 0.83 | 0.81 | 0.15 | 324.19 | 0 | 0 | 136.82 | 0.87471 | 0.09408 | 0 | 0 | System Off | 1 | 0
5417 | 5417 | 2012-08-13 16:59 | 22.23 | 26.8 | 26.8 | 22.23 | 220.95 | 181.77 | 91.25 | 83 | 13.86 | 250.56 | 0.77 | 0.73 | 0.71 | 0.07 | 130.68 | 0 | 0 | 65.68 | 0.85153 | 0.09408 | 0 | 0 | System Off | 1 | 0
5418 | 5418 | 2012-08-13 17:59 | 21.42 | 22.05 | 22.05 | 21.42 | 29.07 | 0 | 12.75 | 11 | 13.76 | 35.65 | 0 | 0 | 0 | 0 | 0 | 0 | 0 | 8.72 | 0.83216 | 0.09408 | 0 | 0 | System Off | 0 | 0
5419 | 5419 | 2012-08-13 18:59 | 20.91 | 20.91 | 20.91 | 20.91 | 0 | 0 | 0 | 0 | 0 | 0 | 0 | 0 | 0 | 0 | 0 | 0 | 0 | 0 | 0 | 0 | 0 | 0 | System Off | 0 | 0
5420 | 5420 | 2012-08-13 19:59 | 20.4 | 20.4 | 20.4 | 20.4 | 0 | 0 | 0 | 0 | 0 | 0 | 0 | 0 | 0 | 0 | 0 | 0 | 0 | 0 | 0 | 0 | 0 | 0 | System Off | 0 | 0
5421 | 5421 | 2012-08-13 20:59 | 19.89 | 19.89 | 19.89 | 19.89 | 0 | 0 | 0 | 0 | 0 | 0 | 0 | 0 | 0 | 0 | 0 | 0 | 0 | 0 | 0 | 0 | 0 | 0 | System Off | 0 | 0
5422 | 5422 | 2012-08-13 21:59 | 19.41 | 19.41 | 19.41 | 19.41 | 0 | 0 | 0 | 0 | 0 | 0 | 0 | 0 | 0 | 0 | 0 | 0 | 0 | 0 | 0 | 0 | 0 | 0 | System Off | 0 | 0
5423 | 5423 | 2012-08-13 22:59 | 18.92 | 18.92 | 18.92 | 18.92 | 0 | 0 | 0 | 0 | 0 | 0 | 0 | 0 | 0 | 0 | 0 | 0 | 0 | 0 | 0 | 0 | 0 | 0 | System Off | 0 | 0
5424 | 5424 | 2012-08-13 23:59 | 18.44 | 18.44 | 18.44 | 18.44 | 0 | 0 | 0 | 0 | 0 | 0 | 0 | 0 | 0 | 0 | 0 | 0 | 0 | 0 | 0 | 0 | 0 | 0 | System Off | 0 | 0
5425 | 5425 | 2012-08-14 00:59 | 18.15 | 18.15 | 18.15 | 18.15 | 0 | 0 | 0 | 0 | 0 | 0 | 0 | 0 | 0 | 0 | 0 | 0 | 0 | 0 | 0 | 0 | 0 | 0 | System Off | 0 | 0
5426 | 5426 | 2012-08-14 01:59 | 17.87 | 17.87 | 17.87 | 17.87 | 0 | 0 | 0 | 0 | 0 | 0 | 0 | 0 | 0 | 0 | 0 | 0 | 0 | 0 | 0 | 0 | 0 | 0 | System Off | 0 | 0
5427 | 5427 | 2012-08-14 02:59 | 17.58 | 17.58 | 17.58 | 17.58 | 0 | 0 | 0 | 0 | 0 | 0 | 0 | 0 | 0 | 0 | 0 | 0 | 0 | 0 | 0 | 0 | 0 | 0 | System Off | 0 | 0
5428 | 5428 | 2012-08-14 03:59 | 17.69 | 17.69 | 17.69 | 17.69 | 0 | 0 | 0 | 0 | 0 | 0 | 0 | 0 | 0 | 0 | 0 | 0 | 0 | 0 | 0 | 0 | 0 | 0 | System Off | 0 | 0
5429 | 5429 | 2012-08-14 04:59 | 17.8 | 19.42 | 19.42 | 17.8 | 89.51 | 52.66 | 36.81 | 34 | 13.71 | 103.92 | 0.54 | 0.51 | 0.5 | 0.02 | 110.24 | 0 | 0 | 26.96 | 0.81488 | 0.09408 | 0 | 0 | System Off | 1 | 0
5430 | 5430 | 2012-08-14 05:59 | 17.91 | 26.9 | 26.9 | 17.91 | 483.65 | 439.52 | 208.91 | 177 | 14.23 | 573.42 | 0.77 | 0.77 | 0.75 | 0.16 | 611.72 | 0 | 0 | 139.42 | 0.84362 | 0.09408 | 0 | 0 | System Off | 1 | 0
5431 | 5431 | 2012-08-14 06:59 | 19.39 | 37.75 | 37.75 | 19.39 | 1072.79 | 1016.19 | 429.11 | 399 | 14 | 1129.06 | 0.86 | 0.9 | 0.88 | 0.37 | 925.13 | 0 | 0 | 315.2 | 0.89711 | 0.09408 | 0 | 0 | System Off | 1 | 0
5432 | 5432 | 2012-08-14 07:59 | 20.87 | 48.57 | 48.57 | 20.87 | 1611.84 | 1542.2 | 652.07 | 619 | 13.56 | 1641.69 | 0.86 | 0.94 | 0.92 | 0.56 | 1103.96 | 0 | 0 | 491.72 | 0.92284 | 0.09408 | 0 | 0 | System Off | 1 | 0
5433 | 5433 | 2012-08-14 08:59 | 22.36 | 57.51 | 57.51 | 22.36 | 2003.67 | 1923.58 | 832.43 | 794 | 13.14 | 2017.73 | 0.84 | 0.95 | 0.93 | 0.7 | 1222.85 | 0 | 0 | 634.06 | 0.96819 | 0.09408 | 0 | 0 | System Off | 1 | 0
5434 | 5434 | 2012-08-14 09:59 | 23.11 | 63.68 | 63.68 | 23.11 | 2184.13 | 2098.94 | 929.57 | 888 | 12.81 | 2193.12 | 0.82 | 0.96 | 0.93 | 0.76 | 1279.66 | 0 | 0 | 712.08 | 0.99287 | 0.09408 | 0 | 0 | System Off | 1 | 0
5435 | 5435 | 2012-08-14 10:59 | 23.87 | 61.15 | 61.15 | 23.87 | 1945.2 | 1866.72 | 825.74 | 784 | 12.92 | 1970.02 | 0.82 | 0.95 | 0.92 | 0.68 | 1148.07 | 0 | 0 | 627.81 | 0.97647 | 0.09408 | 0 | 0 | System Off | 1 | 0
5436 | 5436 | 2012-08-14 11:59 | 24.62 | 52.68 | 52.68 | 24.62 | 1441.94 | 1376.58 | 600.48 | 565 | 13.29 | 1485.96 | 0.83 | 0.93 | 0.9 | 0.5 | 843.84 | 0 | 0 | 450.35 | 0.93635 | 0.09408 | 0 | 0 | System Off | 1 | 0
5437 | 5437 | 2012-08-14 12:59 | 24.78 | 48.84 | 48.84 | 24.78 | 1226.66 | 1166.5 | 506.64 | 476 | 13.42 | 1274.13 | 0.83 | 0.92 | 0.89 | 0.42 | 769.47 | 0 | 0 | 378.79 | 0.91929 | 0.09408 | 0 | 0 | System Off | 1 | 0
5438 | 5438 | 2012-08-14 13:59 | 24.94 | 36.35 | 36.35 | 24.94 | 581.35 | 535.28 | 236.71 | 220 | 13.76 | 626.27 | 0.8 | 0.85 | 0.83 | 0.19 | 393.27 | 0 | 0 | 174.32 | 0.89619 | 0.09408 | 0 | 0 | System Off | 1 | 0
5439 | 5439 | 2012-08-14 14:59 | 25.1 | 33.28 | 33.28 | 25.1 | 408.68 | 366 | 166.82 | 155 | 13.73 | 446.75 | 0.78 | 0.82 | 0.8 | 0.13 | 283.08 | 0 | 0 | 122.86 | 0.88396 | 0.09408 | 0 | 0 | System Off | 1 | 0
5440 | 5440 | 2012-08-14 15:59 | 24.15 | 29.26 | 29.26 | 24.15 | 255.8 | 215.98 | 104.75 | 97 | 13.73 | 284.93 | 0.76 | 0.76 | 0.74 | 0.08 | 167.37 | 0 | 0 | 76.89 | 0.86624 | 0.09408 | 0 | 0 | System Off | 1 | 0
5441 | 5441 | 2012-08-14 16:59 | 23.19 | 24.74 | 24.74 | 23.19 | 75.1 | 38.51 | 31.88 | 29 | 13.49 | 88.23 | 0.31 | 0.44 | 0.43 | 0.01 | 27.69 | 0 | 0 | 23.06 | 0.8466 | 0.09408 | 0 | 0 | System Off | 0 | 0
5442 | 5442 | 2012-08-14 17:59 | 22.24 | 22.59 | 22.59 | 22.24 | 16.08 | 0 | 7.29 | 6 | 13.96 | 20.33 | 0 | 0 | 0 | 0 | 0 | 0 | 0 | 4.74 | 0.83615 | 0.09408 | 0 | 0 | System Off | 0 | 0
5443 | 5443 | 2012-08-14 18:59 | 21.41 | 21.41 | 21.41 | 21.41 | 0 | 0 | 0 | 0 | 0 | 0 | 0 | 0 | 0 | 0 | 0 | 0 | 0 | 0 | 0 | 0 | 0 | 0 | System Off | 0 | 0
5444 | 5444 | 2012-08-14 19:59 | 20.57 | 20.57 | 20.57 | 20.57 | 0 | 0 | 0 | 0 | 0 | 0 | 0 | 0 | 0 | 0 | 0 | 0 | 0 | 0 | 0 | 0 | 0 | 0 | System Off | 0 | 0
5445 | 5445 | 2012-08-14 20:59 | 19.74 | 19.74 | 19.74 | 19.74 | 0 | 0 | 0 | 0 | 0 | 0 | 0 | 0 | 0 | 0 | 0 | 0 | 0 | 0 | 0 | 0 | 0 | 0 | System Off | 0 | 0
5446 | 5446 | 2012-08-14 21:59 | 19.66 | 19.66 | 19.66 | 19.66 | 0 | 0 | 0 | 0 | 0 | 0 | 0 | 0 | 0 | 0 | 0 | 0 | 0 | 0 | 0 | 0 | 0 | 0 | System Off | 0 | 0
5447 | 5447 | 2012-08-14 22:59 | 19.59 | 19.59 | 19.59 | 19.59 | 0 | 0 | 0 | 0 | 0 | 0 | 0 | 0 | 0 | 0 | 0 | 0 | 0 | 0 | 0 | 0 | 0 | 0 | System Off | 0 | 0
5448 | 5448 | 2012-08-14 23:59 | 19.51 | 19.51 | 19.51 | 19.51 | 0 | 0 | 0 | 0 | 0 | 0 | 0 | 0 | 0 | 0 | 0 | 0 | 0 | 0 | 0 | 0 | 0 | 0 | System Off | 0 | 0
5449 | 5449 | 2012-08-15 00:59 | 18.94 | 18.94 | 18.94 | 18.94 | 0 | 0 | 0 | 0 | 0 | 0 | 0 | 0 | 0 | 0 | 0 | 0 | 0 | 0 | 0 | 0 | 0 | 0 | System Off | 0 | 0
5450 | 5450 | 2012-08-15 01:59 | 18.38 | 18.38 | 18.38 | 18.38 | 0 | 0 | 0 | 0 | 0 | 0 | 0 | 0 | 0 | 0 | 0 | 0 | 0 | 0 | 0 | 0 | 0 | 0 | System Off | 0 | 0
5451 | 5451 | 2012-08-15 02:59 | 17.81 | 17.81 | 17.81 | 17.81 | 0 | 0 | 0 | 0 | 0 | 0 | 0 | 0 | 0 | 0 | 0 | 0 | 0 | 0 | 0 | 0 | 0 | 0 | System Off | 0 | 0
5452 | 5452 | 2012-08-15 03:59 | 18.14 | 18.14 | 18.14 | 18.14 | 0 | 0 | 0 | 0 | 0 | 0 | 0 | 0 | 0 | 0 | 0 | 0 | 0 | 0 | 0 | 0 | 0 | 0 | System Off | 0 | 0
5453 | 5453 | 2012-08-15 04:59 | 18.47 | 20.02 | 20.02 | 18.47 | 87.09 | 50.29 | 35.94 | 33 | 13.75 | 101.25 | 0.56 | 0.5 | 0.49 | 0.02 | 105.27 | 0 | 0 | 26.15 | 0.8187 | 0.09408 | 0 | 0 | System Off | 1 | 0
5454 | 5454 | 2012-08-15 05:59 | 18.81 | 22.95 | 22.95 | 18.81 | 243.38 | 203.79 | 98.07 | 90 | 14.08 | 273.26 | 0.71 | 0.75 | 0.73 | 0.07 | 283.64 | 0 | 0 | 71.02 | 0.83198 | 0.09408 | 0 | 0 | System Off | 1 | 0
5455 | 5455 | 2012-08-15 06:59 | 21.2 | 28.81 | 28.81 | 21.2 | 466.89 | 423.08 | 185.96 | 172 | 14.14 | 506.71 | 0.81 | 0.83 | 0.82 | 0.15 | 385.17 | 0 | 0 | 135.64 | 0.86292 | 0.09408 | 0 | 0 | System Off | 1 | 0
5456 | 5456 | 2012-08-15 07:59 | 23.59 | 45.46 | 45.46 | 23.59 | 1366.56 | 1303.05 | 550.97 | 520 | 13.69 | 1405.12 | 0.85 | 0.93 | 0.9 | 0.47 | 932.77 | 0 | 0 | 412.42 | 0.92022 | 0.09408 | 0 | 0 | System Off | 1 | 0
5457 | 5457 | 2012-08-15 08:59 | 25.99 | 56.87 | 56.87 | 25.99 | 1930 | 1851.93 | 801.46 | 764 | 13.16 | 1948.11 | 0.84 | 0.95 | 0.93 | 0.67 | 1177.3 | 0 | 0 | 610 | 0.98585 | 0.09408 | 0 | 0 | System Off | 1 | 0
5458 | 5458 | 2012-08-15 09:59 | 27.09 | 63.4 | 63.4 | 27.09 | 2287.57 | 2199.38 | 969.58 | 927 | 12.85 | 2290.33 | 0.83 | 0.96 | 0.94 | 0.8 | 1340.9 | 0 | 0 | 742.97 | 1.0273 | 0.09408 | 0 | 0 | System Off | 1 | 0
5459 | 5459 | 2012-08-15 10:59 | 28.2 | 65.55 | 65.55 | 28.2 | 2400 | 2308.48 | 1025.08 | 981 | 12.74 | 2398.38 | 0.81 | 0.96 | 0.94 | 0.83 | 1419.76 | 0 | 0 | 787.33 | 1.0463 | 0.09408 | 0 | 0 | System Off | 1 | 0
5460 | 5460 | 2012-08-15 11:59 | 29.3 | 64.65 | 64.65 | 29.3 | 2343.01 | 2253.19 | 997.46 | 955 | 12.78 | 2343.09 | 0.81 | 0.96 | 0.94 | 0.81 | 1381.19 | 0 | 0 | 766.12 | 1.0482 | 0.09408 | 0 | 0 | System Off | 1 | 0
5461 | 5461 | 2012-08-15 12:59 | 29.48 | 60.97 | 60.97 | 29.48 | 2048.1 | 1966.76 | 863.09 | 824 | 12.95 | 2060.76 | 0.82 | 0.95 | 0.93 | 0.71 | 1297.35 | 0 | 0 | 659.65 | 1.0218 | 0.09408 | 0 | 0 | System Off | 1 | 0
5462 | 5462 | 2012-08-15 13:59 | 29.67 | 42.13 | 42.13 | 29.67 | 808.3 | 757.53 | 331.61 | 309 | 13.62 | 857.29 | 0.81 | 0.88 | 0.86 | 0.27 | 556.56 | 0 | 0 | 245.27 | 0.94494 | 0.09408 | 0 | 0 | System Off | 1 | 0
5463 | 5463 | 2012-08-15 14:59 | 29.85 | 40.54 | 40.54 | 29.85 | 671.31 | 623.41 | 276.05 | 257 | 13.6 | 718.24 | 0.83 | 0.87 | 0.85 | 0.23 | 482.17 | 0 | 0 | 204.05 | 0.93528 | 0.09408 | 0 | 0 | System Off | 1 | 0
5464 | 5464 | 2012-08-15 15:59 | 28.53 | 37.1 | 37.1 | 28.53 | 526.24 | 481.27 | 218.38 | 200 | 13.7 | 576.07 | 0.78 | 0.84 | 0.82 | 0.17 | 372.95 | 0 | 0 | 158.59 | 0.91491 | 0.09408 | 0 | 0 | System Off | 1 | 0
5465 | 5465 | 2012-08-15 16:59 | 27.2 | 28.54 | 28.54 | 27.2 | 78.13 | 41.48 | 33.7 | 31 | 13.13 | 91.93 | 0.59 | 0.45 | 0.44 | 0.02 | 29.82 | 0 | 0 | 24.76 | 0.8718 | 0.09408 | 0 | 0 | System Off | 0 | 0
5466 | 5466 | 2012-08-15 17:59 | 25.88 | 26.17 | 26.17 | 25.88 | 15.77 | 0 | 7.29 | 6 | 13.69 | 20.06 | 0 | 0 | 0 | 0 | 0 | 0 | 0 | 4.76 | 0.85847 | 0.09408 | 0 | 0 | System Off | 0 | 0
5467 | 5467 | 2012-08-15 18:59 | 24.56 | 24.56 | 24.56 | 24.56 | 0 | 0 | 0 | 0 | 0 | 0 | 0 | 0 | 0 | 0 | 0 | 0 | 0 | 0 | 0 | 0 | 0 | 0 | System Off | 0 | 0
5468 | 5468 | 2012-08-15 19:59 | 23.25 | 23.25 | 23.25 | 23.25 | 0 | 0 | 0 | 0 | 0 | 0 | 0 | 0 | 0 | 0 | 0 | 0 | 0 | 0 | 0 | 0 | 0 | 0 | System Off | 0 | 0
5469 | 5469 | 2012-08-15 20:59 | 21.93 | 21.93 | 21.93 | 21.93 | 0 | 0 | 0 | 0 | 0 | 0 | 0 | 0 | 0 | 0 | 0 | 0 | 0 | 0 | 0 | 0 | 0 | 0 | System Off | 0 | 0
5470 | 5470 | 2012-08-15 21:59 | 21.32 | 21.32 | 21.32 | 21.32 | 0 | 0 | 0 | 0 | 0 | 0 | 0 | 0 | 0 | 0 | 0 | 0 | 0 | 0 | 0 | 0 | 0 | 0 | System Off | 0 | 0
5471 | 5471 | 2012-08-15 22:59 | 20.7 | 20.7 | 20.7 | 20.7 | 0 | 0 | 0 | 0 | 0 | 0 | 0 | 0 | 0 | 0 | 0 | 0 | 0 | 0 | 0 | 0 | 0 | 0 | System Off | 0 | 0
5472 | 5472 | 2012-08-15 23:59 | 20.09 | 20.09 | 20.09 | 20.09 | 0 | 0 | 0 | 0 | 0 | 0 | 0 | 0 | 0 | 0 | 0 | 0 | 0 | 0 | 0 | 0 | 0 | 0 | System Off | 0 | 0
5473 | 5473 | 2012-08-16 00:59 | 19.21 | 19.21 | 19.21 | 19.21 | 0 | 0 | 0 | 0 | 0 | 0 | 0 | 0 | 0 | 0 | 0 | 0 | 0 | 0 | 0 | 0 | 0 | 0 | System Off | 0 | 0
5474 | 5474 | 2012-08-16 01:59 | 18.32 | 18.32 | 18.32 | 18.32 | 0 | 0 | 0 | 0 | 0 | 0 | 0 | 0 | 0 | 0 | 0 | 0 | 0 | 0 | 0 | 0 | 0 | 0 | System Off | 0 | 0
5475 | 5475 | 2012-08-16 02:59 | 17.44 | 17.44 | 17.44 | 17.44 | 0 | 0 | 0 | 0 | 0 | 0 | 0 | 0 | 0 | 0 | 0 | 0 | 0 | 0 | 0 | 0 | 0 | 0 | System Off | 0 | 0
5476 | 5476 | 2012-08-16 03:59 | 17.4 | 17.4 | 17.4 | 17.4 | 0 | 0 | 0 | 0 | 0 | 0 | 0 | 0 | 0 | 0 | 0 | 0 | 0 | 0 | 0 | 0 | 0 | 0 | System Off | 0 | 0
5477 | 5477 | 2012-08-16 04:59 | 17.35 | 17.66 | 17.66 | 17.35 | 14.36 | 0 | 6.38 | 5 | 14.96 | 18.12 | 0 | 0 | 0 | 0 | 0 | 0 | 0 | 3.9 | 0.80645 | 0.09408 | 0 | 0 | System Off | 0 | 0
5478 | 5478 | 2012-08-16 05:59 | 17.31 | 19.06 | 19.06 | 17.31 | 88.79 | 51.97 | 36.43 | 33 | 14.01 | 103 | 0.55 | 0.5 | 0.49 | 0.02 | 72.33 | 0 | 0 | 26.07 | 0.81171 | 0.09408 | 0 | 0 | System Off | 1 | 0
5479 | 5479 | 2012-08-16 06:59 | 18.68 | 31.49 | 31.49 | 18.68 | 705.43 | 656.82 | 279.41 | 259 | 14.19 | 753.48 | 0.86 | 0.87 | 0.85 | 0.24 | 597.96 | 0 | 0 | 204.13 | 0.86461 | 0.09408 | 0 | 0 | System Off | 1 | 0
5480 | 5480 | 2012-08-16 07:59 | 20.05 | 49.99 | 49.99 | 20.05 | 1683.48 | 1611.99 | 683.09 | 649 | 13.51 | 1709.62 | 0.85 | 0.94 | 0.92 | 0.58 | 1153.92 | 0 | 0 | 515.89 | 0.92366 | 0.09408 | 0 | 0 | System Off | 1 | 0
5481 | 5481 | 2012-08-16 08:59 | 21.43 | 57.29 | 57.29 | 21.43 | 2062.01 | 1980.29 | 854.23 | 816 | 13.16 | 2072.57 | 0.84 | 0.96 | 0.93 | 0.72 | 1258.9 | 0 | 0 | 651.48 | 0.96652 | 0.09408 | 0 | 0 | System Off | 1 | 0
5482 | 5482 | 2012-08-16 09:59 | 22.15 | 57.04 | 57.04 | 22.15 | 1944.13 | 1865.67 | 809.93 | 770 | 13.15 | 1967.25 | 0.83 | 0.95 | 0.92 | 0.67 | 1137.45 | 0 | 0 | 614.84 | 0.96197 | 0.09408 | 0 | 0 | System Off | 1 | 0
5483 | 5483 | 2012-08-16 10:59 | 22.86 | 65.98 | 65.98 | 22.86 | 2272.73 | 2184.98 | 975.92 | 932 | 12.7 | 2278.89 | 0.81 | 0.96 | 0.93 | 0.79 | 1343.81 | 0 | 0 | 748.39 | 1.0004 | 0.09408 | 0 | 0 | System Off | 1 | 0
5484 | 5484 | 2012-08-16 11:59 | 23.58 | 67.88 | 67.88 | 23.58 | 2257.18 | 2169.88 | 976.64 | 934 | 12.59 | 2261.18 | 0.8 | 0.96 | 0.93 | 0.78 | 1330.13 | 0 | 0 | 751.06 | 1.0059 | 0.09408 | 0 | 0 | System Off | 1 | 0
5485 | 5485 | 2012-08-16 12:59 | 23.66 | 64.44 | 64.44 | 23.66 | 2071.34 | 1989.35 | 885.06 | 846 | 12.75 | 2081.07 | 0.81 | 0.96 | 0.93 | 0.72 | 1312.26 | 0 | 0 | 678.9 | 0.98807 | 0.09408 | 0 | 0 | System Off | 1 | 0
5486 | 5486 | 2012-08-16 13:59 | 23.73 | 54.59 | 54.59 | 23.73 | 1587.74 | 1518.72 | 659.2 | 626 | 13.21 | 1618.07 | 0.83 | 0.94 | 0.92 | 0.55 | 1115.81 | 0 | 0 | 499.49 | 0.94306 | 0.09408 | 0 | 0 | System Off | 1 | 0
5487 | 5487 | 2012-08-16 14:59 | 23.81 | 44.55 | 44.55 | 23.81 | 1070.04 | 1013.51 | 436.42 | 409 | 13.63 | 1117.15 | 0.85 | 0.91 | 0.89 | 0.37 | 783.89 | 0 | 0 | 324.64 | 0.92771 | 0.09408 | 0 | 0 | System Off | 1 | 0
5488 | 5488 | 2012-08-16 15:59 | 23.46 | 36.17 | 36.17 | 23.46 | 641.5 | 594.21 | 265.96 | 241 | 13.86 | 704.16 | 0.79 | 0.84 | 0.82 | 0.21 | 460.47 | 0 | 0 | 190.72 | 0.89106 | 0.09408 | 0 | 0 | System Off | 1 | 0
5489 | 5489 | 2012-08-16 16:59 | 23.1 | 28.26 | 28.26 | 23.1 | 215.4 | 176.32 | 107.44 | 82 | 13.68 | 293.38 | 0.56 | 0.6 | 0.59 | 0.06 | 126.77 | 0 | 0 | 65.04 | 0.85672 | 0.09408 | 0 | 0 | System Off | 1 | 0
5490 | 5490 | 2012-08-16 17:59 | 22.75 | 24 | 24 | 22.75 | 60.57 | 24.23 | 25.89 | 24 | 13.14 | 71.86 | 0.39 | 0.34 | 0.33 | 0.01 | 15.49 | 0 | 0 | 19.17 | 0.84291 | 0.09408 | 0 | 0 | System Off | 0 | 0
5491 | 5491 | 2012-08-16 18:59 | 21.53 | 21.53 | 21.53 | 21.53 | 0 | 0 | 0 | 0 | 0 | 0 | 0 | 0 | 0 | 0 | 0 | 0 | 0 | 0 | 0 | 0 | 0 | 0 | System Off | 0 | 0
5492 | 5492 | 2012-08-16 19:59 | 20.31 | 20.31 | 20.31 | 20.31 | 0 | 0 | 0 | 0 | 0 | 0 | 0 | 0 | 0 | 0 | 0 | 0 | 0 | 0 | 0 | 0 | 0 | 0 | System Off | 0 | 0
5493 | 5493 | 2012-08-16 20:59 | 19.09 | 19.09 | 19.09 | 19.09 | 0 | 0 | 0 | 0 | 0 | 0 | 0 | 0 | 0 | 0 | 0 | 0 | 0 | 0 | 0 | 0 | 0 | 0 | System Off | 0 | 0
5494 | 5494 | 2012-08-16 21:59 | 18.2 | 18.2 | 18.2 | 18.2 | 0 | 0 | 0 | 0 | 0 | 0 | 0 | 0 | 0 | 0 | 0 | 0 | 0 | 0 | 0 | 0 | 0 | 0 | System Off | 0 | 0
5495 | 5495 | 2012-08-16 22:59 | 17.32 | 17.32 | 17.32 | 17.32 | 0 | 0 | 0 | 0 | 0 | 0 | 0 | 0 | 0 | 0 | 0 | 0 | 0 | 0 | 0 | 0 | 0 | 0 | System Off | 0 | 0
5496 | 5496 | 2012-08-16 23:59 | 16.43 | 16.43 | 16.43 | 16.43 | 0 | 0 | 0 | 0 | 0 | 0 | 0 | 0 | 0 | 0 | 0 | 0 | 0 | 0 | 0 | 0 | 0 | 0 | System Off | 0 | 0
5497 | 5497 | 2012-08-17 00:59 | 16.47 | 16.47 | 16.47 | 16.47 | 0 | 0 | 0 | 0 | 0 | 0 | 0 | 0 | 0 | 0 | 0 | 0 | 0 | 0 | 0 | 0 | 0 | 0 | System Off | 0 | 0
5498 | 5498 | 2012-08-17 01:59 | 16.51 | 16.51 | 16.51 | 16.51 | 0 | 0 | 0 | 0 | 0 | 0 | 0 | 0 | 0 | 0 | 0 | 0 | 0 | 0 | 0 | 0 | 0 | 0 | System Off | 0 | 0
5499 | 5499 | 2012-08-17 02:59 | 16.55 | 16.55 | 16.55 | 16.55 | 0 | 0 | 0 | 0 | 0 | 0 | 0 | 0 | 0 | 0 | 0 | 0 | 0 | 0 | 0 | 0 | 0 | 0 | System Off | 0 | 0
5500 | 5500 | 2012-08-17 03:59 | 16.72 | 16.72 | 16.72 | 16.72 | 0 | 0 | 0 | 0 | 0 | 0 | 0 | 0 | 0 | 0 | 0 | 0 | 0 | 0 | 0 | 0 | 0 | 0 | System Off | 0 | 0
5501 | 5501 | 2012-08-17 04:59 | 16.89 | 17.6 | 17.6 | 16.89 | 36.48 | 0.55 | 15.48 | 14 | 13.57 | 44.01 | 0 | 0.01 | 0.01 | 0 | 1.16 | 0 | 0 | 11.12 | 0.80549 | 0.09408 | 0 | 0 | System Off | 0 | 0
5502 | 5502 | 2012-08-17 05:59 | 17.06 | 23.94 | 23.94 | 17.06 | 371.43 | 329.46 | 153.27 | 136 | 14.22 | 425.47 | 0.78 | 0.77 | 0.76 | 0.12 | 458.53 | 0 | 0 | 107.13 | 0.83038 | 0.09408 | 0 | 0 | System Off | 1 | 0
5503 | 5503 | 2012-08-17 06:59 | 19.42 | 36.44 | 36.44 | 19.42 | 959.86 | 905.8 | 383.41 | 356 | 14.04 | 1014.08 | 0.86 | 0.89 | 0.87 | 0.33 | 824.63 | 0 | 0 | 281.09 | 0.88866 | 0.09408 | 0 | 0 | System Off | 1 | 0
5504 | 5504 | 2012-08-17 07:59 | 21.78 | 49.27 | 49.27 | 21.78 | 1540.34 | 1472.53 | 626.49 | 594 | 13.51 | 1572.73 | 0.85 | 0.94 | 0.91 | 0.53 | 1054.08 | 0 | 0 | 472.19 | 0.92373 | 0.09408 | 0 | 0 | System Off | 1 | 0
5505 | 5505 | 2012-08-17 08:59 | 24.14 | 60.71 | 60.71 | 24.14 | 2000.5 | 1920.49 | 842.35 | 804 | 12.96 | 2013.56 | 0.82 | 0.95 | 0.93 | 0.69 | 1220.88 | 0 | 0 | 643.53 | 0.98223 | 0.09408 | 0 | 0 | System Off | 1 | 0
5506 | 5506 | 2012-08-17 09:59 | 24.86 | 66.58 | 66.58 | 24.86 | 2218.66 | 2132.47 | 955.09 | 913 | 12.66 | 2224.29 | 0.81 | 0.96 | 0.93 | 0.77 | 1300.11 | 0 | 0 | 733.53 | 1.0099 | 0.09408 | 0 | 0 | System Off | 1 | 0
5507 | 5507 | 2012-08-17 10:59 | 25.59 | 68.17 | 68.17 | 25.59 | 2230.48 | 2143.95 | 967.88 | 924 | 12.57 | 2237.95 | 0.81 | 0.96 | 0.93 | 0.78 | 1318.57 | 0 | 0 | 743.15 | 1.0173 | 0.09408 | 0 | 0 | System Off | 1 | 0
5508 | 5508 | 2012-08-17 11:59 | 26.31 | 69.84 | 69.84 | 26.31 | 2253.02 | 2165.84 | 983.32 | 941 | 12.47 | 2256.44 | 0.79 | 0.96 | 0.93 | 0.78 | 1327.65 | 0 | 0 | 757.79 | 1.0259 | 0.09408 | 0 | 0 | System Off | 1 | 0
5509 | 5509 | 2012-08-17 12:59 | 26.5 | 66.02 | 66.02 | 26.5 | 2038 | 1956.95 | 877.63 | 838 | 12.67 | 2049.05 | 0.81 | 0.96 | 0.93 | 0.71 | 1290.88 | 0 | 0 | 673.19 | 1.0054 | 0.09408 | 0 | 0 | System Off | 1 | 0
5510 | 5510 | 2012-08-17 13:59 | 26.68 | 59.66 | 59.66 | 26.68 | 1703.73 | 1631.72 | 719.15 | 685 | 12.95 | 1726.97 | 0.82 | 0.94 | 0.92 | 0.59 | 1198.83 | 0 | 0 | 548.31 | 0.9746 | 0.09408 | 0 | 0 | System Off | 1 | 0
5511 | 5511 | 2012-08-17 14:59 | 26.87 | 51.07 | 51.07 | 26.87 | 1248.26 | 1187.59 | 518.4 | 488 | 13.32 | 1291.58 | 0.83 | 0.92 | 0.9 | 0.43 | 918.53 | 0 | 0 | 388.83 | 0.93514 | 0.09408 | 0 | 0 | System Off | 1 | 0
5512 | 5512 | 2012-08-17 15:59 | 25.93 | 39.76 | 39.76 | 25.93 | 689.64 | 641.36 | 292.03 | 263 | 13.66 | 762.23 | 0.79 | 0.84 | 0.82 | 0.23 | 497.01 | 0 | 0 | 208.67 | 0.91133 | 0.09408 | 0 | 0 | System Off | 1 | 0
5513 | 5513 | 2012-08-17 16:59 | 24.99 | 30.03 | 30.03 | 24.99 | 236.89 | 197.42 | 105.01 | 90 | 13.71 | 284.79 | 0.67 | 0.69 | 0.68 | 0.07 | 141.94 | 0 | 0 | 71.36 | 0.87004 | 0.09408 | 0 | 0 | System Off | 1 | 0
5514 | 5514 | 2012-08-17 17:59 | 24.05 | 25.26 | 25.26 | 24.05 | 57.32 | 21.04 | 24.72 | 22 | 13.57 | 68.29 | 0.4 | 0.31 | 0.3 | 0.01 | 13.45 | 0 | 0 | 17.47 | 0.85045 | 0.09408 | 0 | 0 | System Off | 0 | 0
5515 | 5515 | 2012-08-17 18:59 | 22.65 | 22.65 | 22.65 | 22.65 | 0 | 0 | 0 | 0 | 0 | 0 | 0 | 0 | 0 | 0 | 0 | 0 | 0 | 0 | 0 | 0 | 0 | 0 | System Off | 0 | 0
5516 | 5516 | 2012-08-17 19:59 | 21.24 | 21.24 | 21.24 | 21.24 | 0 | 0 | 0 | 0 | 0 | 0 | 0 | 0 | 0 | 0 | 0 | 0 | 0 | 0 | 0 | 0 | 0 | 0 | System Off | 0 | 0
5517 | 5517 | 2012-08-17 20:59 | 19.84 | 19.84 | 19.84 | 19.84 | 0 | 0 | 0 | 0 | 0 | 0 | 0 | 0 | 0 | 0 | 0 | 0 | 0 | 0 | 0 | 0 | 0 | 0 | System Off | 0 | 0
5518 | 5518 | 2012-08-17 21:59 | 19.57 | 19.57 | 19.57 | 19.57 | 0 | 0 | 0 | 0 | 0 | 0 | 0 | 0 | 0 | 0 | 0 | 0 | 0 | 0 | 0 | 0 | 0 | 0 | System Off | 0 | 0
5519 | 5519 | 2012-08-17 22:59 | 19.31 | 19.31 | 19.31 | 19.31 | 0 | 0 | 0 | 0 | 0 | 0 | 0 | 0 | 0 | 0 | 0 | 0 | 0 | 0 | 0 | 0 | 0 | 0 | System Off | 0 | 0
5520 | 5520 | 2012-08-17 23:59 | 19.04 | 19.04 | 19.04 | 19.04 | 0 | 0 | 0 | 0 | 0 | 0 | 0 | 0 | 0 | 0 | 0 | 0 | 0 | 0 | 0 | 0 | 0 | 0 | System Off | 0 | 0
5521 | 5521 | 2012-08-18 00:59 | 18.57 | 18.57 | 18.57 | 18.57 | 0 | 0 | 0 | 0 | 0 | 0 | 0 | 0 | 0 | 0 | 0 | 0 | 0 | 0 | 0 | 0 | 0 | 0 | System Off | 0 | 0
5522 | 5522 | 2012-08-18 01:59 | 18.09 | 18.09 | 18.09 | 18.09 | 0 | 0 | 0 | 0 | 0 | 0 | 0 | 0 | 0 | 0 | 0 | 0 | 0 | 0 | 0 | 0 | 0 | 0 | System Off | 0 | 0
5523 | 5523 | 2012-08-18 02:59 | 17.62 | 17.62 | 17.62 | 17.62 | 0 | 0 | 0 | 0 | 0 | 0 | 0 | 0 | 0 | 0 | 0 | 0 | 0 | 0 | 0 | 0 | 0 | 0 | System Off | 0 | 0
5524 | 5524 | 2012-08-18 03:59 | 18.33 | 18.33 | 18.33 | 18.33 | 0 | 0 | 0 | 0 | 0 | 0 | 0 | 0 | 0 | 0 | 0 | 0 | 0 | 0 | 0 | 0 | 0 | 0 | System Off | 0 | 0
5525 | 5525 | 2012-08-18 04:59 | 19.03 | 20.33 | 20.33 | 19.03 | 75.27 | 38.68 | 31.33 | 29 | 13.52 | 88.15 | 0.32 | 0.44 | 0.43 | 0.01 | 80.97 | 0 | 0 | 23.05 | 0.8213 | 0.09408 | 0 | 0 | System Off | 1 | 0
5526 | 5526 | 2012-08-18 05:59 | 19.74 | 28.78 | 28.78 | 19.74 | 496.33 | 451.95 | 218.91 | 183 | 14.13 | 596.55 | 0.73 | 0.76 | 0.74 | 0.16 | 629.01 | 0 | 0 | 144.34 | 0.8561 | 0.09408 | 0 | 0 | System Off | 1 | 0
5527 | 5527 | 2012-08-18 06:59 | 22.1 | 38.45 | 38.45 | 22.1 | 1012.32 | 957.09 | 406.89 | 378 | 13.95 | 1067.59 | 0.86 | 0.9 | 0.88 | 0.35 | 871.32 | 0 | 0 | 298.82 | 0.91013 | 0.09408 | 0 | 0 | System Off | 1 | 0
5528 | 5528 | 2012-08-18 07:59 | 24.46 | 50.06 | 50.06 | 24.46 | 1608.43 | 1538.88 | 654.58 | 621 | 13.49 | 1637.83 | 0.86 | 0.94 | 0.92 | 0.56 | 1101.58 | 0 | 0 | 493.76 | 0.94631 | 0.09408 | 0 | 0 | System Off | 1 | 0
5529 | 5529 | 2012-08-18 08:59 | 26.82 | 58.23 | 58.23 | 26.82 | 1977.63 | 1898.26 | 824.67 | 787 | 13.09 | 1992.78 | 0.84 | 0.95 | 0.93 | 0.69 | 1206.75 | 0 | 0 | 628.91 | 0.99617 | 0.09408 | 0 | 0 | System Off | 1 | 0
5530 | 5530 | 2012-08-18 09:59 | 27.89 | 64.39 | 64.39 | 27.89 | 2273.62 | 2185.84 | 968.04 | 926 | 12.79 | 2276.65 | 0.82 | 0.96 | 0.94 | 0.79 | 1332.65 | 0 | 0 | 742.76 | 1.0326 | 0.09408 | 0 | 0 | System Off | 1 | 0
5531 | 5531 | 2012-08-18 10:59 | 28.95 | 67.42 | 67.42 | 28.95 | 2392.65 | 2301.35 | 1030.3 | 987 | 12.63 | 2390.37 | 0.81 | 0.96 | 0.94 | 0.83 | 1415.38 | 0 | 0 | 793.29 | 1.0529 | 0.09408 | 0 | 0 | System Off | 1 | 0
5532 | 5532 | 2012-08-18 11:59 | 30.02 | 67.07 | 67.07 | 30.02 | 2328.67 | 2239.27 | 1001.98 | 959 | 12.65 | 2328.33 | 0.81 | 0.96 | 0.94 | 0.81 | 1372.66 | 0 | 0 | 770.59 | 1.0543 | 0.09408 | 0 | 0 | System Off | 1 | 0
5533 | 5533 | 2012-08-18 12:59 | 30.44 | 65.24 | 65.24 | 30.44 | 2116.45 | 2033.19 | 905.96 | 867 | 12.71 | 2122.63 | 0.82 | 0.96 | 0.93 | 0.74 | 1341.17 | 0 | 0 | 696.08 | 1.0377 | 0.09408 | 0 | 0 | System Off | 1 | 0
5534 | 5534 | 2012-08-18 13:59 | 30.85 | 60.44 | 60.44 | 30.85 | 1752.16 | 1678.88 | 740.49 | 706 | 12.93 | 1772.22 | 0.82 | 0.95 | 0.92 | 0.61 | 1233.48 | 0 | 0 | 565.32 | 1.0065 | 0.09408 | 0 | 0 | System Off | 1 | 0
5535 | 5535 | 2012-08-18 14:59 | 31.27 | 53.5 | 53.5 | 31.27 | 1273.46 | 1212.19 | 533.6 | 503 | 13.19 | 1315.86 | 0.82 | 0.92 | 0.9 | 0.44 | 937.56 | 0 | 0 | 401.46 | 0.96679 | 0.09408 | 0 | 0 | System Off | 1 | 0
5536 | 5536 | 2012-08-18 15:59 | 29.89 | 42.89 | 42.89 | 29.89 | 712.52 | 663.77 | 307.34 | 275 | 13.49 | 792.09 | 0.78 | 0.84 | 0.82 | 0.24 | 514.38 | 0 | 0 | 218.64 | 0.93937 | 0.09408 | 0 | 0 | System Off | 1 | 0
5537 | 5537 | 2012-08-18 16:59 | 28.51 | 32.83 | 32.83 | 28.51 | 183.31 | 144.81 | 100.62 | 72 | 13.26 | 269.94 | 0.5 | 0.54 | 0.52 | 0.05 | 104.11 | 0 | 0 | 57.41 | 0.88845 | 0.09408 | 0 | 0 | System Off | 1 | 0
5538 | 5538 | 2012-08-18 17:59 | 27.13 | 28.12 | 28.12 | 27.13 | 51.4 | 15.22 | 22.6 | 20 | 13.39 | 61.76 | 0.44 | 0.25 | 0.24 | 0.01 | 9.73 | 0 | 0 | 15.92 | 0.86908 | 0.09408 | 0 | 0 | System Off | 0 | 0
5539 | 5539 | 2012-08-18 18:59 | 25.74 | 25.74 | 25.74 | 25.74 | 0 | 0 | 0 | 0 | 0 | 0 | 0 | 0 | 0 | 0 | 0 | 0 | 0 | 0 | 0 | 0 | 0 | 0 | System Off | 0 | 0
5540 | 5540 | 2012-08-18 19:59 | 24.36 | 24.36 | 24.36 | 24.36 | 0 | 0 | 0 | 0 | 0 | 0 | 0 | 0 | 0 | 0 | 0 | 0 | 0 | 0 | 0 | 0 | 0 | 0 | System Off | 0 | 0
5541 | 5541 | 2012-08-18 20:59 | 22.97 | 22.97 | 22.97 | 22.97 | 0 | 0 | 0 | 0 | 0 | 0 | 0 | 0 | 0 | 0 | 0 | 0 | 0 | 0 | 0 | 0 | 0 | 0 | System Off | 0 | 0
5542 | 5542 | 2012-08-18 21:59 | 22.45 | 22.45 | 22.45 | 22.45 | 0 | 0 | 0 | 0 | 0 | 0 | 0 | 0 | 0 | 0 | 0 | 0 | 0 | 0 | 0 | 0 | 0 | 0 | System Off | 0 | 0
5543 | 5543 | 2012-08-18 22:59 | 21.93 | 21.93 | 21.93 | 21.93 | 0 | 0 | 0 | 0 | 0 | 0 | 0 | 0 | 0 | 0 | 0 | 0 | 0 | 0 | 0 | 0 | 0 | 0 | System Off | 0 | 0
5544 | 5544 | 2012-08-18 23:59 | 21.41 | 21.41 | 21.41 | 21.41 | 0 | 0 | 0 | 0 | 0 | 0 | 0 | 0 | 0 | 0 | 0 | 0 | 0 | 0 | 0 | 0 | 0 | 0 | System Off | 0 | 0
5545 | 5545 | 2012-08-19 00:59 | 20.99 | 20.99 | 20.99 | 20.99 | 0 | 0 | 0 | 0 | 0 | 0 | 0 | 0 | 0 | 0 | 0 | 0 | 0 | 0 | 0 | 0 | 0 | 0 | System Off | 0 | 0
5546 | 5546 | 2012-08-19 01:59 | 20.58 | 20.58 | 20.58 | 20.58 | 0 | 0 | 0 | 0 | 0 | 0 | 0 | 0 | 0 | 0 | 0 | 0 | 0 | 0 | 0 | 0 | 0 | 0 | System Off | 0 | 0
5547 | 5547 | 2012-08-19 02:59 | 20.16 | 20.16 | 20.16 | 20.16 | 0 | 0 | 0 | 0 | 0 | 0 | 0 | 0 | 0 | 0 | 0 | 0 | 0 | 0 | 0 | 0 | 0 | 0 | System Off | 0 | 0
5548 | 5548 | 2012-08-19 03:59 | 20.64 | 20.64 | 20.64 | 20.64 | 0 | 0 | 0 | 0 | 0 | 0 | 0 | 0 | 0 | 0 | 0 | 0 | 0 | 0 | 0 | 0 | 0 | 0 | System Off | 0 | 0
5549 | 5549 | 2012-08-19 04:59 | 21.11 | 22.3 | 22.3 | 21.11 | 70.22 | 33.72 | 29.57 | 27 | 13.55 | 82.61 | 0.34 | 0.41 | 0.4 | 0.01 | 70.58 | 0 | 0 | 21.45 | 0.83349 | 0.09408 | 0 | 0 | System Off | 1 | 0
5550 | 5550 | 2012-08-19 05:59 | 21.59 | 29.48 | 29.48 | 21.59 | 461.51 | 417.81 | 201.67 | 171 | 14.06 | 548.11 | 0.74 | 0.76 | 0.75 | 0.15 | 581.5 | 0 | 0 | 134.99 | 0.86517 | 0.09408 | 0 | 0 | System Off | 1 | 0
5551 | 5551 | 2012-08-19 06:59 | 24.48 | 40.8 | 40.8 | 24.48 | 1055.95 | 999.73 | 427.89 | 398 | 13.82 | 1112.15 | 0.84 | 0.9 | 0.88 | 0.36 | 910.15 | 0 | 0 | 315.14 | 0.92957 | 0.09408 | 0 | 0 | System Off | 1 | 0
5552 | 5552 | 2012-08-19 07:59 | 27.38 | 51.87 | 51.87 | 27.38 | 1605.62 | 1536.14 | 658.4 | 625 | 13.38 | 1634.87 | 0.85 | 0.94 | 0.92 | 0.56 | 1099.62 | 0 | 0 | 497.62 | 0.9662 | 0.09408 | 0 | 0 | System Off | 1 | 0
5553 | 5553 | 2012-08-19 08:59 | 30.28 | 60.18 | 60.18 | 30.28 | 1957.99 | 1879.16 | 823.67 | 786 | 12.97 | 1973.5 | 0.83 | 0.95 | 0.93 | 0.68 | 1194.61 | 0 | 0 | 629 | 1.0192 | 0.09408 | 0 | 0 | System Off | 1 | 0
5554 | 5554 | 2012-08-19 09:59 | 31.44 | 65.83 | 65.83 | 31.44 | 2207.19 | 2121.33 | 947.33 | 905 | 12.7 | 2213.68 | 0.81 | 0.96 | 0.93 | 0.77 | 1293.32 | 0 | 0 | 726.69 | 1.0525 | 0.09408 | 0 | 0 | System Off | 1 | 0
5555 | 5555 | 2012-08-19 10:59 | 32.6 | 68.97 | 68.97 | 32.6 | 2305.51 | 2216.79 | 1001.82 | 958 | 12.53 | 2308.04 | 0.8 | 0.96 | 0.93 | 0.8 | 1363.38 | 0 | 0 | 770.86 | 1.072 | 0.09408 | 0 | 0 | System Off | 1 | 0
5556 | 5556 | 2012-08-19 11:59 | 33.76 | 68.88 | 68.88 | 33.76 | 2224.5 | 2138.14 | 967.56 | 925 | 12.53 | 2229.96 | 0.8 | 0.96 | 0.93 | 0.77 | 1310.67 | 0 | 0 | 744.39 | 1.0731 | 0.09408 | 0 | 0 | System Off | 1 | 0
5557 | 5557 | 2012-08-19 12:59 | 33.99 | 66.41 | 66.41 | 33.99 | 1983.76 | 1904.21 | 857.22 | 818 | 12.63 | 1997.86 | 0.8 | 0.95 | 0.93 | 0.69 | 1256.09 | 0 | 0 | 657.42 | 1.0517 | 0.09408 | 0 | 0 | System Off | 1 | 0
5558 | 5558 | 2012-08-19 13:59 | 34.22 | 61.34 | 61.34 | 34.22 | 1610.07 | 1540.48 | 687.08 | 653 | 12.84 | 1637.84 | 0.82 | 0.94 | 0.92 | 0.56 | 1131.8 | 0 | 0 | 523.43 | 1.0181 | 0.09408 | 0 | 0 | System Off | 1 | 0
5559 | 5559 | 2012-08-19 14:59 | 34.45 | 54.61 | 54.61 | 34.45 | 1153.05 | 1094.61 | 488.43 | 459 | 13.08 | 1198.76 | 0.82 | 0.91 | 0.89 | 0.4 | 846.62 | 0 | 0 | 366.82 | 0.97856 | 0.09408 | 0 | 0 | System Off | 1 | 0
5560 | 5560 | 2012-08-19 15:59 | 32.82 | 43.82 | 43.82 | 32.82 | 601.8 | 555.31 | 258.97 | 235 | 13.34 | 664.9 | 0.77 | 0.84 | 0.82 | 0.2 | 430.33 | 0 | 0 | 187.21 | 0.92138 | 0.09408 | 0 | 0 | System Off | 1 | 0
5561 | 5561 | 2012-08-19 16:59 | 31.2 | 35.64 | 35.64 | 31.2 | 205.28 | 166.39 | 101.55 | 81 | 13.2 | 269.43 | 0.59 | 0.62 | 0.6 | 0.06 | 119.62 | 0 | 0 | 64.64 | 0.90735 | 0.09408 | 0 | 0 | System Off | 1 | 0
5562 | 5562 | 2012-08-19 17:59 | 29.57 | 30.5 | 30.5 | 29.57 | 46.3 | 10.21 | 20.71 | 19 | 12.69 | 56.07 | 0 | 0.18 | 0.18 | 0 | 6.52 | 0 | 0 | 15.26 | 0.88414 | 0.09408 | 0 | 0 | System Off | 0 | 0
5563 | 5563 | 2012-08-19 18:59 | 27.97 | 27.97 | 27.97 | 27.97 | 0 | 0 | 0 | 0 | 0 | 0 | 0 | 0 | 0 | 0 | 0 | 0 | 0 | 0 | 0 | 0 | 0 | 0 | System Off | 0 | 0
5564 | 5564 | 2012-08-19 19:59 | 26.38 | 26.38 | 26.38 | 26.38 | 0 | 0 | 0 | 0 | 0 | 0 | 0 | 0 | 0 | 0 | 0 | 0 | 0 | 0 | 0 | 0 | 0 | 0 | System Off | 0 | 0
5565 | 5565 | 2012-08-19 20:59 | 24.78 | 24.78 | 24.78 | 24.78 | 0 | 0 | 0 | 0 | 0 | 0 | 0 | 0 | 0 | 0 | 0 | 0 | 0 | 0 | 0 | 0 | 0 | 0 | System Off | 0 | 0
5566 | 5566 | 2012-08-19 21:59 | 24.56 | 24.56 | 24.56 | 24.56 | 0 | 0 | 0 | 0 | 0 | 0 | 0 | 0 | 0 | 0 | 0 | 0 | 0 | 0 | 0 | 0 | 0 | 0 | System Off | 0 | 0
5567 | 5567 | 2012-08-19 22:59 | 24.35 | 24.35 | 24.35 | 24.35 | 0 | 0 | 0 | 0 | 0 | 0 | 0 | 0 | 0 | 0 | 0 | 0 | 0 | 0 | 0 | 0 | 0 | 0 | System Off | 0 | 0
5568 | 5568 | 2012-08-19 23:59 | 24.13 | 24.13 | 24.13 | 24.13 | 0 | 0 | 0 | 0 | 0 | 0 | 0 | 0 | 0 | 0 | 0 | 0 | 0 | 0 | 0 | 0 | 0 | 0 | System Off | 0 | 0
5569 | 5569 | 2012-08-20 00:59 | 23.83 | 23.83 | 23.83 | 23.83 | 0 | 0 | 0 | 0 | 0 | 0 | 0 | 0 | 0 | 0 | 0 | 0 | 0 | 0 | 0 | 0 | 0 | 0 | System Off | 0 | 0
5570 | 5570 | 2012-08-20 01:59 | 23.54 | 23.54 | 23.54 | 23.54 | 0 | 0 | 0 | 0 | 0 | 0 | 0 | 0 | 0 | 0 | 0 | 0 | 0 | 0 | 0 | 0 | 0 | 0 | System Off | 0 | 0
5571 | 5571 | 2012-08-20 02:59 | 23.24 | 23.24 | 23.24 | 23.24 | 0 | 0 | 0 | 0 | 0 | 0 | 0 | 0 | 0 | 0 | 0 | 0 | 0 | 0 | 0 | 0 | 0 | 0 | System Off | 0 | 0
5572 | 5572 | 2012-08-20 03:59 | 23.27 | 23.27 | 23.27 | 23.27 | 0 | 0 | 0 | 0 | 0 | 0 | 0 | 0 | 0 | 0 | 0 | 0 | 0 | 0 | 0 | 0 | 0 | 0 | System Off | 0 | 0
5573 | 5573 | 2012-08-20 04:59 | 23.3 | 24.48 | 24.48 | 23.3 | 65.02 | 28.61 | 27.77 | 25 | 13.55 | 76.93 | 0.36 | 0.37 | 0.36 | 0.01 | 59.88 | 0 | 0 | 19.86 | 0.84646 | 0.09408 | 0 | 0 | System Off | 1 | 0
5574 | 5574 | 2012-08-20 05:59 | 23.34 | 31.82 | 31.82 | 23.34 | 469.32 | 425.47 | 208.36 | 175 | 13.97 | 561.17 | 0.72 | 0.76 | 0.74 | 0.15 | 592.16 | 0 | 0 | 138.31 | 0.8769 | 0.09408 | 0 | 0 | System Off | 1 | 0
5575 | 5575 | 2012-08-20 06:59 | 24.84 | 41.69 | 41.69 | 24.84 | 1009.14 | 953.98 | 411.12 | 382 | 13.76 | 1064.75 | 0.85 | 0.9 | 0.87 | 0.35 | 868.49 | 0 | 0 | 302.7 | 0.92867 | 0.09408 | 0 | 0 | System Off | 1 | 0
5576 | 5576 | 2012-08-20 07:59 | 26.35 | 52.52 | 52.52 | 26.35 | 1537.8 | 1470.04 | 633.87 | 601 | 13.33 | 1569.64 | 0.84 | 0.94 | 0.91 | 0.53 | 1052.31 | 0 | 0 | 478.84 | 0.95472 | 0.09408 | 0 | 0 | System Off | 1 | 0
5577 | 5577 | 2012-08-20 08:59 | 27.86 | 61.81 | 61.81 | 27.86 | 1926.57 | 1848.6 | 816.91 | 779 | 12.88 | 1943.32 | 0.82 | 0.95 | 0.93 | 0.67 | 1175.18 | 0 | 0 | 624.13 | 1.0018 | 0.09408 | 0 | 0 | System Off | 1 | 0
5578 | 5578 | 2012-08-20 09:59 | 28.74 | 65.35 | 65.35 | 28.74 | 2090.99 | 2008.45 | 898.54 | 857 | 12.71 | 2104.21 | 0.81 | 0.95 | 0.93 | 0.73 | 1224.49 | 0 | 0 | 688.1 | 1.0242 | 0.09408 | 0 | 0 | System Off | 1 | 0
5579 | 5579 | 2012-08-20 10:59 | 29.63 | 52.87 | 52.87 | 29.63 | 1393.47 | 1329.3 | 581.67 | 547 | 13.27 | 1438.24 | 0.83 | 0.92 | 0.9 | 0.48 | 817.55 | 0 | 0 | 436.13 | 0.96506 | 0.09408 | 0 | 0 | System Off | 1 | 0
5580 | 5580 | 2012-08-20 11:59 | 30.51 | 33.01 | 33.01 | 30.51 | 149.33 | 111.44 | 63.76 | 59 | 13.18 | 170.93 | 0.63 | 0.65 | 0.64 | 0.04 | 68.31 | 0 | 0 | 47.09 | 0.89837 | 0.09408 | 0 | 0 | System Off | 0 | 0
5581 | 5581 | 2012-08-20 12:59 | 30.07 | 37.01 | 37.01 | 30.07 | 426.73 | 383.7 | 176.71 | 164 | 13.55 | 466.31 | 0.79 | 0.82 | 0.8 | 0.14 | 253.1 | 0 | 0 | 130.29 | 0.91736 | 0.09408 | 0 | 0 | System Off | 1 | 0
5582 | 5582 | 2012-08-20 13:59 | 29.64 | 40.58 | 40.58 | 29.64 | 676.24 | 628.24 | 278.13 | 259 | 13.6 | 723.54 | 0.83 | 0.87 | 0.85 | 0.23 | 461.57 | 0 | 0 | 205.65 | 0.93435 | 0.09408 | 0 | 0 | System Off | 1 | 0
5583 | 5583 | 2012-08-20 14:59 | 29.2 | 33.54 | 33.54 | 29.2 | 264.5 | 224.53 | 110.21 | 102 | 13.51 | 294.85 | 0.73 | 0.76 | 0.74 | 0.08 | 173.66 | 0 | 0 | 81.08 | 0.89896 | 0.09408 | 0 | 0 | System Off | 1 | 0
5584 | 5584 | 2012-08-20 15:59 | 28.14 | 29.29 | 29.29 | 28.14 | 62.42 | 26.05 | 27.33 | 25 | 13 | 74.32 | 0.37 | 0.35 | 0.34 | 0.01 | 20.19 | 0 | 0 | 20 | 0.87643 | 0.09408 | 0 | 0 | System Off | 0 | 0
5585 | 5585 | 2012-08-20 16:59 | 27.09 | 31.03 | 31.03 | 27.09 | 203.77 | 164.9 | 87.33 | 78 | 13.61 | 235.93 | 0.69 | 0.7 | 0.68 | 0.06 | 118.55 | 0 | 0 | 61.93 | 0.88071 | 0.09408 | 0 | 0 | System Off | 1 | 0
5586 | 5586 | 2012-08-20 17:59 | 26.03 | 26.25 | 26.25 | 26.03 | 9.59 | 0 | 4.55 | 4 | 12.49 | 12.53 | 0 | 0 | 0 | 0 | 0 | 0 | 0 | 3.22 | 0.859 | 0.09408 | 0 | 0 | System Off | 0 | 0
5587 | 5587 | 2012-08-20 18:59 | 24.84 | 24.84 | 24.84 | 24.84 | 0 | 0 | 0 | 0 | 0 | 0 | 0 | 0 | 0 | 0 | 0 | 0 | 0 | 0 | 0 | 0 | 0 | 0 | System Off | 0 | 0
5588 | 5588 | 2012-08-20 19:59 | 23.65 | 23.65 | 23.65 | 23.65 | 0 | 0 | 0 | 0 | 0 | 0 | 0 | 0 | 0 | 0 | 0 | 0 | 0 | 0 | 0 | 0 | 0 | 0 | System Off | 0 | 0
5589 | 5589 | 2012-08-20 20:59 | 22.46 | 22.46 | 22.46 | 22.46 | 0 | 0 | 0 | 0 | 0 | 0 | 0 | 0 | 0 | 0 | 0 | 0 | 0 | 0 | 0 | 0 | 0 | 0 | System Off | 0 | 0
5590 | 5590 | 2012-08-20 21:59 | 22.09 | 22.09 | 22.09 | 22.09 | 0 | 0 | 0 | 0 | 0 | 0 | 0 | 0 | 0 | 0 | 0 | 0 | 0 | 0 | 0 | 0 | 0 | 0 | System Off | 0 | 0
5591 | 5591 | 2012-08-20 22:59 | 21.72 | 21.72 | 21.72 | 21.72 | 0 | 0 | 0 | 0 | 0 | 0 | 0 | 0 | 0 | 0 | 0 | 0 | 0 | 0 | 0 | 0 | 0 | 0 | System Off | 0 | 0
5592 | 5592 | 2012-08-20 23:59 | 21.35 | 21.35 | 21.35 | 21.35 | 0 | 0 | 0 | 0 | 0 | 0 | 0 | 0 | 0 | 0 | 0 | 0 | 0 | 0 | 0 | 0 | 0 | 0 | System Off | 0 | 0
5593 | 5593 | 2012-08-21 00:59 | 20.7 | 20.7 | 20.7 | 20.7 | 0 | 0 | 0 | 0 | 0 | 0 | 0 | 0 | 0 | 0 | 0 | 0 | 0 | 0 | 0 | 0 | 0 | 0 | System Off | 0 | 0
5594 | 5594 | 2012-08-21 01:59 | 20.06 | 20.06 | 20.06 | 20.06 | 0 | 0 | 0 | 0 | 0 | 0 | 0 | 0 | 0 | 0 | 0 | 0 | 0 | 0 | 0 | 0 | 0 | 0 | System Off | 0 | 0
5595 | 5595 | 2012-08-21 02:59 | 19.41 | 19.41 | 19.41 | 19.41 | 0 | 0 | 0 | 0 | 0 | 0 | 0 | 0 | 0 | 0 | 0 | 0 | 0 | 0 | 0 | 0 | 0 | 0 | System Off | 0 | 0
5596 | 5596 | 2012-08-21 03:59 | 19.99 | 19.99 | 19.99 | 19.99 | 0 | 0 | 0 | 0 | 0 | 0 | 0 | 0 | 0 | 0 | 0 | 0 | 0 | 0 | 0 | 0 | 0 | 0 | System Off | 0 | 0
5597 | 5597 | 2012-08-21 04:59 | 20.56 | 20.83 | 20.83 | 20.56 | 12 | 0 | 5.47 | 5 | 12.5 | 15.35 | 0 | 0 | 0 | 0 | 0 | 0 | 0 | 4.03 | 0.82577 | 0.09408 | 0 | 0 | System Off | 0 | 0
5598 | 5598 | 2012-08-21 05:59 | 21.14 | 28.96 | 28.96 | 21.14 | 363.67 | 321.84 | 154.31 | 136 | 13.93 | 420.24 | 0.78 | 0.77 | 0.75 | 0.12 | 447.94 | 0 | 0 | 107.54 | 0.85543 | 0.09408 | 0 | 0 | System Off | 1 | 0
5599 | 5599 | 2012-08-21 06:59 | 23.07 | 33.71 | 33.71 | 23.07 | 529.17 | 484.14 | 214.01 | 199 | 13.85 | 572.14 | 0.84 | 0.85 | 0.83 | 0.18 | 440.76 | 0 | 0 | 157.51 | 0.88012 | 0.09408 | 0 | 0 | System Off | 1 | 0
5600 | 5600 | 2012-08-21 07:59 | 25 | 48.32 | 48.32 | 25 | 1162.48 | 1103.82 | 478.33 | 451 | 13.42 | 1205.56 | 0.84 | 0.92 | 0.89 | 0.4 | 790.15 | 0 | 0 | 358.88 | 0.91565 | 0.09408 | 0 | 0 | System Off | 1 | 0
5601 | 5601 | 2012-08-21 08:59 | 26.94 | 42.4 | 42.4 | 26.94 | 785.87 | 735.58 | 323.07 | 301 | 13.6 | 834.28 | 0.84 | 0.88 | 0.86 | 0.27 | 467.62 | 0 | 0 | 239 | 0.92566 | 0.09408 | 0 | 0 | System Off | 1 | 0
5602 | 5602 | 2012-08-21 09:59 | 26.76 | 63.58 | 63.58 | 26.76 | 1720.61 | 1648.15 | 742.12 | 704 | 12.73 | 1751.61 | 0.81 | 0.94 | 0.92 | 0.6 | 1004.83 | 0 | 0 | 565.1 | 0.97942 | 0.09408 | 0 | 0 | System Off | 1 | 0
5603 | 5603 | 2012-08-21 10:59 | 26.57 | 49.67 | 49.67 | 26.57 | 1071.54 | 1014.97 | 447.81 | 419 | 13.32 | 1122.29 | 0.83 | 0.9 | 0.88 | 0.37 | 624.23 | 0 | 0 | 333.86 | 0.91926 | 0.09408 | 0 | 0 | System Off | 1 | 0
5604 | 5604 | 2012-08-21 11:59 | 26.39 | 61.78 | 61.78 | 26.39 | 1530.05 | 1462.49 | 659.8 | 623 | 12.79 | 1569.77 | 0.8 | 0.93 | 0.91 | 0.53 | 896.5 | 0 | 0 | 499.7 | 0.9603 | 0.09408 | 0 | 0 | System Off | 1 | 0
5605 | 5605 | 2012-08-21 12:59 | 26.57 | 54.11 | 54.11 | 26.57 | 1301.23 | 1239.3 | 547.18 | 515 | 13.16 | 1345.87 | 0.82 | 0.92 | 0.9 | 0.45 | 817.49 | 0 | 0 | 411.18 | 0.93891 | 0.09408 | 0 | 0 | System Off | 1 | 0
5606 | 5606 | 2012-08-21 13:59 | 26.75 | 52.3 | 52.3 | 26.75 | 1296.22 | 1234.41 | 539.63 | 509 | 13.26 | 1337.52 | 0.83 | 0.92 | 0.9 | 0.45 | 906.93 | 0 | 0 | 405.86 | 0.93871 | 0.09408 | 0 | 0 | System Off | 1 | 0
5607 | 5607 | 2012-08-21 14:59 | 26.93 | 39.3 | 39.3 | 26.93 | 676.56 | 628.55 | 276.54 | 257 | 13.71 | 723.12 | 0.83 | 0.87 | 0.85 | 0.23 | 486.15 | 0 | 0 | 203.77 | 0.91645 | 0.09408 | 0 | 0 | System Off | 1 | 0
5608 | 5608 | 2012-08-21 15:59 | 26.07 | 37.14 | 37.14 | 26.07 | 593.83 | 547.51 | 248.24 | 225 | 13.75 | 654.75 | 0.81 | 0.84 | 0.82 | 0.2 | 424.28 | 0 | 0 | 178.32 | 0.90437 | 0.09408 | 0 | 0 | System Off | 1 | 0
5609 | 5609 | 2012-08-21 16:59 | 25.22 | 29.57 | 29.57 | 25.22 | 210.49 | 171.5 | 97.96 | 80 | 13.7 | 266.14 | 0.61 | 0.64 | 0.63 | 0.06 | 123.3 | 0 | 0 | 63.44 | 0.86944 | 0.09408 | 0 | 0 | System Off | 1 | 0
5610 | 5610 | 2012-08-21 17:59 | 24.36 | 25.15 | 25.15 | 24.36 | 40.65 | 4.65 | 17.82 | 16 | 13.23 | 49.24 | 0 | 0.09 | 0.09 | 0 | 2.98 | 0 | 0 | 12.76 | 0.85115 | 0.09408 | 0 | 0 | System Off | 0 | 0
5611 | 5611 | 2012-08-21 18:59 | 23.24 | 23.24 | 23.24 | 23.24 | 0 | 0 | 0 | 0 | 0 | 0 | 0 | 0 | 0 | 0 | 0 | 0 | 0 | 0 | 0 | 0 | 0 | 0 | System Off | 0 | 0
5612 | 5612 | 2012-08-21 19:59 | 22.11 | 22.11 | 22.11 | 22.11 | 0 | 0 | 0 | 0 | 0 | 0 | 0 | 0 | 0 | 0 | 0 | 0 | 0 | 0 | 0 | 0 | 0 | 0 | System Off | 0 | 0
5613 | 5613 | 2012-08-21 20:59 | 20.99 | 20.99 | 20.99 | 20.99 | 0 | 0 | 0 | 0 | 0 | 0 | 0 | 0 | 0 | 0 | 0 | 0 | 0 | 0 | 0 | 0 | 0 | 0 | System Off | 0 | 0
5614 | 5614 | 2012-08-21 21:59 | 20.79 | 20.79 | 20.79 | 20.79 | 0 | 0 | 0 | 0 | 0 | 0 | 0 | 0 | 0 | 0 | 0 | 0 | 0 | 0 | 0 | 0 | 0 | 0 | System Off | 0 | 0
5615 | 5615 | 2012-08-21 22:59 | 20.6 | 20.6 | 20.6 | 20.6 | 0 | 0 | 0 | 0 | 0 | 0 | 0 | 0 | 0 | 0 | 0 | 0 | 0 | 0 | 0 | 0 | 0 | 0 | System Off | 0 | 0
5616 | 5616 | 2012-08-21 23:59 | 20.4 | 20.4 | 20.4 | 20.4 | 0 | 0 | 0 | 0 | 0 | 0 | 0 | 0 | 0 | 0 | 0 | 0 | 0 | 0 | 0 | 0 | 0 | 0 | System Off | 0 | 0
5617 | 5617 | 2012-08-22 00:59 | 19.89 | 19.89 | 19.89 | 19.89 | 0 | 0 | 0 | 0 | 0 | 0 | 0 | 0 | 0 | 0 | 0 | 0 | 0 | 0 | 0 | 0 | 0 | 0 | System Off | 0 | 0
5618 | 5618 | 2012-08-22 01:59 | 19.39 | 19.39 | 19.39 | 19.39 | 0 | 0 | 0 | 0 | 0 | 0 | 0 | 0 | 0 | 0 | 0 | 0 | 0 | 0 | 0 | 0 | 0 | 0 | System Off | 0 | 0
5619 | 5619 | 2012-08-22 02:59 | 18.88 | 18.88 | 18.88 | 18.88 | 0 | 0 | 0 | 0 | 0 | 0 | 0 | 0 | 0 | 0 | 0 | 0 | 0 | 0 | 0 | 0 | 0 | 0 | System Off | 0 | 0
5620 | 5620 | 2012-08-22 03:59 | 18.47 | 18.47 | 18.47 | 18.47 | 0 | 0 | 0 | 0 | 0 | 0 | 0 | 0 | 0 | 0 | 0 | 0 | 0 | 0 | 0 | 0 | 0 | 0 | System Off | 0 | 0
5621 | 5621 | 2012-08-22 04:59 | 18.06 | 18.96 | 18.96 | 18.06 | 55.48 | 19.23 | 23.25 | 21 | 13.76 | 65.77 | 0.43 | 0.29 | 0.29 | 0.01 | 40.25 | 0 | 0 | 16.64 | 0.81387 | 0.09408 | 0 | 0 | System Off | 1 | 0
5622 | 5622 | 2012-08-22 05:59 | 17.66 | 24.87 | 24.87 | 17.66 | 446.44 | 403.03 | 190.23 | 162 | 14.35 | 526.21 | 0.79 | 0.77 | 0.75 | 0.15 | 560.93 | 0 | 0 | 127.41 | 0.83909 | 0.09408 | 0 | 0 | System Off | 1 | 0
5623 | 5623 | 2012-08-22 06:59 | 18.56 | 29.37 | 29.37 | 18.56 | 755.56 | 705.9 | 295.83 | 275 | 14.31 | 804.35 | 0.88 | 0.88 | 0.86 | 0.26 | 642.65 | 0 | 0 | 216.4 | 0.86695 | 0.09408 | 0 | 0 | System Off | 1 | 0
5624 | 5624 | 2012-08-22 07:59 | 19.47 | 28.63 | 28.63 | 19.47 | 663.53 | 615.79 | 259.47 | 242 | 14.28 | 707.5 | 0.85 | 0.87 | 0.85 | 0.22 | 440.8 | 0 | 0 | 190.5 | 0.86607 | 0.09408 | 0 | 0 | System Off | 1 | 0
5625 | 5625 | 2012-08-22 08:59 | 20.38 | 38.86 | 38.86 | 20.38 | 1377.37 | 1313.6 | 541.36 | 510 | 14.07 | 1418.1 | 0.89 | 0.93 | 0.9 | 0.48 | 835.08 | 0 | 0 | 402.56 | 0.92565 | 0.09408 | 0 | 0 | System Off | 1 | 0
5626 | 5626 | 2012-08-22 09:59 | 21.08 | 47.11 | 47.11 | 21.08 | 1848.72 | 1772.86 | 741.11 | 703 | 13.7 | 1877.25 | 0.86 | 0.94 | 0.92 | 0.64 | 1080.86 | 0 | 0 | 557.5 | 0.94064 | 0.09408 | 0 | 0 | System Off | 1 | 0
5627 | 5627 | 2012-08-22 10:59 | 21.78 | 44.83 | 44.83 | 21.78 | 1591.14 | 1522.04 | 637.75 | 602 | 13.77 | 1630.68 | 0.86 | 0.93 | 0.91 | 0.55 | 936.08 | 0 | 0 | 476.99 | 0.92493 | 0.09408 | 0 | 0 | System Off | 1 | 0
5628 | 5628 | 2012-08-22 11:59 | 22.48 | 46.75 | 46.75 | 22.48 | 1614.18 | 1544.48 | 651.38 | 615 | 13.67 | 1652.43 | 0.86 | 0.93 | 0.91 | 0.56 | 946.76 | 0 | 0 | 487.88 | 0.93213 | 0.09408 | 0 | 0 | System Off | 1 | 0
5629 | 5629 | 2012-08-22 12:59 | 22.47 | 45.59 | 45.59 | 22.47 | 1557.64 | 1489.39 | 625.69 | 591 | 13.73 | 1594.86 | 0.86 | 0.93 | 0.91 | 0.54 | 982.46 | 0 | 0 | 468.5 | 0.9272 | 0.09408 | 0 | 0 | System Off | 1 | 0
5630 | 5630 | 2012-08-22 13:59 | 22.46 | 43.9 | 43.9 | 22.46 | 1464.24 | 1398.33 | 584.47 | 553 | 13.79 | 1500.15 | 0.87 | 0.93 | 0.91 | 0.51 | 1027.36 | 0 | 0 | 438.03 | 0.91948 | 0.09408 | 0 | 0 | System Off | 1 | 0
5631 | 5631 | 2012-08-22 14:59 | 22.45 | 36.86 | 36.86 | 22.45 | 998.48 | 943.56 | 395.97 | 371 | 14.02 | 1045.56 | 0.86 | 0.9 | 0.88 | 0.34 | 729.79 | 0 | 0 | 293.03 | 0.91088 | 0.09408 | 0 | 0 | System Off | 1 | 0
5632 | 5632 | 2012-08-22 15:59 | 21.5 | 30.5 | 30.5 | 21.5 | 572.53 | 526.64 | 232.41 | 211 | 14.13 | 629.16 | 0.82 | 0.84 | 0.82 | 0.19 | 408.11 | 0 | 0 | 166.41 | 0.87259 | 0.09408 | 0 | 0 | System Off | 1 | 0
5633 | 5633 | 2012-08-22 16:59 | 20.55 | 24.47 | 24.47 | 20.55 | 213.56 | 174.51 | 94.56 | 80 | 13.9 | 261.97 | 0.63 | 0.67 | 0.65 | 0.06 | 125.46 | 0 | 0 | 63.28 | 0.84063 | 0.09408 | 0 | 0 | System Off | 1 | 0
5634 | 5634 | 2012-08-22 17:59 | 19.6 | 20.2 | 20.2 | 19.6 | 30.95 | 0 | 13.41 | 12 | 13.43 | 37.76 | 0 | 0 | 0 | 0 | 0 | 0 | 0 | 9.55 | 0.82136 | 0.09408 | 0 | 0 | System Off | 0 | 0
5635 | 5635 | 2012-08-22 18:59 | 18.14 | 18.14 | 18.14 | 18.14 | 0 | 0 | 0 | 0 | 0 | 0 | 0 | 0 | 0 | 0 | 0 | 0 | 0 | 0 | 0 | 0 | 0 | 0 | System Off | 0 | 0
5636 | 5636 | 2012-08-22 19:59 | 16.69 | 16.69 | 16.69 | 16.69 | 0 | 0 | 0 | 0 | 0 | 0 | 0 | 0 | 0 | 0 | 0 | 0 | 0 | 0 | 0 | 0 | 0 | 0 | System Off | 0 | 0
5637 | 5637 | 2012-08-22 20:59 | 15.23 | 15.23 | 15.23 | 15.23 | 0 | 0 | 0 | 0 | 0 | 0 | 0 | 0 | 0 | 0 | 0 | 0 | 0 | 0 | 0 | 0 | 0 | 0 | System Off | 0 | 0
5638 | 5638 | 2012-08-22 21:59 | 14.74 | 14.74 | 14.74 | 14.74 | 0 | 0 | 0 | 0 | 0 | 0 | 0 | 0 | 0 | 0 | 0 | 0 | 0 | 0 | 0 | 0 | 0 | 0 | System Off | 0 | 0
5639 | 5639 | 2012-08-22 22:59 | 14.26 | 14.26 | 14.26 | 14.26 | 0 | 0 | 0 | 0 | 0 | 0 | 0 | 0 | 0 | 0 | 0 | 0 | 0 | 0 | 0 | 0 | 0 | 0 | System Off | 0 | 0
5640 | 5640 | 2012-08-22 23:59 | 13.77 | 13.77 | 13.77 | 13.77 | 0 | 0 | 0 | 0 | 0 | 0 | 0 | 0 | 0 | 0 | 0 | 0 | 0 | 0 | 0 | 0 | 0 | 0 | System Off | 0 | 0
5641 | 5641 | 2012-08-23 00:59 | 13.7 | 13.7 | 13.7 | 13.7 | 0 | 0 | 0 | 0 | 0 | 0 | 0 | 0 | 0 | 0 | 0 | 0 | 0 | 0 | 0 | 0 | 0 | 0 | System Off | 0 | 0
5642 | 5642 | 2012-08-23 01:59 | 13.63 | 13.63 | 13.63 | 13.63 | 0 | 0 | 0 | 0 | 0 | 0 | 0 | 0 | 0 | 0 | 0 | 0 | 0 | 0 | 0 | 0 | 0 | 0 | System Off | 0 | 0
5643 | 5643 | 2012-08-23 02:59 | 13.56 | 13.56 | 13.56 | 13.56 | 0 | 0 | 0 | 0 | 0 | 0 | 0 | 0 | 0 | 0 | 0 | 0 | 0 | 0 | 0 | 0 | 0 | 0 | System Off | 0 | 0
5644 | 5644 | 2012-08-23 03:59 | 13.6 | 13.6 | 13.6 | 13.6 | 0 | 0 | 0 | 0 | 0 | 0 | 0 | 0 | 0 | 0 | 0 | 0 | 0 | 0 | 0 | 0 | 0 | 0 | System Off | 0 | 0
5645 | 5645 | 2012-08-23 04:59 | 13.64 | 14.78 | 14.78 | 13.64 | 59.54 | 23.22 | 24.4 | 22 | 14.1 | 70.07 | 0.41 | 0.33 | 0.32 | 0.01 | 48.59 | 0 | 0 | 17.36 | 0.78774 | 0.09408 | 0 | 0 | System Off | 1 | 0
5646 | 5646 | 2012-08-23 05:59 | 13.69 | 23.36 | 23.36 | 13.69 | 472.1 | 428.2 | 201.8 | 170 | 14.46 | 561.42 | 0.74 | 0.76 | 0.75 | 0.15 | 595.96 | 0 | 0 | 133.51 | 0.81656 | 0.09408 | 0 | 0 | System Off | 1 | 0
5647 | 5647 | 2012-08-23 06:59 | 15.88 | 34.19 | 34.19 | 15.88 | 944.1 | 890.38 | 373.77 | 347 | 14.17 | 997.39 | 0.86 | 0.89 | 0.87 | 0.32 | 810.59 | 0 | 0 | 273.54 | 0.86466 | 0.09408 | 0 | 0 | System Off | 1 | 0
5648 | 5648 | 2012-08-23 07:59 | 18.08 | 50.7 | 50.7 | 18.08 | 1596.31 | 1527.07 | 651.54 | 618 | 13.45 | 1625.79 | 0.84 | 0.94 | 0.92 | 0.55 | 1093.13 | 0 | 0 | 491.6 | 0.93351 | 0.09408 | 0 | 0 | System Off | 1 | 0
5649 | 5649 | 2012-08-23 08:59 | 20.28 | 61.16 | 61.16 | 20.28 | 1883.6 | 1806.8 | 797.53 | 760 | 12.91 | 1902.64 | 0.82 | 0.95 | 0.93 | 0.65 | 1148.61 | 0 | 0 | 608.7 | 0.94833 | 0.09408 | 0 | 0 | System Off | 1 | 0
5650 | 5650 | 2012-08-23 09:59 | 21.13 | 68.22 | 68.22 | 21.13 | 2126.56 | 2043.01 | 924.32 | 883 | 12.54 | 2136.73 | 0.8 | 0.96 | 0.93 | 0.74 | 1245.57 | 0 | 0 | 710.43 | 0.97942 | 0.09408 | 0 | 0 | System Off | 1 | 0
5651 | 5651 | 2012-08-23 10:59 | 21.97 | 72.2 | 72.2 | 21.97 | 2245.07 | 2158.12 | 990.99 | 947 | 12.35 | 2249.51 | 0.79 | 0.96 | 0.93 | 0.78 | 1327.29 | 0 | 0 | 763.78 | 0.99844 | 0.09408 | 0 | 0 | System Off | 1 | 0
5652 | 5652 | 2012-08-23 11:59 | 22.82 | 71 | 71 | 22.82 | 2175.35 | 2090.41 | 956.33 | 914 | 12.4 | 2182.88 | 0.79 | 0.96 | 0.93 | 0.76 | 1281.41 | 0 | 0 | 736.72 | 0.9972 | 0.09408 | 0 | 0 | System Off | 1 | 0
5653 | 5653 | 2012-08-23 12:59 | 22.94 | 67.28 | 67.28 | 22.94 | 1988.98 | 1909.29 | 862.33 | 823 | 12.59 | 2001.91 | 0.8 | 0.95 | 0.93 | 0.69 | 1259.44 | 0 | 0 | 661.8 | 0.979 | 0.09408 | 0 | 0 | System Off | 1 | 0
5654 | 5654 | 2012-08-23 13:59 | 23.07 | 59.94 | 59.94 | 23.07 | 1659.41 | 1588.55 | 702.22 | 668 | 12.94 | 1684.25 | 0.81 | 0.94 | 0.92 | 0.57 | 1167.12 | 0 | 0 | 534.81 | 0.94774 | 0.09408 | 0 | 0 | System Off | 1 | 0
5655 | 5655 | 2012-08-23 14:59 | 23.19 | 50.29 | 50.29 | 23.19 | 1218.81 | 1158.84 | 505.24 | 476 | 13.34 | 1262.9 | 0.83 | 0.92 | 0.9 | 0.42 | 896.3 | 0 | 0 | 379.2 | 0.93778 | 0.09408 | 0 | 0 | System Off | 1 | 0
5656 | 5656 | 2012-08-23 15:59 | 22.23 | 36.65 | 36.65 | 22.23 | 674.34 | 626.38 | 283.93 | 254 | 13.83 | 750.33 | 0.81 | 0.83 | 0.82 | 0.23 | 485.4 | 0 | 0 | 201.1 | 0.88598 | 0.09408 | 0 | 0 | System Off | 1 | 0
5657 | 5657 | 2012-08-23 16:59 | 21.26 | 25.59 | 25.59 | 21.26 | 170.75 | 132.47 | 89.77 | 65 | 13.68 | 247.63 | 0.56 | 0.53 | 0.52 | 0.05 | 95.24 | 0 | 0 | 51.56 | 0.84201 | 0.09408 | 0 | 0 | System Off | 1 | 0
5658 | 5658 | 2012-08-23 17:59 | 20.3 | 20.9 | 20.9 | 20.3 | 30.14 | 0 | 13.13 | 12 | 13.08 | 36.86 | 0 | 0 | 0 | 0 | 0 | 0 | 0 | 9.59 | 0.8256 | 0.09408 | 0 | 0 | System Off | 0 | 0
5659 | 5659 | 2012-08-23 18:59 | 19.23 | 19.23 | 19.23 | 19.23 | 0 | 0 | 0 | 0 | 0 | 0 | 0 | 0 | 0 | 0 | 0 | 0 | 0 | 0 | 0 | 0 | 0 | 0 | System Off | 0 | 0
5660 | 5660 | 2012-08-23 19:59 | 18.17 | 18.17 | 18.17 | 18.17 | 0 | 0 | 0 | 0 | 0 | 0 | 0 | 0 | 0 | 0 | 0 | 0 | 0 | 0 | 0 | 0 | 0 | 0 | System Off | 0 | 0
5661 | 5661 | 2012-08-23 20:59 | 17.1 | 17.1 | 17.1 | 17.1 | 0 | 0 | 0 | 0 | 0 | 0 | 0 | 0 | 0 | 0 | 0 | 0 | 0 | 0 | 0 | 0 | 0 | 0 | System Off | 0 | 0
5662 | 5662 | 2012-08-23 21:59 | 16.76 | 16.76 | 16.76 | 16.76 | 0 | 0 | 0 | 0 | 0 | 0 | 0 | 0 | 0 | 0 | 0 | 0 | 0 | 0 | 0 | 0 | 0 | 0 | System Off | 0 | 0
5663 | 5663 | 2012-08-23 22:59 | 16.43 | 16.43 | 16.43 | 16.43 | 0 | 0 | 0 | 0 | 0 | 0 | 0 | 0 | 0 | 0 | 0 | 0 | 0 | 0 | 0 | 0 | 0 | 0 | System Off | 0 | 0
5664 | 5664 | 2012-08-23 23:59 | 16.09 | 16.09 | 16.09 | 16.09 | 0 | 0 | 0 | 0 | 0 | 0 | 0 | 0 | 0 | 0 | 0 | 0 | 0 | 0 | 0 | 0 | 0 | 0 | System Off | 0 | 0
5665 | 5665 | 2012-08-24 00:59 | 16.06 | 16.06 | 16.06 | 16.06 | 0 | 0 | 0 | 0 | 0 | 0 | 0 | 0 | 0 | 0 | 0 | 0 | 0 | 0 | 0 | 0 | 0 | 0 | System Off | 0 | 0
5666 | 5666 | 2012-08-24 01:59 | 16.03 | 16.03 | 16.03 | 16.03 | 0 | 0 | 0 | 0 | 0 | 0 | 0 | 0 | 0 | 0 | 0 | 0 | 0 | 0 | 0 | 0 | 0 | 0 | System Off | 0 | 0
5667 | 5667 | 2012-08-24 02:59 | 16 | 16 | 16 | 16 | 0 | 0 | 0 | 0 | 0 | 0 | 0 | 0 | 0 | 0 | 0 | 0 | 0 | 0 | 0 | 0 | 0 | 0 | System Off | 0 | 0
5668 | 5668 | 2012-08-24 03:59 | 16.24 | 16.24 | 16.24 | 16.24 | 0 | 0 | 0 | 0 | 0 | 0 | 0 | 0 | 0 | 0 | 0 | 0 | 0 | 0 | 0 | 0 | 0 | 0 | System Off | 0 | 0
5669 | 5669 | 2012-08-24 04:59 | 16.48 | 17.22 | 17.22 | 16.48 | 36.54 | 0.62 | 15.48 | 14 | 13.59 | 44.07 | 0 | 0.01 | 0.01 | 0 | 1.3 | 0 | 0 | 11.12 | 0.80305 | 0.09408 | 0 | 0 | System Off | 0 | 0
5670 | 5670 | 2012-08-24 05:59 | 16.72 | 24 | 24 | 16.72 | 366.2 | 324.33 | 152.8 | 134 | 14.23 | 424.07 | 0.79 | 0.76 | 0.75 | 0.12 | 451.4 | 0 | 0 | 105.55 | 0.82793 | 0.09408 | 0 | 0 | System Off | 1 | 0
5671 | 5671 | 2012-08-24 06:59 | 18.53 | 27.93 | 27.93 | 18.53 | 492.56 | 448.25 | 195 | 181 | 14.17 | 533.15 | 0.82 | 0.84 | 0.82 | 0.16 | 408.08 | 0 | 0 | 142.68 | 0.84824 | 0.09408 | 0 | 0 | System Off | 1 | 0
5672 | 5672 | 2012-08-24 07:59 | 20.34 | 52.34 | 52.34 | 20.34 | 1595.86 | 1526.63 | 655.78 | 623 | 13.34 | 1625.16 | 0.84 | 0.94 | 0.92 | 0.55 | 1092.81 | 0 | 0 | 496.27 | 0.92061 | 0.09408 | 0 | 0 | System Off | 1 | 0
5673 | 5673 | 2012-08-24 08:59 | 22.16 | 63.91 | 63.91 | 22.16 | 1979.94 | 1900.5 | 845.57 | 807 | 12.78 | 1992.9 | 0.82 | 0.95 | 0.93 | 0.69 | 1208.18 | 0 | 0 | 647.39 | 0.97025 | 0.09408 | 0 | 0 | System Off | 1 | 0
5674 | 5674 | 2012-08-24 09:59 | 22.75 | 63.47 | 63.47 | 22.75 | 1960.27 | 1881.37 | 838.64 | 798 | 12.79 | 1980.44 | 0.81 | 0.95 | 0.93 | 0.68 | 1147.02 | 0 | 0 | 640.04 | 0.97225 | 0.09408 | 0 | 0 | System Off | 1 | 0
5675 | 5675 | 2012-08-24 10:59 | 23.34 | 62.2 | 62.2 | 23.34 | 1907.17 | 1829.73 | 813.73 | 773 | 12.85 | 1932.41 | 0.81 | 0.95 | 0.92 | 0.66 | 1125.32 | 0 | 0 | 619.56 | 0.97091 | 0.09408 | 0 | 0 | System Off | 1 | 0
5676 | 5676 | 2012-08-24 11:59 | 23.93 | 68.15 | 68.15 | 23.93 | 2167.36 | 2082.65 | 941.07 | 899 | 12.56 | 2176.14 | 0.8 | 0.96 | 0.93 | 0.75 | 1276.66 | 0 | 0 | 723.19 | 1.0011 | 0.09408 | 0 | 0 | System Off | 1 | 0
5677 | 5677 | 2012-08-24 12:59 | 23.82 | 48.93 | 48.93 | 23.82 | 1244.51 | 1183.93 | 513.22 | 482 | 13.45 | 1290.15 | 0.84 | 0.92 | 0.9 | 0.43 | 780.97 | 0 | 0 | 383.44 | 0.91438 | 0.09408 | 0 | 0 | System Off | 1 | 0
5678 | 5678 | 2012-08-24 13:59 | 23.72 | 44.7 | 44.7 | 23.72 | 1005.53 | 950.45 | 411.48 | 386 | 13.57 | 1052.66 | 0.83 | 0.9 | 0.88 | 0.34 | 698.3 | 0 | 0 | 306.61 | 0.92249 | 0.09408 | 0 | 0 | System Off | 1 | 0
5679 | 5679 | 2012-08-24 14:59 | 23.61 | 28.27 | 28.27 | 23.61 | 212.71 | 173.68 | 87.44 | 81 | 13.68 | 238.76 | 0.69 | 0.73 | 0.71 | 0.06 | 134.33 | 0 | 0 | 64.25 | 0.85967 | 0.09408 | 0 | 0 | System Off | 1 | 0
5680 | 5680 | 2012-08-24 15:59 | 22.61 | 25.22 | 25.22 | 22.61 | 122.68 | 85.25 | 51.01 | 47 | 13.59 | 140.91 | 0.59 | 0.61 | 0.59 | 0.03 | 66.07 | 0 | 0 | 37.32 | 0.84666 | 0.09408 | 0 | 0 | System Off | 0 | 0
5681 | 5681 | 2012-08-24 16:59 | 21.6 | 23 | 23 | 21.6 | 66.69 | 30.25 | 28.24 | 26 | 13.36 | 78.66 | 0.35 | 0.38 | 0.38 | 0.01 | 21.75 | 0 | 0 | 20.71 | 0.83629 | 0.09408 | 0 | 0 | System Off | 0 | 0
5682 | 5682 | 2012-08-24 17:59 | 20.6 | 21.08 | 21.08 | 20.6 | 22.68 | 0 | 10.02 | 9 | 13.12 | 28.11 | 0 | 0 | 0 | 0 | 0 | 0 | 0 | 7.19 | 0.82681 | 0.09408 | 0 | 0 | System Off | 0 | 0
5683 | 5683 | 2012-08-24 18:59 | 20.22 | 20.22 | 20.22 | 20.22 | 0 | 0 | 0 | 0 | 0 | 0 | 0 | 0 | 0 | 0 | 0 | 0 | 0 | 0 | 0 | 0 | 0 | 0 | System Off | 0 | 0
5684 | 5684 | 2012-08-24 19:59 | 19.84 | 19.84 | 19.84 | 19.84 | 0 | 0 | 0 | 0 | 0 | 0 | 0 | 0 | 0 | 0 | 0 | 0 | 0 | 0 | 0 | 0 | 0 | 0 | System Off | 0 | 0
5685 | 5685 | 2012-08-24 20:59 | 19.46 | 19.46 | 19.46 | 19.46 | 0 | 0 | 0 | 0 | 0 | 0 | 0 | 0 | 0 | 0 | 0 | 0 | 0 | 0 | 0 | 0 | 0 | 0 | System Off | 0 | 0
5686 | 5686 | 2012-08-24 21:59 | 19.38 | 19.38 | 19.38 | 19.38 | 0 | 0 | 0 | 0 | 0 | 0 | 0 | 0 | 0 | 0 | 0 | 0 | 0 | 0 | 0 | 0 | 0 | 0 | System Off | 0 | 0
5687 | 5687 | 2012-08-24 22:59 | 19.31 | 19.31 | 19.31 | 19.31 | 0 | 0 | 0 | 0 | 0 | 0 | 0 | 0 | 0 | 0 | 0 | 0 | 0 | 0 | 0 | 0 | 0 | 0 | System Off | 0 | 0
5688 | 5688 | 2012-08-24 23:59 | 19.23 | 19.23 | 19.23 | 19.23 | 0 | 0 | 0 | 0 | 0 | 0 | 0 | 0 | 0 | 0 | 0 | 0 | 0 | 0 | 0 | 0 | 0 | 0 | System Off | 0 | 0
5689 | 5689 | 2012-08-25 00:59 | 18.7 | 18.7 | 18.7 | 18.7 | 0 | 0 | 0 | 0 | 0 | 0 | 0 | 0 | 0 | 0 | 0 | 0 | 0 | 0 | 0 | 0 | 0 | 0 | System Off | 0 | 0
5690 | 5690 | 2012-08-25 01:59 | 18.17 | 18.17 | 18.17 | 18.17 | 0 | 0 | 0 | 0 | 0 | 0 | 0 | 0 | 0 | 0 | 0 | 0 | 0 | 0 | 0 | 0 | 0 | 0 | System Off | 0 | 0
5691 | 5691 | 2012-08-25 02:59 | 17.64 | 17.64 | 17.64 | 17.64 | 0 | 0 | 0 | 0 | 0 | 0 | 0 | 0 | 0 | 0 | 0 | 0 | 0 | 0 | 0 | 0 | 0 | 0 | System Off | 0 | 0
5692 | 5692 | 2012-08-25 03:59 | 17.86 | 17.86 | 17.86 | 17.86 | 0 | 0 | 0 | 0 | 0 | 0 | 0 | 0 | 0 | 0 | 0 | 0 | 0 | 0 | 0 | 0 | 0 | 0 | System Off | 0 | 0
5693 | 5693 | 2012-08-25 04:59 | 18.08 | 18.37 | 18.37 | 18.08 | 16.46 | 0 | 7.29 | 6 | 14.29 | 20.65 | 0 | 0 | 0 | 0 | 0 | 0 | 0 | 4.72 | 0.81102 | 0.09408 | 0 | 0 | System Off | 0 | 0
5694 | 5694 | 2012-08-25 05:59 | 18.31 | 20.75 | 20.75 | 18.31 | 156.21 | 118.19 | 63.15 | 58 | 14.03 | 177.43 | 0.63 | 0.67 | 0.65 | 0.04 | 164.5 | 0 | 0 | 45.8 | 0.82265 | 0.09408 | 0 | 0 | System Off | 1 | 0
5695 | 5695 | 2012-08-25 06:59 | 18.97 | 29.05 | 29.05 | 18.97 | 696.87 | 648.44 | 273.31 | 254 | 14.29 | 744.07 | 0.84 | 0.87 | 0.85 | 0.23 | 590.33 | 0 | 0 | 199.92 | 0.86535 | 0.09408 | 0 | 0 | System Off | 1 | 0
5696 | 5696 | 2012-08-25 07:59 | 19.64 | 22.05 | 22.05 | 19.64 | 169.05 | 130.81 | 68.31 | 63 | 13.98 | 190.99 | 0.73 | 0.68 | 0.67 | 0.05 | 93.64 | 0 | 0 | 49.79 | 0.83169 | 0.09408 | 0 | 0 | System Off | 1 | 0
5697 | 5697 | 2012-08-25 08:59 | 20.31 | 37.88 | 37.88 | 20.31 | 1324.09 | 1261.61 | 519.31 | 489 | 14.1 | 1365.68 | 0.89 | 0.92 | 0.9 | 0.46 | 802.02 | 0 | 0 | 385.81 | 0.92093 | 0.09408 | 0 | 0 | System Off | 1 | 0
5698 | 5698 | 2012-08-25 09:59 | 20.92 | 25.2 | 25.2 | 20.92 | 319.94 | 278.94 | 127.52 | 118 | 14.12 | 352.29 | 0.78 | 0.79 | 0.77 | 0.1 | 170.06 | 0 | 0 | 93.08 | 0.85042 | 0.09408 | 0 | 0 | System Off | 1 | 0
5699 | 5699 | 2012-08-25 10:59 | 21.53 | 29.3 | 29.3 | 21.53 | 588.79 | 542.57 | 232.81 | 216 | 14.2 | 633.19 | 0.86 | 0.86 | 0.84 | 0.2 | 333.69 | 0 | 0 | 170.21 | 0.87374 | 0.09408 | 0 | 0 | System Off | 1 | 0
5700 | 5700 | 2012-08-25 11:59 | 22.14 | 41.41 | 41.41 | 22.14 | 1463.5 | 1397.61 | 580.91 | 547 | 13.93 | 1506.17 | 0.88 | 0.93 | 0.91 | 0.51 | 856.73 | 0 | 0 | 432.49 | 0.91607 | 0.09408 | 0 | 0 | System Off | 1 | 0
5701 | 5701 | 2012-08-25 12:59 | 22.04 | 41.8 | 41.8 | 22.04 | 1520.5 | 1453.18 | 602.19 | 568 | 13.94 | 1558.84 | 0.88 | 0.93 | 0.91 | 0.53 | 958.58 | 0 | 0 | 449.05 | 0.91958 | 0.09408 | 0 | 0 | System Off | 1 | 0
5702 | 5702 | 2012-08-25 13:59 | 21.93 | 29.35 | 29.35 | 21.93 | 577.75 | 531.75 | 228.45 | 212 | 14.19 | 621.19 | 0.83 | 0.86 | 0.84 | 0.19 | 390.68 | 0 | 0 | 167.07 | 0.87544 | 0.09408 | 0 | 0 | System Off | 1 | 0
5703 | 5703 | 2012-08-25 14:59 | 21.83 | 37.29 | 37.29 | 21.83 | 1225.17 | 1165.04 | 481.47 | 453 | 14.09 | 1269.12 | 0.87 | 0.92 | 0.9 | 0.42 | 901.1 | 0 | 0 | 357.48 | 0.92343 | 0.09408 | 0 | 0 | System Off | 1 | 0
5704 | 5704 | 2012-08-25 15:59 | 21.22 | 28.71 | 28.71 | 21.22 | 541.94 | 496.65 | 218.78 | 199 | 14.18 | 596.37 | 0.82 | 0.83 | 0.81 | 0.18 | 384.87 | 0 | 0 | 156.84 | 0.86842 | 0.09408 | 0 | 0 | System Off | 1 | 0
5705 | 5705 | 2012-08-25 16:59 | 20.6 | 23.79 | 23.79 | 20.6 | 182.05 | 143.57 | 87.14 | 68 | 13.94 | 242.04 | 0.57 | 0.59 | 0.58 | 0.05 | 103.22 | 0 | 0 | 53.76 | 0.83853 | 0.09408 | 0 | 0 | System Off | 1 | 0
5706 | 5706 | 2012-08-25 17:59 | 19.99 | 20.38 | 20.38 | 19.99 | 22.19 | 0 | 9.78 | 9 | 12.84 | 27.52 | 0 | 0 | 0 | 0 | 0 | 0 | 0 | 7.21 | 0.82313 | 0.09408 | 0 | 0 | System Off | 0 | 0
5707 | 5707 | 2012-08-25 18:59 | 19.4 | 19.4 | 19.4 | 19.4 | 0 | 0 | 0 | 0 | 0 | 0 | 0 | 0 | 0 | 0 | 0 | 0 | 0 | 0 | 0 | 0 | 0 | 0 | System Off | 0 | 0
5708 | 5708 | 2012-08-25 19:59 | 18.82 | 18.82 | 18.82 | 18.82 | 0 | 0 | 0 | 0 | 0 | 0 | 0 | 0 | 0 | 0 | 0 | 0 | 0 | 0 | 0 | 0 | 0 | 0 | System Off | 0 | 0
5709 | 5709 | 2012-08-25 20:59 | 18.23 | 18.23 | 18.23 | 18.23 | 0 | 0 | 0 | 0 | 0 | 0 | 0 | 0 | 0 | 0 | 0 | 0 | 0 | 0 | 0 | 0 | 0 | 0 | System Off | 0 | 0
5710 | 5710 | 2012-08-25 21:59 | 17.93 | 17.93 | 17.93 | 17.93 | 0 | 0 | 0 | 0 | 0 | 0 | 0 | 0 | 0 | 0 | 0 | 0 | 0 | 0 | 0 | 0 | 0 | 0 | System Off | 0 | 0
5711 | 5711 | 2012-08-25 22:59 | 17.63 | 17.63 | 17.63 | 17.63 | 0 | 0 | 0 | 0 | 0 | 0 | 0 | 0 | 0 | 0 | 0 | 0 | 0 | 0 | 0 | 0 | 0 | 0 | System Off | 0 | 0
5712 | 5712 | 2012-08-25 23:59 | 17.33 | 17.33 | 17.33 | 17.33 | 0 | 0 | 0 | 0 | 0 | 0 | 0 | 0 | 0 | 0 | 0 | 0 | 0 | 0 | 0 | 0 | 0 | 0 | System Off | 0 | 0
5713 | 5713 | 2012-08-26 00:59 | 16.67 | 16.67 | 16.67 | 16.67 | 0 | 0 | 0 | 0 | 0 | 0 | 0 | 0 | 0 | 0 | 0 | 0 | 0 | 0 | 0 | 0 | 0 | 0 | System Off | 0 | 0
5714 | 5714 | 2012-08-26 01:59 | 16.02 | 16.02 | 16.02 | 16.02 | 0 | 0 | 0 | 0 | 0 | 0 | 0 | 0 | 0 | 0 | 0 | 0 | 0 | 0 | 0 | 0 | 0 | 0 | System Off | 0 | 0
5715 | 5715 | 2012-08-26 02:59 | 15.36 | 15.36 | 15.36 | 15.36 | 0 | 0 | 0 | 0 | 0 | 0 | 0 | 0 | 0 | 0 | 0 | 0 | 0 | 0 | 0 | 0 | 0 | 0 | System Off | 0 | 0
5716 | 5716 | 2012-08-26 03:59 | 15.36 | 15.36 | 15.36 | 15.36 | 0 | 0 | 0 | 0 | 0 | 0 | 0 | 0 | 0 | 0 | 0 | 0 | 0 | 0 | 0 | 0 | 0 | 0 | System Off | 0 | 0
5717 | 5717 | 2012-08-26 04:59 | 15.35 | 15.47 | 15.47 | 15.35 | 8.07 | 0 | 3.64 | 3 | 14.01 | 10.44 | 0 | 0 | 0 | 0 | 0 | 0 | 0 | 2.37 | 0.79417 | 0.09408 | 0 | 0 | System Off | 0 | 0
5718 | 5718 | 2012-08-26 05:59 | 15.35 | 15.82 | 15.82 | 15.35 | 34.54 | 0 | 14.57 | 13 | 13.84 | 41.7 | 0 | 0 | 0 | 0 | 0 | 0 | 0 | 10.29 | 0.79612 | 0.09408 | 0 | 0 | System Off | 0 | 0
5719 | 5719 | 2012-08-26 06:59 | 15.46 | 17.05 | 17.05 | 15.46 | 127.44 | 89.93 | 51.01 | 47 | 14.12 | 145.28 | 0.59 | 0.62 | 0.61 | 0.03 | 81.87 | 0 | 0 | 37.07 | 0.80338 | 0.09408 | 0 | 0 | System Off | 1 | 0
5720 | 5720 | 2012-08-26 07:59 | 15.57 | 21.59 | 21.59 | 15.57 | 521.95 | 477.06 | 200.66 | 186 | 14.62 | 561.95 | 0.85 | 0.85 | 0.83 | 0.17 | 341.5 | 0 | 0 | 145.8 | 0.83096 | 0.09408 | 0 | 0 | System Off | 1 | 0
5721 | 5721 | 2012-08-26 08:59 | 15.69 | 18.84 | 18.84 | 15.69 | 280.12 | 239.86 | 109.3 | 101 | 14.45 | 309.26 | 0.82 | 0.78 | 0.76 | 0.09 | 152.48 | 0 | 0 | 79.34 | 0.81521 | 0.09408 | 0 | 0 | System Off | 1 | 0
5722 | 5722 | 2012-08-26 09:59 | 15.78 | 18.18 | 18.18 | 15.78 | 208.11 | 169.16 | 81.98 | 76 | 14.26 | 232.51 | 0.73 | 0.73 | 0.71 | 0.06 | 103.13 | 0 | 0 | 59.84 | 0.81092 | 0.09408 | 0 | 0 | System Off | 1 | 0
5723 | 5723 | 2012-08-26 10:59 | 15.86 | 18.85 | 18.85 | 15.86 | 255.82 | 216.01 | 100.19 | 93 | 14.33 | 283.48 | 0.8 | 0.76 | 0.75 | 0.08 | 132.85 | 0 | 0 | 73.17 | 0.8147 | 0.09408 | 0 | 0 | System Off | 1 | 0
5724 | 5724 | 2012-08-26 11:59 | 15.95 | 18.35 | 18.35 | 15.95 | 200.72 | 161.91 | 79.24 | 73 | 14.32 | 224.62 | 0.76 | 0.72 | 0.71 | 0.06 | 99.25 | 0 | 0 | 57.44 | 0.81135 | 0.09408 | 0 | 0 | System Off | 1 | 0
5725 | 5725 | 2012-08-26 12:59 | 16.02 | 22.28 | 22.28 | 16.02 | 525.1 | 480.15 | 202.66 | 188 | 14.55 | 566.09 | 0.84 | 0.85 | 0.83 | 0.17 | 316.72 | 0 | 0 | 147.49 | 0.83411 | 0.09408 | 0 | 0 | System Off | 1 | 0
5726 | 5726 | 2012-08-26 13:59 | 16.09 | 27.13 | 27.13 | 16.09 | 914.53 | 861.47 | 350.41 | 327 | 14.57 | 960.99 | 0.88 | 0.9 | 0.88 | 0.31 | 632.92 | 0 | 0 | 256.48 | 0.8617 | 0.09408 | 0 | 0 | System Off | 1 | 0
5727 | 5727 | 2012-08-26 14:59 | 16.16 | 22.42 | 22.42 | 16.16 | 503.87 | 459.34 | 194.72 | 181 | 14.5 | 543.63 | 0.87 | 0.84 | 0.83 | 0.17 | 355.28 | 0 | 0 | 142.09 | 0.83362 | 0.09408 | 0 | 0 | System Off | 1 | 0
5728 | 5728 | 2012-08-26 15:59 | 15.72 | 17.08 | 17.08 | 15.72 | 103.74 | 66.65 | 41.9 | 38 | 14.22 | 119.32 | 0.48 | 0.56 | 0.55 | 0.02 | 51.65 | 0 | 0 | 29.94 | 0.80317 | 0.09408 | 0 | 0 | System Off | 0 | 0
5729 | 5729 | 2012-08-26 16:59 | 15.27 | 16.73 | 16.73 | 15.27 | 111 | 73.78 | 44.63 | 41 | 14.1 | 127.27 | 0.67 | 0.58 | 0.57 | 0.03 | 53.05 | 0 | 0 | 32.35 | 0.80109 | 0.09408 | 0 | 0 | System Off | 0 | 0
5730 | 5730 | 2012-08-26 17:59 | 14.83 | 14.89 | 14.89 | 14.83 | 3.9 | 0 | 1.82 | 1 | 20.31 | 5.23 | 0 | 0 | 0 | 0 | 0 | 0 | 0 | 0.73 | 0.79069 | 0.09408 | 0 | 0 | System Off | 0 | 0
5731 | 5731 | 2012-08-26 18:59 | 14.44 | 14.44 | 14.44 | 14.44 | 0 | 0 | 0 | 0 | 0 | 0 | 0 | 0 | 0 | 0 | 0 | 0 | 0 | 0 | 0 | 0 | 0 | 0 | System Off | 0 | 0
5732 | 5732 | 2012-08-26 19:59 | 14.06 | 14.06 | 14.06 | 14.06 | 0 | 0 | 0 | 0 | 0 | 0 | 0 | 0 | 0 | 0 | 0 | 0 | 0 | 0 | 0 | 0 | 0 | 0 | System Off | 0 | 0
5733 | 5733 | 2012-08-26 20:59 | 13.67 | 13.67 | 13.67 | 13.67 | 0 | 0 | 0 | 0 | 0 | 0 | 0 | 0 | 0 | 0 | 0 | 0 | 0 | 0 | 0 | 0 | 0 | 0 | System Off | 0 | 0
5734 | 5734 | 2012-08-26 21:59 | 13.37 | 13.37 | 13.37 | 13.37 | 0 | 0 | 0 | 0 | 0 | 0 | 0 | 0 | 0 | 0 | 0 | 0 | 0 | 0 | 0 | 0 | 0 | 0 | System Off | 0 | 0
5735 | 5735 | 2012-08-26 22:59 | 13.08 | 13.08 | 13.08 | 13.08 | 0 | 0 | 0 | 0 | 0 | 0 | 0 | 0 | 0 | 0 | 0 | 0 | 0 | 0 | 0 | 0 | 0 | 0 | System Off | 0 | 0
5736 | 5736 | 2012-08-26 23:59 | 12.78 | 12.78 | 12.78 | 12.78 | 0 | 0 | 0 | 0 | 0 | 0 | 0 | 0 | 0 | 0 | 0 | 0 | 0 | 0 | 0 | 0 | 0 | 0 | System Off | 0 | 0
5737 | 5737 | 2012-08-27 00:59 | 12.45 | 12.45 | 12.45 | 12.45 | 0 | 0 | 0 | 0 | 0 | 0 | 0 | 0 | 0 | 0 | 0 | 0 | 0 | 0 | 0 | 0 | 0 | 0 | System Off | 0 | 0
5738 | 5738 | 2012-08-27 01:59 | 12.13 | 12.13 | 12.13 | 12.13 | 0 | 0 | 0 | 0 | 0 | 0 | 0 | 0 | 0 | 0 | 0 | 0 | 0 | 0 | 0 | 0 | 0 | 0 | System Off | 0 | 0
5739 | 5739 | 2012-08-27 02:59 | 11.8 | 11.8 | 11.8 | 11.8 | 0 | 0 | 0 | 0 | 0 | 0 | 0 | 0 | 0 | 0 | 0 | 0 | 0 | 0 | 0 | 0 | 0 | 0 | System Off | 0 | 0
5740 | 5740 | 2012-08-27 03:59 | 12.1 | 12.1 | 12.1 | 12.1 | 0 | 0 | 0 | 0 | 0 | 0 | 0 | 0 | 0 | 0 | 0 | 0 | 0 | 0 | 0 | 0 | 0 | 0 | System Off | 0 | 0
5741 | 5741 | 2012-08-27 04:59 | 12.4 | 13.05 | 13.05 | 12.4 | 32.73 | 0 | 13.66 | 12 | 14.21 | 39.49 | 0 | 0 | 0 | 0 | 0 | 0 | 0 | 9.46 | 0.77852 | 0.09408 | 0 | 0 | System Off | 0 | 0
5742 | 5742 | 2012-08-27 05:59 | 12.7 | 22.04 | 22.04 | 12.7 | 459.76 | 416.09 | 195.01 | 165 | 14.51 | 545.21 | 0.77 | 0.76 | 0.75 | 0.15 | 579.11 | 0 | 0 | 129.5 | 0.80964 | 0.09408 | 0 | 0 | System Off | 1 | 0
5743 | 5743 | 2012-08-27 06:59 | 14.74 | 34.58 | 34.58 | 14.74 | 1083.62 | 1026.78 | 427.42 | 398 | 14.18 | 1138.81 | 0.87 | 0.9 | 0.88 | 0.37 | 934.77 | 0 | 0 | 313.7 | 0.86761 | 0.09408 | 0 | 0 | System Off | 1 | 0
5744 | 5744 | 2012-08-27 07:59 | 16.79 | 46.88 | 46.88 | 16.79 | 1667.65 | 1596.58 | 668.31 | 635 | 13.68 | 1694.42 | 0.87 | 0.94 | 0.92 | 0.58 | 1142.88 | 0 | 0 | 503.69 | 0.92827 | 0.09408 | 0 | 0 | System Off | 1 | 0
5745 | 5745 | 2012-08-27 08:59 | 18.84 | 55.2 | 55.2 | 18.84 | 2022.82 | 1942.2 | 831.59 | 794 | 13.27 | 2035.91 | 0.84 | 0.95 | 0.93 | 0.7 | 1234.68 | 0 | 0 | 633.06 | 0.94514 | 0.09408 | 0 | 0 | System Off | 1 | 0
5746 | 5746 | 2012-08-27 09:59 | 19.87 | 57.26 | 57.26 | 19.87 | 1953.19 | 1874.48 | 813.88 | 774 | 13.14 | 1974.91 | 0.84 | 0.95 | 0.93 | 0.68 | 1142.82 | 0 | 0 | 618.09 | 0.94804 | 0.09408 | 0 | 0 | System Off | 1 | 0
5747 | 5747 | 2012-08-27 10:59 | 20.89 | 58.98 | 58.98 | 20.89 | 1867.88 | 1791.51 | 786.76 | 747 | 13.02 | 1894.96 | 0.83 | 0.95 | 0.92 | 0.65 | 1101.81 | 0 | 0 | 597.42 | 0.94943 | 0.09408 | 0 | 0 | System Off | 1 | 0
5748 | 5748 | 2012-08-27 11:59 | 21.92 | 45.93 | 45.93 | 21.92 | 1144.57 | 1086.33 | 468.8 | 439 | 13.58 | 1193.28 | 0.83 | 0.91 | 0.89 | 0.39 | 665.92 | 0 | 0 | 348.66 | 0.92175 | 0.09408 | 0 | 0 | System Off | 1 | 0
5749 | 5749 | 2012-08-27 12:59 | 22.27 | 50.61 | 50.61 | 22.27 | 1436.94 | 1371.71 | 591.63 | 558 | 13.41 | 1476.9 | 0.85 | 0.93 | 0.91 | 0.5 | 904.83 | 0 | 0 | 444.1 | 0.9198 | 0.09408 | 0 | 0 | System Off | 1 | 0
5750 | 5750 | 2012-08-27 13:59 | 22.62 | 43.95 | 43.95 | 22.62 | 1171.62 | 1112.75 | 473.6 | 446 | 13.68 | 1215.35 | 0.84 | 0.92 | 0.89 | 0.4 | 817.54 | 0 | 0 | 353.76 | 0.92755 | 0.09408 | 0 | 0 | System Off | 1 | 0
5751 | 5751 | 2012-08-27 14:59 | 22.97 | 40.76 | 40.76 | 22.97 | 1041.68 | 985.79 | 418.74 | 393 | 13.81 | 1088.55 | 0.86 | 0.91 | 0.88 | 0.36 | 762.46 | 0 | 0 | 311.24 | 0.91887 | 0.09408 | 0 | 0 | System Off | 1 | 0
5752 | 5752 | 2012-08-27 15:59 | 22 | 33.87 | 33.87 | 22 | 654.41 | 606.86 | 273.9 | 244 | 13.97 | 731.8 | 0.8 | 0.83 | 0.81 | 0.22 | 470.28 | 0 | 0 | 192.84 | 0.88244 | 0.09408 | 0 | 0 | System Off | 1 | 0
5753 | 5753 | 2012-08-27 16:59 | 21.04 | 24.63 | 24.63 | 21.04 | 160.23 | 122.14 | 81.06 | 61 | 13.68 | 224.44 | 0.49 | 0.54 | 0.53 | 0.04 | 87.81 | 0 | 0 | 48.38 | 0.83986 | 0.09408 | 0 | 0 | System Off | 1 | 0
5754 | 5754 | 2012-08-27 17:59 | 20.07 | 20.07 | 20.07 | 20.07 | 0 | 0 | 0 | 0 | 0 | 0 | 0 | 0 | 0 | 0 | 0 | 0 | 0 | 0 | 0 | 0 | 0 | 0 | System Off | 0 | 0
5755 | 5755 | 2012-08-27 18:59 | 19.34 | 19.34 | 19.34 | 19.34 | 0 | 0 | 0 | 0 | 0 | 0 | 0 | 0 | 0 | 0 | 0 | 0 | 0 | 0 | 0 | 0 | 0 | 0 | System Off | 0 | 0
5756 | 5756 | 2012-08-27 19:59 | 18.61 | 18.61 | 18.61 | 18.61 | 0 | 0 | 0 | 0 | 0 | 0 | 0 | 0 | 0 | 0 | 0 | 0 | 0 | 0 | 0 | 0 | 0 | 0 | System Off | 0 | 0
5757 | 5757 | 2012-08-27 20:59 | 17.88 | 17.88 | 17.88 | 17.88 | 0 | 0 | 0 | 0 | 0 | 0 | 0 | 0 | 0 | 0 | 0 | 0 | 0 | 0 | 0 | 0 | 0 | 0 | System Off | 0 | 0
5758 | 5758 | 2012-08-27 21:59 | 17.7 | 17.7 | 17.7 | 17.7 | 0 | 0 | 0 | 0 | 0 | 0 | 0 | 0 | 0 | 0 | 0 | 0 | 0 | 0 | 0 | 0 | 0 | 0 | System Off | 0 | 0
5759 | 5759 | 2012-08-27 22:59 | 17.51 | 17.51 | 17.51 | 17.51 | 0 | 0 | 0 | 0 | 0 | 0 | 0 | 0 | 0 | 0 | 0 | 0 | 0 | 0 | 0 | 0 | 0 | 0 | System Off | 0 | 0
5760 | 5760 | 2012-08-27 23:59 | 17.33 | 17.33 | 17.33 | 17.33 | 0 | 0 | 0 | 0 | 0 | 0 | 0 | 0 | 0 | 0 | 0 | 0 | 0 | 0 | 0 | 0 | 0 | 0 | System Off | 0 | 0
5761 | 5761 | 2012-08-28 00:59 | 16.99 | 16.99 | 16.99 | 16.99 | 0 | 0 | 0 | 0 | 0 | 0 | 0 | 0 | 0 | 0 | 0 | 0 | 0 | 0 | 0 | 0 | 0 | 0 | System Off | 0 | 0
5762 | 5762 | 2012-08-28 01:59 | 16.64 | 16.64 | 16.64 | 16.64 | 0 | 0 | 0 | 0 | 0 | 0 | 0 | 0 | 0 | 0 | 0 | 0 | 0 | 0 | 0 | 0 | 0 | 0 | System Off | 0 | 0
5763 | 5763 | 2012-08-28 02:59 | 16.3 | 16.3 | 16.3 | 16.3 | 0 | 0 | 0 | 0 | 0 | 0 | 0 | 0 | 0 | 0 | 0 | 0 | 0 | 0 | 0 | 0 | 0 | 0 | System Off | 0 | 0
5764 | 5764 | 2012-08-28 03:59 | 16.49 | 16.49 | 16.49 | 16.49 | 0 | 0 | 0 | 0 | 0 | 0 | 0 | 0 | 0 | 0 | 0 | 0 | 0 | 0 | 0 | 0 | 0 | 0 | System Off | 0 | 0
5765 | 5765 | 2012-08-28 04:59 | 16.68 | 17.01 | 17.01 | 16.68 | 18.76 | 0 | 8.2 | 7 | 13.96 | 23.35 | 0 | 0 | 0 | 0 | 0 | 0 | 0 | 5.53 | 0.80285 | 0.09408 | 0 | 0 | System Off | 0 | 0
5766 | 5766 | 2012-08-28 05:59 | 16.88 | 24.46 | 24.46 | 16.88 | 447.48 | 404.05 | 191.75 | 163 | 14.3 | 531.24 | 0.78 | 0.76 | 0.74 | 0.15 | 562.36 | 0 | 0 | 128.28 | 0.83456 | 0.09408 | 0 | 0 | System Off | 1 | 0
5767 | 5767 | 2012-08-28 06:59 | 18.5 | 36.76 | 36.76 | 18.5 | 1168.63 | 1109.83 | 463.76 | 431 | 14.12 | 1225 | 0.86 | 0.91 | 0.88 | 0.4 | 1010.38 | 0 | 0 | 339.96 | 0.89776 | 0.09408 | 0 | 0 | System Off | 1 | 0
5768 | 5768 | 2012-08-28 07:59 | 20.13 | 44.77 | 44.77 | 20.13 | 1575.83 | 1507.11 | 628.11 | 596 | 13.77 | 1606.42 | 0.88 | 0.94 | 0.92 | 0.55 | 1078.84 | 0 | 0 | 472.21 | 0.91328 | 0.09408 | 0 | 0 | System Off | 1 | 0
5769 | 5769 | 2012-08-28 08:59 | 21.76 | 41 | 41 | 21.76 | 1234.79 | 1174.44 | 492.11 | 463 | 13.89 | 1278.01 | 0.85 | 0.92 | 0.9 | 0.42 | 746.61 | 0 | 0 | 366.28 | 0.92524 | 0.09408 | 0 | 0 | System Off | 1 | 0
5770 | 5770 | 2012-08-28 09:59 | 22.7 | 37.18 | 37.18 | 22.7 | 942.22 | 888.54 | 375.88 | 351 | 13.98 | 991.23 | 0.85 | 0.9 | 0.88 | 0.32 | 541.72 | 0 | 0 | 277.36 | 0.90846 | 0.09408 | 0 | 0 | System Off | 1 | 0
5771 | 5771 | 2012-08-28 10:59 | 23.64 | 38.39 | 38.39 | 23.64 | 969.43 | 915.16 | 388.39 | 363 | 13.91 | 1019.31 | 0.85 | 0.9 | 0.88 | 0.33 | 562.84 | 0 | 0 | 287.1 | 0.91695 | 0.09408 | 0 | 0 | System Off | 1 | 0
5772 | 5772 | 2012-08-28 11:59 | 24.58 | 31.09 | 31.09 | 24.58 | 431.14 | 388.03 | 173.97 | 161 | 13.95 | 469.9 | 0.8 | 0.83 | 0.81 | 0.14 | 237.86 | 0 | 0 | 127.27 | 0.88183 | 0.09408 | 0 | 0 | System Off | 1 | 0
5773 | 5773 | 2012-08-28 12:59 | 24.44 | 41.3 | 41.3 | 24.44 | 1123.18 | 1065.43 | 451.21 | 423 | 13.83 | 1170.4 | 0.86 | 0.91 | 0.89 | 0.39 | 702.8 | 0 | 0 | 334.89 | 0.93442 | 0.09408 | 0 | 0 | System Off | 1 | 0
5774 | 5774 | 2012-08-28 13:59 | 24.29 | 38.51 | 38.51 | 24.29 | 951.43 | 897.55 | 380.51 | 356 | 13.92 | 998.14 | 0.84 | 0.9 | 0.88 | 0.32 | 659.43 | 0 | 0 | 281.53 | 0.91968 | 0.09408 | 0 | 0 | System Off | 1 | 0
5775 | 5775 | 2012-08-28 14:59 | 24.15 | 32.35 | 32.35 | 24.15 | 547.69 | 502.3 | 219.59 | 204 | 13.98 | 590.22 | 0.82 | 0.85 | 0.83 | 0.18 | 388.5 | 0 | 0 | 161.19 | 0.88784 | 0.09408 | 0 | 0 | System Off | 1 | 0
5776 | 5776 | 2012-08-28 15:59 | 23.15 | 30.49 | 30.49 | 23.15 | 451.63 | 408.12 | 184.08 | 168 | 14 | 498.35 | 0.81 | 0.82 | 0.8 | 0.15 | 316.26 | 0 | 0 | 132.72 | 0.87429 | 0.09408 | 0 | 0 | System Off | 1 | 0
5777 | 5777 | 2012-08-28 16:59 | 22.16 | 25.49 | 25.49 | 22.16 | 175.22 | 136.87 | 77.86 | 66 | 13.83 | 214.87 | 0.64 | 0.64 | 0.62 | 0.05 | 98.4 | 0 | 0 | 52.25 | 0.84769 | 0.09408 | 0 | 0 | System Off | 1 | 0
5778 | 5778 | 2012-08-28 17:59 | 21.16 | 21.16 | 21.16 | 21.16 | 0 | 0 | 0 | 0 | 0 | 0 | 0 | 0 | 0 | 0 | 0 | 0 | 0 | 0 | 0 | 0 | 0 | 0 | System Off | 0 | 0
5779 | 5779 | 2012-08-28 18:59 | 19.86 | 19.86 | 19.86 | 19.86 | 0 | 0 | 0 | 0 | 0 | 0 | 0 | 0 | 0 | 0 | 0 | 0 | 0 | 0 | 0 | 0 | 0 | 0 | System Off | 0 | 0
5780 | 5780 | 2012-08-28 19:59 | 18.57 | 18.57 | 18.57 | 18.57 | 0 | 0 | 0 | 0 | 0 | 0 | 0 | 0 | 0 | 0 | 0 | 0 | 0 | 0 | 0 | 0 | 0 | 0 | System Off | 0 | 0
5781 | 5781 | 2012-08-28 20:59 | 17.27 | 17.27 | 17.27 | 17.27 | 0 | 0 | 0 | 0 | 0 | 0 | 0 | 0 | 0 | 0 | 0 | 0 | 0 | 0 | 0 | 0 | 0 | 0 | System Off | 0 | 0
5782 | 5782 | 2012-08-28 21:59 | 16.99 | 16.99 | 16.99 | 16.99 | 0 | 0 | 0 | 0 | 0 | 0 | 0 | 0 | 0 | 0 | 0 | 0 | 0 | 0 | 0 | 0 | 0 | 0 | System Off | 0 | 0
5783 | 5783 | 2012-08-28 22:59 | 16.72 | 16.72 | 16.72 | 16.72 | 0 | 0 | 0 | 0 | 0 | 0 | 0 | 0 | 0 | 0 | 0 | 0 | 0 | 0 | 0 | 0 | 0 | 0 | System Off | 0 | 0
5784 | 5784 | 2012-08-28 23:59 | 16.44 | 16.44 | 16.44 | 16.44 | 0 | 0 | 0 | 0 | 0 | 0 | 0 | 0 | 0 | 0 | 0 | 0 | 0 | 0 | 0 | 0 | 0 | 0 | System Off | 0 | 0
5785 | 5785 | 2012-08-29 00:59 | 15.75 | 15.75 | 15.75 | 15.75 | 0 | 0 | 0 | 0 | 0 | 0 | 0 | 0 | 0 | 0 | 0 | 0 | 0 | 0 | 0 | 0 | 0 | 0 | System Off | 0 | 0
5786 | 5786 | 2012-08-29 01:59 | 15.05 | 15.05 | 15.05 | 15.05 | 0 | 0 | 0 | 0 | 0 | 0 | 0 | 0 | 0 | 0 | 0 | 0 | 0 | 0 | 0 | 0 | 0 | 0 | System Off | 0 | 0
5787 | 5787 | 2012-08-29 02:59 | 14.36 | 14.36 | 14.36 | 14.36 | 0 | 0 | 0 | 0 | 0 | 0 | 0 | 0 | 0 | 0 | 0 | 0 | 0 | 0 | 0 | 0 | 0 | 0 | System Off | 0 | 0
5788 | 5788 | 2012-08-29 03:59 | 14.94 | 14.94 | 14.94 | 14.94 | 0 | 0 | 0 | 0 | 0 | 0 | 0 | 0 | 0 | 0 | 0 | 0 | 0 | 0 | 0 | 0 | 0 | 0 | System Off | 0 | 0
5789 | 5789 | 2012-08-29 04:59 | 15.52 | 16.16 | 16.16 | 15.52 | 33.43 | 0 | 14.15 | 13 | 13.39 | 40.44 | 0 | 0 | 0 | 0 | 0 | 0 | 0 | 10.35 | 0.79715 | 0.09408 | 0 | 0 | System Off | 0 | 0
5790 | 5790 | 2012-08-29 05:59 | 16.1 | 22.89 | 22.89 | 16.1 | 367.84 | 325.93 | 153.88 | 134 | 14.3 | 428.87 | 0.78 | 0.76 | 0.74 | 0.12 | 453.63 | 0 | 0 | 105.46 | 0.82415 | 0.09408 | 0 | 0 | System Off | 1 | 0
5791 | 5791 | 2012-08-29 06:59 | 18.42 | 31.8 | 31.8 | 18.42 | 797.52 | 746.98 | 314.59 | 292 | 14.23 | 847.37 | 0.86 | 0.88 | 0.86 | 0.27 | 680.04 | 0 | 0 | 230.02 | 0.86952 | 0.09408 | 0 | 0 | System Off | 1 | 0
5792 | 5792 | 2012-08-29 07:59 | 20.74 | 42.17 | 42.17 | 20.74 | 1310.62 | 1248.47 | 522.05 | 493 | 13.85 | 1349.4 | 0.86 | 0.93 | 0.9 | 0.45 | 893.7 | 0 | 0 | 390.23 | 0.92481 | 0.09408 | 0 | 0 | System Off | 1 | 0
5793 | 5793 | 2012-08-29 08:59 | 23.07 | 55.76 | 55.76 | 23.07 | 1998.79 | 1918.83 | 824.17 | 786 | 13.24 | 2012.86 | 0.84 | 0.95 | 0.93 | 0.69 | 1219.83 | 0 | 0 | 626.88 | 0.971 | 0.09408 | 0 | 0 | System Off | 1 | 0
5794 | 5794 | 2012-08-29 09:59 | 23.14 | 59.83 | 59.83 | 23.14 | 2198.2 | 2112.6 | 919.73 | 878 | 13.04 | 2207.04 | 0.83 | 0.96 | 0.93 | 0.76 | 1287.99 | 0 | 0 | 702.05 | 0.99052 | 0.09408 | 0 | 0 | System Off | 1 | 0
5795 | 5795 | 2012-08-29 10:59 | 23.21 | 61.2 | 61.2 | 23.21 | 2252.92 | 2165.74 | 947.83 | 905 | 12.97 | 2260.83 | 0.82 | 0.96 | 0.93 | 0.78 | 1331.97 | 0 | 0 | 724.31 | 0.99663 | 0.09408 | 0 | 0 | System Off | 1 | 0
5796 | 5796 | 2012-08-29 11:59 | 23.28 | 37.82 | 37.82 | 23.28 | 899.14 | 846.41 | 360.78 | 336 | 13.94 | 948.98 | 0.86 | 0.89 | 0.87 | 0.31 | 518.85 | 0 | 0 | 265.65 | 0.90914 | 0.09408 | 0 | 0 | System Off | 1 | 0
5797 | 5797 | 2012-08-29 12:59 | 24.02 | 28.13 | 28.13 | 24.02 | 250.11 | 210.4 | 102.02 | 94 | 13.86 | 278.71 | 0.78 | 0.75 | 0.74 | 0.08 | 138.79 | 0 | 0 | 74.39 | 0.8648 | 0.09408 | 0 | 0 | System Off | 1 | 0
5798 | 5798 | 2012-08-29 13:59 | 24.77 | 44.28 | 44.28 | 24.77 | 1201.73 | 1142.15 | 485.61 | 457 | 13.7 | 1244.45 | 0.84 | 0.92 | 0.9 | 0.41 | 839.14 | 0 | 0 | 362.42 | 0.91509 | 0.09408 | 0 | 0 | System Off | 1 | 0
5799 | 5799 | 2012-08-29 14:59 | 25.51 | 34.72 | 34.72 | 25.51 | 567.99 | 522.19 | 229.6 | 213 | 13.89 | 611.4 | 0.83 | 0.85 | 0.83 | 0.19 | 403.88 | 0 | 0 | 168.51 | 0.89829 | 0.09408 | 0 | 0 | System Off | 1 | 0
5800 | 5800 | 2012-08-29 15:59 | 24.2 | 30.14 | 30.14 | 24.2 | 347.93 | 306.4 | 141.97 | 131 | 13.83 | 384.86 | 0.77 | 0.8 | 0.78 | 0.11 | 237.44 | 0 | 0 | 103.71 | 0.87342 | 0.09408 | 0 | 0 | System Off | 1 | 0
5801 | 5801 | 2012-08-29 16:59 | 22.9 | 26.22 | 26.22 | 22.9 | 148.75 | 110.87 | 75.97 | 57 | 13.59 | 209.06 | 0.53 | 0.53 | 0.52 | 0.04 | 79.71 | 0 | 0 | 45.26 | 0.85046 | 0.09408 | 0 | 0 | System Off | 1 | 0
5802 | 5802 | 2012-08-29 17:59 | 21.59 | 21.59 | 21.59 | 21.59 | 0 | 0 | 0 | 0 | 0 | 0 | 0 | 0 | 0 | 0 | 0 | 0 | 0 | 0 | 0 | 0 | 0 | 0 | System Off | 0 | 0
5803 | 5803 | 2012-08-29 18:59 | 20.3 | 20.3 | 20.3 | 20.3 | 0 | 0 | 0 | 0 | 0 | 0 | 0 | 0 | 0 | 0 | 0 | 0 | 0 | 0 | 0 | 0 | 0 | 0 | System Off | 0 | 0
5804 | 5804 | 2012-08-29 19:59 | 19.01 | 19.01 | 19.01 | 19.01 | 0 | 0 | 0 | 0 | 0 | 0 | 0 | 0 | 0 | 0 | 0 | 0 | 0 | 0 | 0 | 0 | 0 | 0 | System Off | 0 | 0
5805 | 5805 | 2012-08-29 20:59 | 17.72 | 17.72 | 17.72 | 17.72 | 0 | 0 | 0 | 0 | 0 | 0 | 0 | 0 | 0 | 0 | 0 | 0 | 0 | 0 | 0 | 0 | 0 | 0 | System Off | 0 | 0
5806 | 5806 | 2012-08-29 21:59 | 18.07 | 18.07 | 18.07 | 18.07 | 0 | 0 | 0 | 0 | 0 | 0 | 0 | 0 | 0 | 0 | 0 | 0 | 0 | 0 | 0 | 0 | 0 | 0 | System Off | 0 | 0
5807 | 5807 | 2012-08-29 22:59 | 18.41 | 18.41 | 18.41 | 18.41 | 0 | 0 | 0 | 0 | 0 | 0 | 0 | 0 | 0 | 0 | 0 | 0 | 0 | 0 | 0 | 0 | 0 | 0 | System Off | 0 | 0
5808 | 5808 | 2012-08-29 23:59 | 18.76 | 18.76 | 18.76 | 18.76 | 0 | 0 | 0 | 0 | 0 | 0 | 0 | 0 | 0 | 0 | 0 | 0 | 0 | 0 | 0 | 0 | 0 | 0 | System Off | 0 | 0
5809 | 5809 | 2012-08-30 00:59 | 17.91 | 17.91 | 17.91 | 17.91 | 0 | 0 | 0 | 0 | 0 | 0 | 0 | 0 | 0 | 0 | 0 | 0 | 0 | 0 | 0 | 0 | 0 | 0 | System Off | 0 | 0
5810 | 5810 | 2012-08-30 01:59 | 17.06 | 17.06 | 17.06 | 17.06 | 0 | 0 | 0 | 0 | 0 | 0 | 0 | 0 | 0 | 0 | 0 | 0 | 0 | 0 | 0 | 0 | 0 | 0 | System Off | 0 | 0
5811 | 5811 | 2012-08-30 02:59 | 16.21 | 16.21 | 16.21 | 16.21 | 0 | 0 | 0 | 0 | 0 | 0 | 0 | 0 | 0 | 0 | 0 | 0 | 0 | 0 | 0 | 0 | 0 | 0 | System Off | 0 | 0
5812 | 5812 | 2012-08-30 03:59 | 16.02 | 16.02 | 16.02 | 16.02 | 0 | 0 | 0 | 0 | 0 | 0 | 0 | 0 | 0 | 0 | 0 | 0 | 0 | 0 | 0 | 0 | 0 | 0 | System Off | 0 | 0
5813 | 5813 | 2012-08-30 04:59 | 15.82 | 16.04 | 16.04 | 15.82 | 10.17 | 0 | 4.55 | 4 | 13.24 | 13.02 | 0 | 0 | 0 | 0 | 0 | 0 | 0 | 3.19 | 0.79716 | 0.09408 | 0 | 0 | System Off | 0 | 0
5814 | 5814 | 2012-08-30 05:59 | 15.63 | 21.09 | 21.09 | 15.63 | 271.82 | 231.7 | 110.93 | 99 | 14.3 | 311.26 | 0.72 | 0.74 | 0.73 | 0.08 | 322.48 | 0 | 0 | 77.91 | 0.8145 | 0.09408 | 0 | 0 | System Off | 1 | 0
5815 | 5815 | 2012-08-30 06:59 | 16.94 | 27.1 | 27.1 | 16.94 | 523.8 | 478.88 | 206.1 | 191 | 14.28 | 565.29 | 0.82 | 0.85 | 0.83 | 0.17 | 435.96 | 0 | 0 | 150.35 | 0.84043 | 0.09408 | 0 | 0 | System Off | 1 | 0
5816 | 5816 | 2012-08-30 07:59 | 18.25 | 27.61 | 27.61 | 18.25 | 479.3 | 435.26 | 189.49 | 176 | 14.18 | 518.73 | 0.84 | 0.84 | 0.82 | 0.16 | 311.57 | 0 | 0 | 138.72 | 0.84553 | 0.09408 | 0 | 0 | System Off | 1 | 0
5817 | 5817 | 2012-08-30 08:59 | 19.56 | 45.17 | 45.17 | 19.56 | 1278.42 | 1217.04 | 517.13 | 487 | 13.67 | 1320.41 | 0.85 | 0.92 | 0.9 | 0.44 | 773.69 | 0 | 0 | 386.33 | 0.91626 | 0.09408 | 0 | 0 | System Off | 1 | 0
5818 | 5818 | 2012-08-30 09:59 | 20.18 | 36.8 | 36.8 | 20.18 | 871.27 | 819.15 | 348.38 | 325 | 13.96 | 920.1 | 0.86 | 0.89 | 0.87 | 0.3 | 499.41 | 0 | 0 | 256.87 | 0.8873 | 0.09408 | 0 | 0 | System Off | 1 | 0
5819 | 5819 | 2012-08-30 10:59 | 20.8 | 44.99 | 44.99 | 20.8 | 1295.87 | 1234.06 | 525.09 | 493 | 13.69 | 1341.7 | 0.86 | 0.92 | 0.9 | 0.45 | 758.97 | 0 | 0 | 391 | 0.92539 | 0.09408 | 0 | 0 | System Off | 1 | 0
5820 | 5820 | 2012-08-30 11:59 | 21.42 | 34.42 | 34.42 | 21.42 | 730.15 | 681.03 | 291.91 | 271 | 14.03 | 778.24 | 0.86 | 0.88 | 0.85 | 0.25 | 417.47 | 0 | 0 | 214 | 0.88419 | 0.09408 | 0 | 0 | System Off | 1 | 0
5821 | 5821 | 2012-08-30 12:59 | 21.1 | 33.39 | 33.39 | 21.1 | 714.36 | 665.57 | 284.52 | 265 | 14.04 | 761.61 | 0.84 | 0.87 | 0.85 | 0.24 | 439.04 | 0 | 0 | 209.24 | 0.88098 | 0.09408 | 0 | 0 | System Off | 1 | 0
5822 | 5822 | 2012-08-30 13:59 | 20.78 | 40.65 | 40.65 | 20.78 | 1189.21 | 1129.93 | 473.7 | 446 | 13.89 | 1231.96 | 0.87 | 0.92 | 0.9 | 0.41 | 830.17 | 0 | 0 | 352.84 | 0.91552 | 0.09408 | 0 | 0 | System Off | 1 | 0
5823 | 5823 | 2012-08-30 14:59 | 20.46 | 28.11 | 28.11 | 20.46 | 473.65 | 429.71 | 187.82 | 174 | 14.18 | 513.16 | 0.85 | 0.84 | 0.82 | 0.16 | 332.36 | 0 | 0 | 137.15 | 0.85872 | 0.09408 | 0 | 0 | System Off | 1 | 0
5824 | 5824 | 2012-08-30 15:59 | 19.63 | 21.03 | 21.03 | 19.63 | 81.06 | 44.37 | 33.7 | 31 | 13.62 | 94.58 | 0.59 | 0.47 | 0.46 | 0.02 | 34.38 | 0 | 0 | 24.61 | 0.82532 | 0.09408 | 0 | 0 | System Off | 0 | 0
5825 | 5825 | 2012-08-30 16:59 | 18.79 | 19.29 | 19.29 | 18.79 | 27.28 | 0 | 11.84 | 11 | 12.92 | 33.45 | 0 | 0 | 0 | 0 | 0 | 0 | 0 | 8.81 | 0.8163 | 0.09408 | 0 | 0 | System Off | 0 | 0
5826 | 5826 | 2012-08-30 17:59 | 17.96 | 17.96 | 17.96 | 17.96 | 0 | 0 | 0 | 0 | 0 | 0 | 0 | 0 | 0 | 0 | 0 | 0 | 0 | 0 | 0 | 0 | 0 | 0 | System Off | 0 | 0
5827 | 5827 | 2012-08-30 18:59 | 17.24 | 17.24 | 17.24 | 17.24 | 0 | 0 | 0 | 0 | 0 | 0 | 0 | 0 | 0 | 0 | 0 | 0 | 0 | 0 | 0 | 0 | 0 | 0 | System Off | 0 | 0
5828 | 5828 | 2012-08-30 19:59 | 16.51 | 16.51 | 16.51 | 16.51 | 0 | 0 | 0 | 0 | 0 | 0 | 0 | 0 | 0 | 0 | 0 | 0 | 0 | 0 | 0 | 0 | 0 | 0 | System Off | 0 | 0
5829 | 5829 | 2012-08-30 20:59 | 15.79 | 15.79 | 15.79 | 15.79 | 0 | 0 | 0 | 0 | 0 | 0 | 0 | 0 | 0 | 0 | 0 | 0 | 0 | 0 | 0 | 0 | 0 | 0 | System Off | 0 | 0
5830 | 5830 | 2012-08-30 21:59 | 15.36 | 15.36 | 15.36 | 15.36 | 0 | 0 | 0 | 0 | 0 | 0 | 0 | 0 | 0 | 0 | 0 | 0 | 0 | 0 | 0 | 0 | 0 | 0 | System Off | 0 | 0
5831 | 5831 | 2012-08-30 22:59 | 14.94 | 14.94 | 14.94 | 14.94 | 0 | 0 | 0 | 0 | 0 | 0 | 0 | 0 | 0 | 0 | 0 | 0 | 0 | 0 | 0 | 0 | 0 | 0 | System Off | 0 | 0
5832 | 5832 | 2012-08-30 23:59 | 14.51 | 14.51 | 14.51 | 14.51 | 0 | 0 | 0 | 0 | 0 | 0 | 0 | 0 | 0 | 0 | 0 | 0 | 0 | 0 | 0 | 0 | 0 | 0 | System Off | 0 | 0
5833 | 5833 | 2012-08-31 00:59 | 14.11 | 14.11 | 14.11 | 14.11 | 0 | 0 | 0 | 0 | 0 | 0 | 0 | 0 | 0 | 0 | 0 | 0 | 0 | 0 | 0 | 0 | 0 | 0 | System Off | 0 | 0
5834 | 5834 | 2012-08-31 01:59 | 13.72 | 13.72 | 13.72 | 13.72 | 0 | 0 | 0 | 0 | 0 | 0 | 0 | 0 | 0 | 0 | 0 | 0 | 0 | 0 | 0 | 0 | 0 | 0 | System Off | 0 | 0
5835 | 5835 | 2012-08-31 02:59 | 13.32 | 13.32 | 13.32 | 13.32 | 0 | 0 | 0 | 0 | 0 | 0 | 0 | 0 | 0 | 0 | 0 | 0 | 0 | 0 | 0 | 0 | 0 | 0 | System Off | 0 | 0
5836 | 5836 | 2012-08-31 03:59 | 13.44 | 13.44 | 13.44 | 13.44 | 0 | 0 | 0 | 0 | 0 | 0 | 0 | 0 | 0 | 0 | 0 | 0 | 0 | 0 | 0 | 0 | 0 | 0 | System Off | 0 | 0
5837 | 5837 | 2012-08-31 04:59 | 13.55 |  |  | 13.55 | 0 | 0 | 12.09 | 11 | 0 |  | 0 |  |  | 0 | 0 | 0 | 0 | 10.23 | 0.78547 | 0.09408 | 0 | 0 | System Off | 0 | 0
5838 | 5838 | 2012-08-31 05:59 | 13.67 | 15.85 | 15.85 | 13.67 | 143.28 | 105.5 | 56.96 | 52 | 14.35 | 162.94 | 0.7 | 0.65 | 0.63 | 0.04 | 146.83 | 0 | 0 | 40.9 | 0.79369 | 0.09408 | 0 | 0 | System Off | 1 | 0
5839 | 5839 | 2012-08-31 06:59 | 14.32 | 17.38 | 17.38 | 14.32 | 201.59 | 162.76 | 79.24 | 73 | 14.38 | 225.43 | 0.76 | 0.72 | 0.71 | 0.06 | 148.18 | 0 | 0 | 57.39 | 0.8016 | 0.09408 | 0 | 0 | System Off | 1 | 0
5840 | 5840 | 2012-08-31 07:59 | 14.97 | 20.07 | 20.07 | 14.97 | 336.95 | 295.63 | 131.16 | 121 | 14.5 | 369.42 | 0.84 | 0.8 | 0.78 | 0.11 | 211.62 | 0 | 0 | 94.98 | 0.81475 | 0.09408 | 0 | 0 | System Off | 1 | 0
5841 | 5841 | 2012-08-31 08:59 | 15.62 | 24.54 | 24.54 | 15.62 | 588.17 | 541.96 | 227.82 | 212 | 14.45 | 630.96 | 0.88 | 0.86 | 0.84 | 0.2 | 344.53 | 0 | 0 | 166.53 | 0.83641 | 0.09408 | 0 | 0 | System Off | 1 | 0
5842 | 5842 | 2012-08-31 09:59 | 15.84 | 19.95 | 19.95 | 15.84 | 273.93 | 233.78 | 107.48 | 99 | 14.41 | 302.86 | 0.74 | 0.77 | 0.76 | 0.08 | 142.53 | 0 | 0 | 77.8 | 0.81573 | 0.09408 | 0 | 0 | System Off | 1 | 0
5843 | 5843 | 2012-08-31 10:59 | 16.07 | 26.56 | 26.56 | 16.07 | 724.4 | 675.4 | 280.64 | 261 | 14.46 | 771.35 | 0.86 | 0.88 | 0.86 | 0.24 | 415.39 | 0 | 0 | 205 | 0.84873 | 0.09408 | 0 | 0 | System Off | 1 | 0
5844 | 5844 | 2012-08-31 11:59 | 16.29 | 18.69 | 18.69 | 16.29 | 164.48 | 126.32 | 65.58 | 60 | 14.28 | 185.66 | 0.76 | 0.68 | 0.67 | 0.05 | 77.43 | 0 | 0 | 47.23 | 0.81086 | 0.09408 | 0 | 0 | System Off | 1 | 0
5845 | 5845 | 2012-08-31 12:59 | 15.73 | 21.39 | 21.39 | 15.73 | 432.46 | 389.32 | 167.6 | 155 | 14.53 | 469.72 | 0.84 | 0.83 | 0.81 | 0.14 | 256.81 | 0 | 0 | 121.63 | 0.82593 | 0.09408 | 0 | 0 | System Off | 1 | 0
5846 | 5846 | 2012-08-31 13:59 | 15.16 | 17.7 | 17.7 | 15.16 | 206.13 | 167.22 | 81.07 | 75 | 14.31 | 230.33 | 0.74 | 0.73 | 0.71 | 0.06 | 122.86 | 0 | 0 | 59.01 | 0.80701 | 0.09408 | 0 | 0 | System Off | 1 | 0
5847 | 5847 | 2012-08-31 14:59 | 14.6 | 18.18 | 18.18 | 14.6 | 315.15 | 274.24 | 122.06 | 113 | 14.53 | 346.19 | 0.82 | 0.79 | 0.77 | 0.1 | 212.11 | 0 | 0 | 88.68 | 0.81098 | 0.09408 | 0 | 0 | System Off | 1 | 0
5848 | 5848 | 2012-08-31 15:59 | 13.72 | 16.29 | 16.29 | 13.72 | 212.28 | 173.25 | 82.89 | 77 | 14.36 | 236.74 | 0.72 | 0.73 | 0.72 | 0.06 | 134.26 | 0 | 0 | 60.55 | 0.79881 | 0.09408 | 0 | 0 | System Off | 1 | 0
5849 | 5849 | 2012-08-31 16:59 | 12.85 | 14.61 | 14.61 | 12.85 | 134.16 | 96.53 | 53.65 | 49 | 14.26 | 154.18 | 0.56 | 0.63 | 0.61 | 0.03 | 69.4 | 0 | 0 | 38.58 | 0.78828 | 0.09408 | 0 | 0 | System Off | 0 | 0
5850 | 5850 | 2012-08-31 17:59 | 11.97 | 11.97 | 11.97 | 11.97 | 0 | 0 | 0 | 0 | 0 | 0 | 0 | 0 | 0 | 0 | 0 | 0 | 0 | 0 | 0 | 0 | 0 | 0 | System Off | 0 | 0
5851 | 5851 | 2012-08-31 18:59 | 11.71 | 11.71 | 11.71 | 11.71 | 0 | 0 | 0 | 0 | 0 | 0 | 0 | 0 | 0 | 0 | 0 | 0 | 0 | 0 | 0 | 0 | 0 | 0 | System Off | 0 | 0
5852 | 5852 | 2012-08-31 19:59 | 11.44 | 11.44 | 11.44 | 11.44 | 0 | 0 | 0 | 0 | 0 | 0 | 0 | 0 | 0 | 0 | 0 | 0 | 0 | 0 | 0 | 0 | 0 | 0 | System Off | 0 | 0
5853 | 5853 | 2012-08-31 20:59 | 11.18 | 11.18 | 11.18 | 11.18 | 0 | 0 | 0 | 0 | 0 | 0 | 0 | 0 | 0 | 0 | 0 | 0 | 0 | 0 | 0 | 0 | 0 | 0 | System Off | 0 | 0
5854 | 5854 | 2012-08-31 21:59 | 11.15 | 11.15 | 11.15 | 11.15 | 0 | 0 | 0 | 0 | 0 | 0 | 0 | 0 | 0 | 0 | 0 | 0 | 0 | 0 | 0 | 0 | 0 | 0 | System Off | 0 | 0
5855 | 5855 | 2012-08-31 22:59 | 11.13 | 11.13 | 11.13 | 11.13 | 0 | 0 | 0 | 0 | 0 | 0 | 0 | 0 | 0 | 0 | 0 | 0 | 0 | 0 | 0 | 0 | 0 | 0 | System Off | 0 | 0
5856 | 5856 | 2012-08-31 23:59 | 11.1 | 11.1 | 11.1 | 11.1 | 0 | 0 | 0 | 0 | 0 | 0 | 0 | 0 | 0 | 0 | 0 | 0 | 0 | 0 | 0 | 0 | 0 | 0 | System Off | 0 | 0
5857 | 5857 | 2012-09-01 00:59 | 10.91 | 10.91 | 10.91 | 10.91 | 0 | 0 | 0 | 0 | 0 | 0 | 0 | 0 | 0 | 0 | 0 | 0 | 0 | 0 | 0 | 0 | 0 | 0 | System Off | 0 | 0
5858 | 5858 | 2012-09-01 01:59 | 10.72 | 10.72 | 10.72 | 10.72 | 0 | 0 | 0 | 0 | 0 | 0 | 0 | 0 | 0 | 0 | 0 | 0 | 0 | 0 | 0 | 0 | 0 | 0 | System Off | 0 | 0
5859 | 5859 | 2012-09-01 02:59 | 10.54 | 10.54 | 10.54 | 10.54 | 0 | 0 | 0 | 0 | 0 | 0 | 0 | 0 | 0 | 0 | 0 | 0 | 0 | 0 | 0 | 0 | 0 | 0 | System Off | 0 | 0
5860 | 5860 | 2012-09-01 03:59 | 10.63 | 10.63 | 10.63 | 10.63 | 0 | 0 | 0 | 0 | 0 | 0 | 0 | 0 | 0 | 0 | 0 | 0 | 0 | 0 | 0 | 0 | 0 | 0 | System Off | 0 | 0
5861 | 5861 | 2012-09-01 04:59 | 10.72 | 10.84 | 10.84 | 10.72 | 6.12 | 0 | 2.73 | 2 | 15.94 | 7.96 | 0 | 0 | 0 | 0 | 0 | 0 | 0 | 1.54 | 0.76679 | 0.09408 | 0 | 0 | System Off | 0 | 0
5862 | 5862 | 2012-09-01 05:59 | 10.81 | 15.14 | 15.14 | 10.81 | 245.85 | 206.22 | 97.5 | 88 | 14.55 | 279.64 | 0.72 | 0.74 | 0.72 | 0.07 | 287.02 | 0 | 0 | 69.04 | 0.78367 | 0.09408 | 0 | 0 | System Off | 1 | 0
5863 | 5863 | 2012-09-01 06:59 | 12.29 | 32.51 | 32.51 | 12.29 | 1167.93 | 1109.14 | 455.49 | 424 | 14.35 | 1223.48 | 0.88 | 0.91 | 0.89 | 0.4 | 1009.75 | 0 | 0 | 333.49 | 0.85736 | 0.09408 | 0 | 0 | System Off | 1 | 0
5864 | 5864 | 2012-09-01 07:59 | 13.76 | 44.44 | 44.44 | 13.76 | 1744.83 | 1671.74 | 690.65 | 657 | 13.83 | 1768.75 | 0.87 | 0.95 | 0.92 | 0.6 | 1196.69 | 0 | 0 | 520.13 | 0.91299 | 0.09408 | 0 | 0 | System Off | 1 | 0
5865 | 5865 | 2012-09-01 08:59 | 15.24 | 51.09 | 51.09 | 15.24 | 1994.47 | 1914.63 | 806.93 | 769 | 13.51 | 2010.3 | 0.86 | 0.95 | 0.93 | 0.69 | 1217.16 | 0 | 0 | 611.29 | 0.91677 | 0.09408 | 0 | 0 | System Off | 1 | 0
5866 | 5866 | 2012-09-01 09:59 | 16.21 | 31.25 | 31.25 | 16.21 | 846.72 | 795.12 | 331.53 | 309 | 14.27 | 894.91 | 0.87 | 0.89 | 0.87 | 0.29 | 484.76 | 0 | 0 | 243.27 | 0.85914 | 0.09408 | 0 | 0 | System Off | 1 | 0
5867 | 5867 | 2012-09-01 10:59 | 17.18 | 29.14 | 29.14 | 17.18 | 656.52 | 608.92 | 258.14 | 240 | 14.25 | 702.5 | 0.85 | 0.87 | 0.85 | 0.22 | 374.5 | 0 | 0 | 189.01 | 0.85156 | 0.09408 | 0 | 0 | System Off | 1 | 0
5868 | 5868 | 2012-09-01 11:59 | 18.16 | 35 | 35 | 18.16 | 896.82 | 844.14 | 355.69 | 332 | 14.07 | 946.11 | 0.87 | 0.89 | 0.87 | 0.31 | 517.45 | 0 | 0 | 262.05 | 0.87596 | 0.09408 | 0 | 0 | System Off | 1 | 0
5869 | 5869 | 2012-09-01 12:59 | 18.25 | 27.3 | 27.3 | 18.25 | 497.34 | 452.94 | 196.33 | 182 | 14.23 | 538.09 | 0.81 | 0.84 | 0.82 | 0.16 | 298.77 | 0 | 0 | 143.36 | 0.84669 | 0.09408 | 0 | 0 | System Off | 1 | 0
5870 | 5870 | 2012-09-01 13:59 | 18.34 | 26.09 | 26.09 | 18.34 | 437.01 | 393.78 | 172.56 | 160 | 14.23 | 475.13 | 0.81 | 0.83 | 0.81 | 0.14 | 289.31 | 0 | 0 | 126.04 | 0.8429 | 0.09408 | 0 | 0 | System Off | 1 | 0
5871 | 5871 | 2012-09-01 14:59 | 18.43 | 22.42 | 22.42 | 18.43 | 227.97 | 188.67 | 91.09 | 84 | 14.14 | 254.3 | 0.77 | 0.74 | 0.73 | 0.07 | 145.92 | 0 | 0 | 66.25 | 0.82848 | 0.09408 | 0 | 0 | System Off | 1 | 0
5872 | 5872 | 2012-09-01 15:59 | 17.54 | 22.72 | 22.72 | 17.54 | 286.8 | 246.41 | 113.95 | 105 | 14.23 | 317.76 | 0.79 | 0.78 | 0.76 | 0.09 | 190.95 | 0 | 0 | 82.71 | 0.8272 | 0.09408 | 0 | 0 | System Off | 1 | 0
5873 | 5873 | 2012-09-01 16:59 | 16.65 | 19.86 | 19.86 | 16.65 | 132 | 94.41 | 67.9 | 49 | 14.03 | 191.39 | 0.44 | 0.49 | 0.48 | 0.03 | 67.88 | 0 | 0 | 38.7 | 0.8109 | 0.09408 | 0 | 0 | System Off | 0 | 0
5874 | 5874 | 2012-09-01 17:59 | 15.76 | 15.76 | 15.76 | 15.76 | 0 | 0 | 0 | 0 | 0 | 0 | 0 | 0 | 0 | 0 | 0 | 0 | 0 | 0 | 0 | 0 | 0 | 0 | System Off | 0 | 0
5875 | 5875 | 2012-09-01 18:59 | 14.5 | 14.5 | 14.5 | 14.5 | 0 | 0 | 0 | 0 | 0 | 0 | 0 | 0 | 0 | 0 | 0 | 0 | 0 | 0 | 0 | 0 | 0 | 0 | System Off | 0 | 0
5876 | 5876 | 2012-09-01 19:59 | 13.24 | 13.24 | 13.24 | 13.24 | 0 | 0 | 0 | 0 | 0 | 0 | 0 | 0 | 0 | 0 | 0 | 0 | 0 | 0 | 0 | 0 | 0 | 0 | System Off | 0 | 0
5877 | 5877 | 2012-09-01 20:59 | 11.98 | 11.98 | 11.98 | 11.98 | 0 | 0 | 0 | 0 | 0 | 0 | 0 | 0 | 0 | 0 | 0 | 0 | 0 | 0 | 0 | 0 | 0 | 0 | System Off | 0 | 0
5878 | 5878 | 2012-09-01 21:59 | 11.63 | 11.63 | 11.63 | 11.63 | 0 | 0 | 0 | 0 | 0 | 0 | 0 | 0 | 0 | 0 | 0 | 0 | 0 | 0 | 0 | 0 | 0 | 0 | System Off | 0 | 0
5879 | 5879 | 2012-09-01 22:59 | 11.27 | 11.27 | 11.27 | 11.27 | 0 | 0 | 0 | 0 | 0 | 0 | 0 | 0 | 0 | 0 | 0 | 0 | 0 | 0 | 0 | 0 | 0 | 0 | System Off | 0 | 0
5880 | 5880 | 2012-09-01 23:59 | 10.91 | 10.91 | 10.91 | 10.91 | 0 | 0 | 0 | 0 | 0 | 0 | 0 | 0 | 0 | 0 | 0 | 0 | 0 | 0 | 0 | 0 | 0 | 0 | System Off | 0 | 0
5881 | 5881 | 2012-09-02 00:59 | 10.71 | 10.71 | 10.71 | 10.71 | 0 | 0 | 0 | 0 | 0 | 0 | 0 | 0 | 0 | 0 | 0 | 0 | 0 | 0 | 0 | 0 | 0 | 0 | System Off | 0 | 0
5882 | 5882 | 2012-09-02 01:59 | 10.51 | 10.51 | 10.51 | 10.51 | 0 | 0 | 0 | 0 | 0 | 0 | 0 | 0 | 0 | 0 | 0 | 0 | 0 | 0 | 0 | 0 | 0 | 0 | System Off | 0 | 0
5883 | 5883 | 2012-09-02 02:59 | 10.32 | 10.32 | 10.32 | 10.32 | 0 | 0 | 0 | 0 | 0 | 0 | 0 | 0 | 0 | 0 | 0 | 0 | 0 | 0 | 0 | 0 | 0 | 0 | System Off | 0 | 0
5884 | 5884 | 2012-09-02 03:59 | 10.32 | 10.32 | 10.32 | 10.32 | 0 | 0 | 0 | 0 | 0 | 0 | 0 | 0 | 0 | 0 | 0 | 0 | 0 | 0 | 0 | 0 | 0 | 0 | System Off | 0 | 0
5885 | 5885 | 2012-09-02 04:59 | 10.32 | 10.4 | 10.4 | 10.32 | 4 | 0 | 1.82 | 1 | 20.83 | 5.32 | 0 | 0 | 0 | 0 | 0 | 0 | 0 | 0.72 | 0.76427 | 0.09408 | 0 | 0 | System Off | 0 | 0
5886 | 5886 | 2012-09-02 05:59 | 10.32 | 14.12 | 14.12 | 10.32 | 209.47 | 170.5 | 82.49 | 75 | 14.55 | 237.47 | 0.73 | 0.72 | 0.7 | 0.06 | 237.3 | 0 | 0 | 58.84 | 0.77832 | 0.09408 | 0 | 0 | System Off | 1 | 0
5887 | 5887 | 2012-09-02 06:59 | 13.11 | 34.14 | 34.14 | 13.11 | 1123.56 | 1065.8 | 441.65 | 411 | 14.24 | 1178.74 | 0.88 | 0.9 | 0.88 | 0.39 | 970.29 | 0 | 0 | 323.71 | 0.86 | 0.09408 | 0 | 0 | System Off | 1 | 0
5888 | 5888 | 2012-09-02 07:59 | 15.9 | 47.63 | 47.63 | 15.9 | 1599.64 | 1530.32 | 644.53 | 612 | 13.61 | 1629.08 | 0.85 | 0.94 | 0.92 | 0.55 | 1095.46 | 0 | 0 | 485.85 | 0.91805 | 0.09408 | 0 | 0 | System Off | 1 | 0
5889 | 5889 | 2012-09-02 08:59 | 18.69 | 60.03 | 60.03 | 18.69 | 1930.81 | 1852.72 | 812.3 | 775 | 12.98 | 1947.51 | 0.82 | 0.95 | 0.93 | 0.67 | 1177.8 | 0 | 0 | 620.19 | 0.94097 | 0.09408 | 0 | 0 | System Off | 1 | 0
5890 | 5890 | 2012-09-02 09:59 | 19.58 | 55.05 | 55.05 | 19.58 | 1674.36 | 1603.11 | 696.93 | 660 | 13.21 | 1707.31 | 0.83 | 0.94 | 0.92 | 0.58 | 977.37 | 0 | 0 | 526.59 | 0.92334 | 0.09408 | 0 | 0 | System Off | 1 | 0
5891 | 5891 | 2012-09-02 10:59 | 20.47 | 63.12 | 63.12 | 20.47 | 1960.3 | 1881.4 | 838.12 | 797 | 12.81 | 1982.23 | 0.81 | 0.95 | 0.92 | 0.68 | 1157.1 | 0 | 0 | 639.11 | 0.95718 | 0.09408 | 0 | 0 | System Off | 1 | 0
5892 | 5892 | 2012-09-02 11:59 | 21.36 | 69.72 | 69.72 | 21.36 | 2174.51 | 2089.6 | 950.27 | 908 | 12.47 | 2181.75 | 0.8 | 0.96 | 0.93 | 0.76 | 1280.91 | 0 | 0 | 731.18 | 0.98617 | 0.09408 | 0 | 0 | System Off | 1 | 0
5893 | 5893 | 2012-09-02 12:59 | 21.57 | 64.27 | 64.27 | 21.57 | 1972.48 | 1893.25 | 844.12 | 806 | 12.75 | 1986.32 | 0.81 | 0.95 | 0.93 | 0.68 | 1248.86 | 0 | 0 | 646.85 | 0.96627 | 0.09408 | 0 | 0 | System Off | 1 | 0
5894 | 5894 | 2012-09-02 13:59 | 21.79 | 56.85 | 56.85 | 21.79 | 1673.18 | 1601.96 | 698.01 | 665 | 13.1 | 1696.81 | 0.83 | 0.94 | 0.92 | 0.58 | 1176.97 | 0 | 0 | 531.31 | 0.93862 | 0.09408 | 0 | 0 | System Off | 1 | 0
5895 | 5895 | 2012-09-02 14:59 | 22.01 | 35.38 | 35.38 | 22.01 | 666.22 | 618.42 | 267.9 | 250 | 13.88 | 711.53 | 0.82 | 0.87 | 0.85 | 0.22 | 478.32 | 0 | 0 | 197.8 | 0.88376 | 0.09408 | 0 | 0 | System Off | 1 | 0
5896 | 5896 | 2012-09-02 15:59 | 20.69 | 28.54 | 28.54 | 20.69 | 394.8 | 352.38 | 160.32 | 147 | 13.99 | 437.32 | 0.81 | 0.81 | 0.79 | 0.13 | 273.07 | 0 | 0 | 116.15 | 0.85483 | 0.09408 | 0 | 0 | System Off | 1 | 0
5897 | 5897 | 2012-09-02 16:59 | 19.38 | 22.36 | 22.36 | 19.38 | 144.24 | 106.43 | 62.01 | 54 | 13.91 | 173.17 | 0.65 | 0.61 | 0.6 | 0.04 | 76.52 | 0 | 0 | 42.71 | 0.82834 | 0.09408 | 0 | 0 | System Off | 1 | 0
5898 | 5898 | 2012-09-02 17:59 | 18.06 | 18.06 | 18.06 | 18.06 | 0 | 0 | 0 | 0 | 0 | 0 | 0 | 0 | 0 | 0 | 0 | 0 | 0 | 0 | 0 | 0 | 0 | 0 | System Off | 0 | 0
5899 | 5899 | 2012-09-02 18:59 | 17.04 | 17.04 | 17.04 | 17.04 | 0 | 0 | 0 | 0 | 0 | 0 | 0 | 0 | 0 | 0 | 0 | 0 | 0 | 0 | 0 | 0 | 0 | 0 | System Off | 0 | 0
5900 | 5900 | 2012-09-02 19:59 | 16.02 | 16.02 | 16.02 | 16.02 | 0 | 0 | 0 | 0 | 0 | 0 | 0 | 0 | 0 | 0 | 0 | 0 | 0 | 0 | 0 | 0 | 0 | 0 | System Off | 0 | 0
5901 | 5901 | 2012-09-02 20:59 | 15 | 15 | 15 | 15 | 0 | 0 | 0 | 0 | 0 | 0 | 0 | 0 | 0 | 0 | 0 | 0 | 0 | 0 | 0 | 0 | 0 | 0 | System Off | 0 | 0
5902 | 5902 | 2012-09-02 21:59 | 14.54 | 14.54 | 14.54 | 14.54 | 0 | 0 | 0 | 0 | 0 | 0 | 0 | 0 | 0 | 0 | 0 | 0 | 0 | 0 | 0 | 0 | 0 | 0 | System Off | 0 | 0
5903 | 5903 | 2012-09-02 22:59 | 14.08 | 14.08 | 14.08 | 14.08 | 0 | 0 | 0 | 0 | 0 | 0 | 0 | 0 | 0 | 0 | 0 | 0 | 0 | 0 | 0 | 0 | 0 | 0 | System Off | 0 | 0
5904 | 5904 | 2012-09-02 23:59 | 13.62 | 13.62 | 13.62 | 13.62 | 0 | 0 | 0 | 0 | 0 | 0 | 0 | 0 | 0 | 0 | 0 | 0 | 0 | 0 | 0 | 0 | 0 | 0 | System Off | 0 | 0
5905 | 5905 | 2012-09-03 00:59 | 13.31 | 13.31 | 13.31 | 13.31 | 0 | 0 | 0 | 0 | 0 | 0 | 0 | 0 | 0 | 0 | 0 | 0 | 0 | 0 | 0 | 0 | 0 | 0 | System Off | 0 | 0
5906 | 5906 | 2012-09-03 01:59 | 13 | 13 | 13 | 13 | 0 | 0 | 0 | 0 | 0 | 0 | 0 | 0 | 0 | 0 | 0 | 0 | 0 | 0 | 0 | 0 | 0 | 0 | System Off | 0 | 0
5907 | 5907 | 2012-09-03 02:59 | 12.7 | 12.7 | 12.7 | 12.7 | 0 | 0 | 0 | 0 | 0 | 0 | 0 | 0 | 0 | 0 | 0 | 0 | 0 | 0 | 0 | 0 | 0 | 0 | System Off | 0 | 0
5908 | 5908 | 2012-09-03 03:59 | 13.09 | 13.09 | 13.09 | 13.09 | 0 | 0 | 0 | 0 | 0 | 0 | 0 | 0 | 0 | 0 | 0 | 0 | 0 | 0 | 0 | 0 | 0 | 0 | System Off | 0 | 0
5909 | 5909 | 2012-09-03 04:59 | 13.49 | 13.58 | 13.58 | 13.49 | 3.93 | 0 | 1.82 | 1 | 20.47 | 5.25 | 0 | 0 | 0 | 0 | 0 | 0 | 0 | 0.73 | 0.78279 | 0.09408 | 0 | 0 | System Off | 0 | 0
5910 | 5910 | 2012-09-03 05:59 | 13.89 | 17.9 | 17.9 | 13.89 | 204.35 | 165.47 | 81.87 | 74 | 14.38 | 232.47 | 0.73 | 0.71 | 0.7 | 0.06 | 230.29 | 0 | 0 | 58.18 | 0.79923 | 0.09408 | 0 | 0 | System Off | 1 | 0
5911 | 5911 | 2012-09-03 06:59 | 15.84 | 29.06 | 29.06 | 15.84 | 709.87 | 661.17 | 278.11 | 258 | 14.33 | 757.09 | 0.86 | 0.87 | 0.85 | 0.24 | 601.92 | 0 | 0 | 202.97 | 0.84682 | 0.09408 | 0 | 0 | System Off | 1 | 0
5912 | 5912 | 2012-09-03 07:59 | 17.79 | 28.05 | 28.05 | 17.79 | 565.2 | 519.45 | 222.01 | 207 | 14.22 | 606.73 | 0.86 | 0.86 | 0.84 | 0.19 | 371.84 | 0 | 0 | 163.07 | 0.84881 | 0.09408 | 0 | 0 | System Off | 1 | 0
5913 | 5913 | 2012-09-03 08:59 | 19.74 | 30.53 | 30.53 | 19.74 | 606.45 | 559.87 | 240.29 | 223 | 14.16 | 650.41 | 0.83 | 0.86 | 0.84 | 0.2 | 355.92 | 0 | 0 | 175.8 | 0.86404 | 0.09408 | 0 | 0 | System Off | 1 | 0
5914 | 5914 | 2012-09-03 09:59 | 20.45 | 28.46 | 28.46 | 20.45 | 448.07 | 404.62 | 178.53 | 165 | 14.14 | 487.12 | 0.84 | 0.83 | 0.81 | 0.15 | 246.69 | 0 | 0 | 130.11 | 0.85688 | 0.09408 | 0 | 0 | System Off | 1 | 0
5915 | 5915 | 2012-09-03 10:59 | 21.16 | 35.28 | 35.28 | 21.16 | 788.13 | 737.79 | 314.95 | 293 | 14.01 | 836.83 | 0.86 | 0.88 | 0.86 | 0.27 | 453.76 | 0 | 0 | 231.44 | 0.887 | 0.09408 | 0 | 0 | System Off | 1 | 0
5916 | 5916 | 2012-09-03 11:59 | 21.87 | 35.2 | 35.2 | 21.87 | 743.55 | 694.14 | 297.87 | 277 | 13.98 | 791.7 | 0.84 | 0.88 | 0.86 | 0.25 | 425.51 | 0 | 0 | 218.88 | 0.88826 | 0.09408 | 0 | 0 | System Off | 1 | 0
5917 | 5917 | 2012-09-03 12:59 | 21.92 | 36.75 | 36.75 | 21.92 | 847.49 | 795.88 | 339.09 | 316 | 13.97 | 895.77 | 0.86 | 0.89 | 0.87 | 0.29 | 525 | 0 | 0 | 249.74 | 0.89645 | 0.09408 | 0 | 0 | System Off | 1 | 0
5918 | 5918 | 2012-09-03 13:59 | 21.98 | 31.39 | 31.39 | 21.98 | 551.73 | 506.26 | 220.36 | 205 | 14.02 | 594.48 | 0.82 | 0.85 | 0.83 | 0.18 | 371.95 | 0 | 0 | 161.91 | 0.87444 | 0.09408 | 0 | 0 | System Off | 1 | 0
5919 | 5919 | 2012-09-03 14:59 | 22.04 | 31.07 | 31.07 | 22.04 | 542.46 | 497.17 | 216.38 | 201 | 14.06 | 584.49 | 0.83 | 0.85 | 0.83 | 0.18 | 384.53 | 0 | 0 | 158.68 | 0.87399 | 0.09408 | 0 | 0 | System Off | 1 | 0
5920 | 5920 | 2012-09-03 15:59 | 21.02 | 26.62 | 26.62 | 21.02 | 323.98 | 282.91 | 130.77 | 120 | 14.06 | 359.34 | 0.76 | 0.79 | 0.77 | 0.1 | 219.23 | 0 | 0 | 94.73 | 0.85145 | 0.09408 | 0 | 0 | System Off | 1 | 0
5921 | 5921 | 2012-09-03 16:59 | 19.99 | 22.58 | 22.58 | 19.99 | 136.85 | 99.18 | 59.01 | 52 | 13.71 | 164.63 | 0.68 | 0.6 | 0.59 | 0.04 | 71.31 | 0 | 0 | 41.23 | 0.83167 | 0.09408 | 0 | 0 | System Off | 0 | 0
5922 | 5922 | 2012-09-03 17:59 | 18.97 | 18.97 | 18.97 | 18.97 | 0 | 0 | 0 | 0 | 0 | 0 | 0 | 0 | 0 | 0 | 0 | 0 | 0 | 0 | 0 | 0 | 0 | 0 | System Off | 0 | 0
5923 | 5923 | 2012-09-03 18:59 | 18.01 | 18.01 | 18.01 | 18.01 | 0 | 0 | 0 | 0 | 0 | 0 | 0 | 0 | 0 | 0 | 0 | 0 | 0 | 0 | 0 | 0 | 0 | 0 | System Off | 0 | 0
5924 | 5924 | 2012-09-03 19:59 | 17.05 | 17.05 | 17.05 | 17.05 | 0 | 0 | 0 | 0 | 0 | 0 | 0 | 0 | 0 | 0 | 0 | 0 | 0 | 0 | 0 | 0 | 0 | 0 | System Off | 0 | 0
5925 | 5925 | 2012-09-03 20:59 | 16.08 | 16.08 | 16.08 | 16.08 | 0 | 0 | 0 | 0 | 0 | 0 | 0 | 0 | 0 | 0 | 0 | 0 | 0 | 0 | 0 | 0 | 0 | 0 | System Off | 0 | 0
5926 | 5926 | 2012-09-03 21:59 | 15.6 | 15.6 | 15.6 | 15.6 | 0 | 0 | 0 | 0 | 0 | 0 | 0 | 0 | 0 | 0 | 0 | 0 | 0 | 0 | 0 | 0 | 0 | 0 | System Off | 0 | 0
5927 | 5927 | 2012-09-03 22:59 | 15.12 | 15.12 | 15.12 | 15.12 | 0 | 0 | 0 | 0 | 0 | 0 | 0 | 0 | 0 | 0 | 0 | 0 | 0 | 0 | 0 | 0 | 0 | 0 | System Off | 0 | 0
5928 | 5928 | 2012-09-03 23:59 | 14.64 | 14.64 | 14.64 | 14.64 | 0 | 0 | 0 | 0 | 0 | 0 | 0 | 0 | 0 | 0 | 0 | 0 | 0 | 0 | 0 | 0 | 0 | 0 | System Off | 0 | 0
5929 | 5929 | 2012-09-04 00:59 | 14.29 | 14.29 | 14.29 | 14.29 | 0 | 0 | 0 | 0 | 0 | 0 | 0 | 0 | 0 | 0 | 0 | 0 | 0 | 0 | 0 | 0 | 0 | 0 | System Off | 0 | 0
5930 | 5930 | 2012-09-04 01:59 | 13.94 | 13.94 | 13.94 | 13.94 | 0 | 0 | 0 | 0 | 0 | 0 | 0 | 0 | 0 | 0 | 0 | 0 | 0 | 0 | 0 | 0 | 0 | 0 | System Off | 0 | 0
5931 | 5931 | 2012-09-04 02:59 | 13.59 | 13.59 | 13.59 | 13.59 | 0 | 0 | 0 | 0 | 0 | 0 | 0 | 0 | 0 | 0 | 0 | 0 | 0 | 0 | 0 | 0 | 0 | 0 | System Off | 0 | 0
5932 | 5932 | 2012-09-04 03:59 | 13.72 | 13.72 | 13.72 | 13.72 | 0 | 0 | 0 | 0 | 0 | 0 | 0 | 0 | 0 | 0 | 0 | 0 | 0 | 0 | 0 | 0 | 0 | 0 | System Off | 0 | 0
5933 | 5933 | 2012-09-04 04:59 | 13.85 | 13.95 | 13.95 | 13.85 | 3.92 | 0 | 1.82 | 1 | 20.42 | 5.25 | 0 | 0 | 0 | 0 | 0 | 0 | 0 | 0.73 | 0.78491 | 0.09408 | 0 | 0 | System Off | 0 | 0
5934 | 5934 | 2012-09-04 05:59 | 13.98 | 24 | 24 | 13.98 | 435.66 | 392.46 | 186.72 | 158 | 14.36 | 518.2 | 0.75 | 0.76 | 0.74 | 0.14 | 546.22 | 0 | 0 | 124.25 | 0.81603 | 0.09408 | 0 | 0 | System Off | 1 | 0
5935 | 5935 | 2012-09-04 06:59 | 16.14 | 36.79 | 36.79 | 16.14 | 960.33 | 906.26 | 383.77 | 357 | 14.01 | 1013.59 | 0.86 | 0.89 | 0.87 | 0.33 | 825.04 | 0 | 0 | 281.99 | 0.86839 | 0.09408 | 0 | 0 | System Off | 1 | 0
5936 | 5936 | 2012-09-04 07:59 | 18.3 | 52.71 | 52.71 | 18.3 | 1547.71 | 1479.7 | 637.96 | 605 | 13.32 | 1578.51 | 0.85 | 0.94 | 0.91 | 0.54 | 1059.22 | 0 | 0 | 482.04 | 0.9325 | 0.09408 | 0 | 0 | System Off | 1 | 0
5937 | 5937 | 2012-09-04 08:59 | 20.46 | 66.4 | 66.4 | 20.46 | 1965.61 | 1886.56 | 848.93 | 811 | 12.62 | 1978.67 | 0.8 | 0.95 | 0.93 | 0.68 | 1199.32 | 0 | 0 | 651.85 | 0.96031 | 0.09408 | 0 | 0 | System Off | 1 | 0
5938 | 5938 | 2012-09-04 09:59 | 21.43 | 73.8 | 73.8 | 21.43 | 2239.35 | 2152.57 | 994.26 | 952 | 12.25 | 2240.22 | 0.78 | 0.96 | 0.93 | 0.78 | 1312.36 | 0 | 0 | 768.73 | 0.99611 | 0.09408 | 0 | 0 | System Off | 1 | 0
5939 | 5939 | 2012-09-04 10:59 | 22.41 | 74.57 | 74.57 | 22.41 | 2281.15 | 2193.14 | 1016.41 | 973 | 12.21 | 2281.98 | 0.78 | 0.96 | 0.93 | 0.79 | 1348.83 | 0 | 0 | 786.08 | 1.007 | 0.09408 | 0 | 0 | System Off | 1 | 0
5940 | 5940 | 2012-09-04 11:59 | 23.39 | 72.85 | 72.85 | 23.39 | 2233.68 | 2147.06 | 987.86 | 946 | 12.3 | 2235.62 | 0.79 | 0.96 | 0.93 | 0.78 | 1316.14 | 0 | 0 | 763.44 | 1.0078 | 0.09408 | 0 | 0 | System Off | 1 | 0
5941 | 5941 | 2012-09-04 12:59 | 23.54 | 66.22 | 66.22 | 23.54 | 2048.19 | 1966.86 | 881.55 | 843 | 12.65 | 2056.37 | 0.81 | 0.96 | 0.93 | 0.71 | 1297.42 | 0 | 0 | 677.31 | 0.98687 | 0.09408 | 0 | 0 | System Off | 1 | 0
5942 | 5942 | 2012-09-04 13:59 | 23.69 | 54.08 | 54.08 | 23.69 | 1564.89 | 1496.45 | 647.97 | 616 | 13.23 | 1593.95 | 0.83 | 0.94 | 0.92 | 0.54 | 1099.45 | 0 | 0 | 491.38 | 0.94076 | 0.09408 | 0 | 0 | System Off | 1 | 0
5943 | 5943 | 2012-09-04 14:59 | 23.84 | 45.67 | 45.67 | 23.84 | 1176.87 | 1117.88 | 479.88 | 451 | 13.59 | 1222.79 | 0.83 | 0.91 | 0.89 | 0.4 | 864.62 | 0 | 0 | 358.13 | 0.93655 | 0.09408 | 0 | 0 | System Off | 1 | 0
5944 | 5944 | 2012-09-04 15:59 | 22.46 | 32.11 | 32.11 | 22.46 | 514.62 | 469.87 | 214.61 | 192 | 13.96 | 577.36 | 0.79 | 0.81 | 0.8 | 0.17 | 364.12 | 0 | 0 | 151.76 | 0.87484 | 0.09408 | 0 | 0 | System Off | 1 | 0
5945 | 5945 | 2012-09-04 16:59 | 21.09 | 23.69 | 23.69 | 21.09 | 131.6 | 94.02 | 58.57 | 50 | 13.71 | 162.75 | 0.51 | 0.58 | 0.56 | 0.03 | 67.6 | 0 | 0 | 39.65 | 0.83796 | 0.09408 | 0 | 0 | System Off | 0 | 0
5946 | 5946 | 2012-09-04 17:59 | 19.71 | 19.71 | 19.71 | 19.71 | 0 | 0 | 0 | 0 | 0 | 0 | 0 | 0 | 0 | 0 | 0 | 0 | 0 | 0 | 0 | 0 | 0 | 0 | System Off | 0 | 0
5947 | 5947 | 2012-09-04 18:59 | 18.65 | 18.65 | 18.65 | 18.65 | 0 | 0 | 0 | 0 | 0 | 0 | 0 | 0 | 0 | 0 | 0 | 0 | 0 | 0 | 0 | 0 | 0 | 0 | System Off | 0 | 0
5948 | 5948 | 2012-09-04 19:59 | 17.58 | 17.58 | 17.58 | 17.58 | 0 | 0 | 0 | 0 | 0 | 0 | 0 | 0 | 0 | 0 | 0 | 0 | 0 | 0 | 0 | 0 | 0 | 0 | System Off | 0 | 0
5949 | 5949 | 2012-09-04 20:59 | 16.51 | 16.51 | 16.51 | 16.51 | 0 | 0 | 0 | 0 | 0 | 0 | 0 | 0 | 0 | 0 | 0 | 0 | 0 | 0 | 0 | 0 | 0 | 0 | System Off | 0 | 0
5950 | 5950 | 2012-09-04 21:59 | 16.09 | 16.09 | 16.09 | 16.09 | 0 | 0 | 0 | 0 | 0 | 0 | 0 | 0 | 0 | 0 | 0 | 0 | 0 | 0 | 0 | 0 | 0 | 0 | System Off | 0 | 0
5951 | 5951 | 2012-09-04 22:59 | 15.67 | 15.67 | 15.67 | 15.67 | 0 | 0 | 0 | 0 | 0 | 0 | 0 | 0 | 0 | 0 | 0 | 0 | 0 | 0 | 0 | 0 | 0 | 0 | System Off | 0 | 0
5952 | 5952 | 2012-09-04 23:59 | 15.25 | 15.25 | 15.25 | 15.25 | 0 | 0 | 0 | 0 | 0 | 0 | 0 | 0 | 0 | 0 | 0 | 0 | 0 | 0 | 0 | 0 | 0 | 0 | System Off | 0 | 0
5953 | 5953 | 2012-09-05 00:59 | 15.14 | 15.14 | 15.14 | 15.14 | 0 | 0 | 0 | 0 | 0 | 0 | 0 | 0 | 0 | 0 | 0 | 0 | 0 | 0 | 0 | 0 | 0 | 0 | System Off | 0 | 0
5954 | 5954 | 2012-09-05 01:59 | 15.03 | 15.03 | 15.03 | 15.03 | 0 | 0 | 0 | 0 | 0 | 0 | 0 | 0 | 0 | 0 | 0 | 0 | 0 | 0 | 0 | 0 | 0 | 0 | System Off | 0 | 0
5955 | 5955 | 2012-09-05 02:59 | 14.93 | 14.93 | 14.93 | 14.93 | 0 | 0 | 0 | 0 | 0 | 0 | 0 | 0 | 0 | 0 | 0 | 0 | 0 | 0 | 0 | 0 | 0 | 0 | System Off | 0 | 0
5956 | 5956 | 2012-09-05 03:59 | 15.22 | 15.22 | 15.22 | 15.22 | 0 | 0 | 0 | 0 | 0 | 0 | 0 | 0 | 0 | 0 | 0 | 0 | 0 | 0 | 0 | 0 | 0 | 0 | System Off | 0 | 0
5957 | 5957 | 2012-09-05 04:59 | 15.52 |  |  | 15.52 | 0 | 0 | 0.02 | 0 | 0 | 0 | 0 | 0 | 0 | 0 | 0 | 0 | 0 | 0 | 0 | 0 | 0 | 0 | System Off | 0 | 0
5958 | 5958 | 2012-09-05 05:59 | 15.81 | 18.21 | 18.21 | 15.81 | 132.73 | 95.13 | 53.51 | 49 | 14.11 | 151.76 | 0.56 | 0.63 | 0.61 | 0.03 | 132.4 | 0 | 0 | 38.66 | 0.80586 | 0.09408 | 0 | 0 | System Off | 1 | 0
5959 | 5959 | 2012-09-05 06:59 | 17 | 22.21 | 22.21 | 17 | 301.21 | 260.56 | 118.83 | 110 | 14.26 | 332.01 | 0.76 | 0.78 | 0.77 | 0.09 | 237.21 | 0 | 0 | 86.61 | 0.82491 | 0.09408 | 0 | 0 | System Off | 1 | 0
5960 | 5960 | 2012-09-05 07:59 | 18.18 | 22.75 | 22.75 | 18.18 | 268.19 | 228.15 | 106.57 | 99 | 14.11 | 297.16 | 0.75 | 0.77 | 0.75 | 0.08 | 163.32 | 0 | 0 | 78.1 | 0.82993 | 0.09408 | 0 | 0 | System Off | 1 | 0
5961 | 5961 | 2012-09-05 08:59 | 19.37 | 28.43 | 28.43 | 19.37 | 546.82 | 501.43 | 215.86 | 200 | 14.24 | 589.04 | 0.83 | 0.85 | 0.83 | 0.18 | 318.77 | 0 | 0 | 157.52 | 0.85714 | 0.09408 | 0 | 0 | System Off | 1 | 0
5962 | 5962 | 2012-09-05 09:59 | 19.99 | 29.8 | 29.8 | 19.99 | 598.58 | 552.16 | 236.87 | 220 | 14.17 | 642.97 | 0.84 | 0.86 | 0.84 | 0.2 | 336.64 | 0 | 0 | 173.42 | 0.86498 | 0.09408 | 0 | 0 | System Off | 1 | 0
5963 | 5963 | 2012-09-05 10:59 | 20.62 | 35.64 | 35.64 | 20.62 | 926.61 | 873.28 | 367.74 | 343 | 14.07 | 975.72 | 0.87 | 0.9 | 0.87 | 0.32 | 537.08 | 0 | 0 | 270.73 | 0.89359 | 0.09408 | 0 | 0 | System Off | 1 | 0
5964 | 5964 | 2012-09-05 11:59 | 21.25 | 53.96 | 53.96 | 21.25 | 1975.92 | 1896.59 | 811.54 | 772 | 13.33 | 1997.31 | 0.85 | 0.95 | 0.93 | 0.69 | 1162.6 | 0 | 0 | 615.05 | 0.95619 | 0.09408 | 0 | 0 | System Off | 1 | 0
5965 | 5965 | 2012-09-05 12:59 | 20.86 | 51.4 | 51.4 | 20.86 | 1935.37 | 1857.16 | 785.41 | 748 | 13.48 | 1954.08 | 0.85 | 0.95 | 0.93 | 0.67 | 1225.05 | 0 | 0 | 594.84 | 0.94859 | 0.09408 | 0 | 0 | System Off | 1 | 0
5966 | 5966 | 2012-09-05 13:59 | 20.48 | 41.55 | 41.55 | 20.48 | 1417.76 | 1353 | 560.9 | 531 | 13.91 | 1453.46 | 0.87 | 0.93 | 0.91 | 0.49 | 994.05 | 0 | 0 | 419.99 | 0.93075 | 0.09408 | 0 | 0 | System Off | 1 | 0
5967 | 5967 | 2012-09-05 14:59 | 20.1 | 36.86 | 36.86 | 20.1 | 1171.43 | 1112.56 | 460.99 | 433 | 14.09 | 1217.24 | 0.87 | 0.91 | 0.89 | 0.4 | 860.51 | 0 | 0 | 341.68 | 0.90834 | 0.09408 | 0 | 0 | System Off | 1 | 0
5968 | 5968 | 2012-09-05 15:59 | 19.11 | 26.13 | 26.13 | 19.11 | 471.57 | 427.68 | 191.11 | 172 | 14.28 | 526.1 | 0.78 | 0.81 | 0.79 | 0.15 | 331.42 | 0 | 0 | 135.4 | 0.84997 | 0.09408 | 0 | 0 | System Off | 1 | 0
5969 | 5969 | 2012-09-05 16:59 | 18.13 | 19.49 | 19.49 | 18.13 | 88.75 | 51.92 | 36.71 | 33 | 14.01 | 103.62 | 0.54 | 0.5 | 0.49 | 0.02 | 37.33 | 0 | 0 | 26.07 | 0.81664 | 0.09408 | 0 | 0 | System Off | 0 | 0
5970 | 5970 | 2012-09-05 17:59 | 17.14 | 17.14 | 17.14 | 17.14 | 0 | 0 | 0 | 0 | 0 | 0 | 0 | 0 | 0 | 0 | 0 | 0 | 0 | 0 | 0 | 0 | 0 | 0 | System Off | 0 | 0
5971 | 5971 | 2012-09-05 18:59 | 16.21 | 16.21 | 16.21 | 16.21 | 0 | 0 | 0 | 0 | 0 | 0 | 0 | 0 | 0 | 0 | 0 | 0 | 0 | 0 | 0 | 0 | 0 | 0 | System Off | 0 | 0
5972 | 5972 | 2012-09-05 19:59 | 15.28 | 15.28 | 15.28 | 15.28 | 0 | 0 | 0 | 0 | 0 | 0 | 0 | 0 | 0 | 0 | 0 | 0 | 0 | 0 | 0 | 0 | 0 | 0 | System Off | 0 | 0
5973 | 5973 | 2012-09-05 20:59 | 14.35 | 14.35 | 14.35 | 14.35 | 0 | 0 | 0 | 0 | 0 | 0 | 0 | 0 | 0 | 0 | 0 | 0 | 0 | 0 | 0 | 0 | 0 | 0 | System Off | 0 | 0
5974 | 5974 | 2012-09-05 21:59 | 13.89 | 13.89 | 13.89 | 13.89 | 0 | 0 | 0 | 0 | 0 | 0 | 0 | 0 | 0 | 0 | 0 | 0 | 0 | 0 | 0 | 0 | 0 | 0 | System Off | 0 | 0
5975 | 5975 | 2012-09-05 22:59 | 13.43 | 13.43 | 13.43 | 13.43 | 0 | 0 | 0 | 0 | 0 | 0 | 0 | 0 | 0 | 0 | 0 | 0 | 0 | 0 | 0 | 0 | 0 | 0 | System Off | 0 | 0
5976 | 5976 | 2012-09-05 23:59 | 12.96 | 12.96 | 12.96 | 12.96 | 0 | 0 | 0 | 0 | 0 | 0 | 0 | 0 | 0 | 0 | 0 | 0 | 0 | 0 | 0 | 0 | 0 | 0 | System Off | 0 | 0
5977 | 5977 | 2012-09-06 00:59 | 12.2 | 12.2 | 12.2 | 12.2 | 0 | 0 | 0 | 0 | 0 | 0 | 0 | 0 | 0 | 0 | 0 | 0 | 0 | 0 | 0 | 0 | 0 | 0 | System Off | 0 | 0
5978 | 5978 | 2012-09-06 01:59 | 11.44 | 11.44 | 11.44 | 11.44 | 0 | 0 | 0 | 0 | 0 | 0 | 0 | 0 | 0 | 0 | 0 | 0 | 0 | 0 | 0 | 0 | 0 | 0 | System Off | 0 | 0
5979 | 5979 | 2012-09-06 02:59 | 10.68 | 10.68 | 10.68 | 10.68 | 0 | 0 | 0 | 0 | 0 | 0 | 0 | 0 | 0 | 0 | 0 | 0 | 0 | 0 | 0 | 0 | 0 | 0 | System Off | 0 | 0
5980 | 5980 | 2012-09-06 03:59 | 10.8 | 10.8 | 10.8 | 10.8 | 0 | 0 | 0 | 0 | 0 | 0 | 0 | 0 | 0 | 0 | 0 | 0 | 0 | 0 | 0 | 0 | 0 | 0 | System Off | 0 | 0
5981 | 5981 | 2012-09-06 04:59 | 10.93 | 10.93 | 10.93 | 10.93 | 0 | 0 | 0 | 0 | 0 | 0 | 0 | 0 | 0 | 0 | 0 | 0 | 0 | 0 | 0 | 0 | 0 | 0 | System Off | 0 | 0
5982 | 5982 | 2012-09-06 05:59 | 11.05 | 15.87 | 15.87 | 11.05 | 255.02 | 215.22 | 102.56 | 91 | 14.6 | 293.38 | 0.78 | 0.73 | 0.72 | 0.08 | 299.54 | 0 | 0 | 71.35 | 0.78565 | 0.09408 | 0 | 0 | System Off | 1 | 0
5983 | 5983 | 2012-09-06 06:59 | 12.69 | 20.17 | 20.17 | 12.69 | 413.38 | 370.61 | 159.61 | 148 | 14.55 | 449.38 | 0.81 | 0.82 | 0.81 | 0.13 | 337.4 | 0 | 0 | 116.11 | 0.8063 | 0.09408 | 0 | 0 | System Off | 1 | 0
5984 | 5984 | 2012-09-06 07:59 | 14.33 | 27.64 | 27.64 | 14.33 | 736.6 | 687.35 | 284.94 | 266 | 14.42 | 779.9 | 0.88 | 0.88 | 0.86 | 0.25 | 492.03 | 0 | 0 | 209.02 | 0.83909 | 0.09408 | 0 | 0 | System Off | 1 | 0
5985 | 5985 | 2012-09-06 08:59 | 15.97 | 29.06 | 29.06 | 15.97 | 719.42 | 670.53 | 280.91 | 262 | 14.3 | 764.7 | 0.85 | 0.88 | 0.86 | 0.24 | 426.26 | 0 | 0 | 206.19 | 0.84842 | 0.09408 | 0 | 0 | System Off | 1 | 0
5986 | 5986 | 2012-09-06 09:59 | 16.75 | 28.08 | 28.08 | 16.75 | 598.33 | 551.92 | 235.09 | 218 | 14.29 | 642.39 | 0.85 | 0.86 | 0.84 | 0.2 | 336.49 | 0 | 0 | 171.58 | 0.84456 | 0.09408 | 0 | 0 | System Off | 1 | 0
5987 | 5987 | 2012-09-06 10:59 | 17.54 | 34.32 | 34.32 | 17.54 | 849.36 | 797.71 | 336.76 | 314 | 14.09 | 898.19 | 0.86 | 0.89 | 0.87 | 0.29 | 490.61 | 0 | 0 | 247.78 | 0.86851 | 0.09408 | 0 | 0 | System Off | 1 | 0
5988 | 5988 | 2012-09-06 11:59 | 18.33 | 57.06 | 57.06 | 18.33 | 1793.51 | 1719.12 | 750.13 | 712 | 13.12 | 1821.81 | 0.83 | 0.94 | 0.92 | 0.62 | 1053.82 | 0 | 0 | 568.75 | 0.92587 | 0.09408 | 0 | 0 | System Off | 1 | 0
5989 | 5989 | 2012-09-06 12:59 | 18.61 | 57.34 | 57.34 | 18.61 | 1845.46 | 1769.69 | 769.65 | 733 | 13.11 | 1866.95 | 0.83 | 0.95 | 0.92 | 0.64 | 1167.35 | 0 | 0 | 585.57 | 0.93184 | 0.09408 | 0 | 0 | System Off | 1 | 0
5990 | 5990 | 2012-09-06 13:59 | 18.9 | 52.72 | 52.72 | 18.9 | 1683.4 | 1611.91 | 689.79 | 657 | 13.35 | 1706.64 | 0.84 | 0.94 | 0.92 | 0.58 | 1184.28 | 0 | 0 | 523.33 | 0.91821 | 0.09408 | 0 | 0 | System Off | 1 | 0
5991 | 5991 | 2012-09-06 14:59 | 19.19 | 41.35 | 41.35 | 19.19 | 1154.44 | 1095.97 | 463.01 | 435 | 13.82 | 1200.79 | 0.86 | 0.91 | 0.89 | 0.4 | 847.67 | 0 | 0 | 344.42 | 0.90326 | 0.09408 | 0 | 0 | System Off | 1 | 0
5992 | 5992 | 2012-09-06 15:59 | 18.22 | 28.98 | 28.98 | 18.22 | 530.46 | 485.41 | 219.63 | 195 | 14.17 | 598.06 | 0.82 | 0.81 | 0.79 | 0.18 | 376.16 | 0 | 0 | 153.72 | 0.84911 | 0.09408 | 0 | 0 | System Off | 1 | 0
5993 | 5993 | 2012-09-06 16:59 | 17.25 | 19.95 | 19.95 | 17.25 | 102.39 | 65.32 | 53.78 | 38 | 14.03 | 151.54 | 0.37 | 0.43 | 0.42 | 0.02 | 46.96 | 0 | 0 | 30.01 | 0.81233 | 0.09408 | 0 | 0 | System Off | 0 | 0
5994 | 5994 | 2012-09-06 17:59 | 16.28 | 16.28 | 16.28 | 16.28 | 0 | 0 | 0 | 0 | 0 | 0 | 0 | 0 | 0 | 0 | 0 | 0 | 0 | 0 | 0 | 0 | 0 | 0 | System Off | 0 | 0
5995 | 5995 | 2012-09-06 18:59 | 15.92 | 15.92 | 15.92 | 15.92 | 0 | 0 | 0 | 0 | 0 | 0 | 0 | 0 | 0 | 0 | 0 | 0 | 0 | 0 | 0 | 0 | 0 | 0 | System Off | 0 | 0
5996 | 5996 | 2012-09-06 19:59 | 15.56 | 15.56 | 15.56 | 15.56 | 0 | 0 | 0 | 0 | 0 | 0 | 0 | 0 | 0 | 0 | 0 | 0 | 0 | 0 | 0 | 0 | 0 | 0 | System Off | 0 | 0
5997 | 5997 | 2012-09-06 20:59 | 15.19 | 15.19 | 15.19 | 15.19 | 0 | 0 | 0 | 0 | 0 | 0 | 0 | 0 | 0 | 0 | 0 | 0 | 0 | 0 | 0 | 0 | 0 | 0 | System Off | 0 | 0
5998 | 5998 | 2012-09-06 21:59 | 14.33 | 14.33 | 14.33 | 14.33 | 0 | 0 | 0 | 0 | 0 | 0 | 0 | 0 | 0 | 0 | 0 | 0 | 0 | 0 | 0 | 0 | 0 | 0 | System Off | 0 | 0
5999 | 5999 | 2012-09-06 22:59 | 13.47 | 13.47 | 13.47 | 13.47 | 0 | 0 | 0 | 0 | 0 | 0 | 0 | 0 | 0 | 0 | 0 | 0 | 0 | 0 | 0 | 0 | 0 | 0 | System Off | 0 | 0
6000 | 6000 | 2012-09-06 23:59 | 12.6 | 12.6 | 12.6 | 12.6 | 0 | 0 | 0 | 0 | 0 | 0 | 0 | 0 | 0 | 0 | 0 | 0 | 0 | 0 | 0 | 0 | 0 | 0 | System Off | 0 | 0
6001 | 6001 | 2012-09-07 00:59 | 11.26 | 11.26 | 11.26 | 11.26 | 0 | 0 | 0 | 0 | 0 | 0 | 0 | 0 | 0 | 0 | 0 | 0 | 0 | 0 | 0 | 0 | 0 | 0 | System Off | 0 | 0
6002 | 6002 | 2012-09-07 01:59 | 9.91 | 9.91 | 9.91 | 9.91 | 0 | 0 | 0 | 0 | 0 | 0 | 0 | 0 | 0 | 0 | 0 | 0 | 0 | 0 | 0 | 0 | 0 | 0 | System Off | 0 | 0
6003 | 6003 | 2012-09-07 02:59 | 8.57 | 8.57 | 8.57 | 8.57 | 0 | 0 | 0 | 0 | 0 | 0 | 0 | 0 | 0 | 0 | 0 | 0 | 0 | 0 | 0 | 0 | 0 | 0 | System Off | 0 | 0
6004 | 6004 | 2012-09-07 03:59 | 8.92 | 8.92 | 8.92 | 8.92 | 0 | 0 | 0 | 0 | 0 | 0 | 0 | 0 | 0 | 0 | 0 | 0 | 0 | 0 | 0 | 0 | 0 | 0 | System Off | 0 | 0
6005 | 6005 | 2012-09-07 04:59 | 9.27 | 9.27 | 9.27 | 9.27 | 0 | 0 | 0 | 0 | 0 | 0 | 0 | 0 | 0 | 0 | 0 | 0 | 0 | 0 | 0 | 0 | 0 | 0 | System Off | 0 | 0
6006 | 6006 | 2012-09-07 05:59 | 9.62 | 19.64 | 19.64 | 9.62 | 486.22 | 442.03 | 206.61 | 173 | 14.64 | 582.85 | 0.77 | 0.76 | 0.74 | 0.16 | 615.22 | 0 | 0 | 135.57 | 0.79279 | 0.09408 | 0 | 0 | System Off | 1 | 0
6007 | 6007 | 2012-09-07 06:59 | 12.61 | 33.33 | 33.33 | 12.61 | 1122.71 | 1064.98 | 439.75 | 409 | 14.3 | 1177.4 | 0.89 | 0.9 | 0.88 | 0.39 | 969.54 | 0 | 0 | 321.9 | 0.85647 | 0.09408 | 0 | 0 | System Off | 1 | 0
6008 | 6008 | 2012-09-07 07:59 | 15.61 | 46.59 | 46.59 | 15.61 | 1690.64 | 1618.96 | 676.11 | 643 | 13.69 | 1716.28 | 0.87 | 0.94 | 0.92 | 0.59 | 1158.91 | 0 | 0 | 509.94 | 0.92226 | 0.09408 | 0 | 0 | System Off | 1 | 0
6009 | 6009 | 2012-09-07 08:59 | 18.6 | 56.9 | 56.9 | 18.6 | 2078.22 | 1996.04 | 859 | 821 | 13.18 | 2087.7 | 0.84 | 0.96 | 0.93 | 0.72 | 1268.91 | 0 | 0 | 655.29 | 0.94914 | 0.09408 | 0 | 0 | System Off | 1 | 0
6010 | 6010 | 2012-09-07 09:59 | 19.76 | 61.5 | 61.5 | 19.76 | 2289.63 | 2201.38 | 962.34 | 920 | 12.96 | 2292.4 | 0.83 | 0.96 | 0.94 | 0.8 | 1342.12 | 0 | 0 | 736.35 | 0.97696 | 0.09408 | 0 | 0 | System Off | 1 | 0
6011 | 6011 | 2012-09-07 10:59 | 20.92 | 63.61 | 63.61 | 20.92 | 2386.82 | 2295.69 | 1010.9 | 968 | 12.84 | 2385.71 | 0.82 | 0.96 | 0.94 | 0.83 | 1411.9 | 0 | 0 | 775.93 | 0.99456 | 0.09408 | 0 | 0 | System Off | 1 | 0
6012 | 6012 | 2012-09-07 11:59 | 22.09 | 62.42 | 62.42 | 22.09 | 2327.28 | 2237.92 | 981.06 | 939 | 12.91 | 2327.51 | 0.83 | 0.96 | 0.94 | 0.81 | 1371.84 | 0 | 0 | 752.06 | 0.99626 | 0.09408 | 0 | 0 | System Off | 1 | 0
6013 | 6013 | 2012-09-07 12:59 | 22.36 | 57.6 | 57.6 | 22.36 | 2107.66 | 2024.65 | 872.76 | 835 | 13.15 | 2114.73 | 0.84 | 0.96 | 0.93 | 0.73 | 1335.54 | 0 | 0 | 666.78 | 0.97646 | 0.09408 | 0 | 0 | System Off | 1 | 0
6014 | 6014 | 2012-09-07 13:59 | 22.63 | 50.4 | 50.4 | 22.63 | 1727.99 | 1655.34 | 700.04 | 667 | 13.49 | 1749.06 | 0.86 | 0.95 | 0.92 | 0.6 | 1216.18 | 0 | 0 | 530.31 | 0.94377 | 0.09408 | 0 | 0 | System Off | 1 | 0
6015 | 6015 | 2012-09-07 14:59 | 22.9 | 41.67 | 41.67 | 22.9 | 1201.03 | 1141.48 | 481.45 | 452 | 13.84 | 1246.98 | 0.85 | 0.92 | 0.89 | 0.41 | 882.87 | 0 | 0 | 357.81 | 0.93039 | 0.09408 | 0 | 0 | System Off | 1 | 0
6016 | 6016 | 2012-09-07 15:59 | 21.09 | 30.83 | 30.83 | 21.09 | 567.76 | 521.96 | 239.35 | 210 | 14.08 | 647.14 | 0.79 | 0.81 | 0.79 | 0.19 | 404.48 | 0 | 0 | 165.73 | 0.86986 | 0.09408 | 0 | 0 | System Off | 1 | 0
6017 | 6017 | 2012-09-07 16:59 | 19.28 | 21.46 | 21.46 | 19.28 | 101.56 | 64.51 | 51.35 | 38 | 13.92 | 143.87 | 0.39 | 0.45 | 0.44 | 0.02 | 46.38 | 0 | 0 | 30.05 | 0.82456 | 0.09408 | 0 | 0 | System Off | 0 | 0
6018 | 6018 | 2012-09-07 17:59 | 17.47 | 17.47 | 17.47 | 17.47 | 0 | 0 | 0 | 0 | 0 | 0 | 0 | 0 | 0 | 0 | 0 | 0 | 0 | 0 | 0 | 0 | 0 | 0 | System Off | 0 | 0
6019 | 6019 | 2012-09-07 18:59 | 16.44 | 16.44 | 16.44 | 16.44 | 0 | 0 | 0 | 0 | 0 | 0 | 0 | 0 | 0 | 0 | 0 | 0 | 0 | 0 | 0 | 0 | 0 | 0 | System Off | 0 | 0
6020 | 6020 | 2012-09-07 19:59 | 15.4 | 15.4 | 15.4 | 15.4 | 0 | 0 | 0 | 0 | 0 | 0 | 0 | 0 | 0 | 0 | 0 | 0 | 0 | 0 | 0 | 0 | 0 | 0 | System Off | 0 | 0
6021 | 6021 | 2012-09-07 20:59 | 14.36 | 14.36 | 14.36 | 14.36 | 0 | 0 | 0 | 0 | 0 | 0 | 0 | 0 | 0 | 0 | 0 | 0 | 0 | 0 | 0 | 0 | 0 | 0 | System Off | 0 | 0
6022 | 6022 | 2012-09-07 21:59 | 14.13 | 14.13 | 14.13 | 14.13 | 0 | 0 | 0 | 0 | 0 | 0 | 0 | 0 | 0 | 0 | 0 | 0 | 0 | 0 | 0 | 0 | 0 | 0 | System Off | 0 | 0
6023 | 6023 | 2012-09-07 22:59 | 13.9 | 13.9 | 13.9 | 13.9 | 0 | 0 | 0 | 0 | 0 | 0 | 0 | 0 | 0 | 0 | 0 | 0 | 0 | 0 | 0 | 0 | 0 | 0 | System Off | 0 | 0
6024 | 6024 | 2012-09-07 23:59 | 13.66 | 13.66 | 13.66 | 13.66 | 0 | 0 | 0 | 0 | 0 | 0 | 0 | 0 | 0 | 0 | 0 | 0 | 0 | 0 | 0 | 0 | 0 | 0 | System Off | 0 | 0
6025 | 6025 | 2012-09-08 00:59 | 14.04 | 14.04 | 14.04 | 14.04 | 0 | 0 | 0 | 0 | 0 | 0 | 0 | 0 | 0 | 0 | 0 | 0 | 0 | 0 | 0 | 0 | 0 | 0 | System Off | 0 | 0
6026 | 6026 | 2012-09-08 01:59 | 14.42 | 14.42 | 14.42 | 14.42 | 0 | 0 | 0 | 0 | 0 | 0 | 0 | 0 | 0 | 0 | 0 | 0 | 0 | 0 | 0 | 0 | 0 | 0 | System Off | 0 | 0
6027 | 6027 | 2012-09-08 02:59 | 14.81 | 14.81 | 14.81 | 14.81 | 0 | 0 | 0 | 0 | 0 | 0 | 0 | 0 | 0 | 0 | 0 | 0 | 0 | 0 | 0 | 0 | 0 | 0 | System Off | 0 | 0
6028 | 6028 | 2012-09-08 03:59 | 14.55 | 14.55 | 14.55 | 14.55 | 0 | 0 | 0 | 0 | 0 | 0 | 0 | 0 | 0 | 0 | 0 | 0 | 0 | 0 | 0 | 0 | 0 | 0 | System Off | 0 | 0
6029 | 6029 | 2012-09-08 04:59 | 14.3 | 14.3 | 14.3 | 14.3 | 0 | 0 | 0 | 0 | 0 | 0 | 0 | 0 | 0 | 0 | 0 | 0 | 0 | 0 | 0 | 0 | 0 | 0 | System Off | 0 | 0
6030 | 6030 | 2012-09-08 05:59 | 14.04 | 24.4 | 24.4 | 14.04 | 477.43 | 433.42 | 206.99 | 173 | 14.37 | 573.59 | 0.77 | 0.76 | 0.74 | 0.16 | 603.23 | 0 | 0 | 136.02 | 0.81929 | 0.09408 | 0 | 0 | System Off | 1 | 0
6031 | 6031 | 2012-09-08 06:59 | 16.69 | 39.36 | 39.36 | 16.69 | 1092.7 | 1035.65 | 439.02 | 409 | 13.91 | 1147.73 | 0.84 | 0.9 | 0.88 | 0.37 | 942.84 | 0 | 0 | 323.46 | 0.88221 | 0.09408 | 0 | 0 | System Off | 1 | 0
6032 | 6032 | 2012-09-08 07:59 | 19.33 | 55.63 | 55.63 | 19.33 | 1635.82 | 1565.57 | 680.3 | 647 | 13.17 | 1662.45 | 0.84 | 0.94 | 0.92 | 0.57 | 1120.69 | 0 | 0 | 516.51 | 0.91924 | 0.09408 | 0 | 0 | System Off | 1 | 0
6033 | 6033 | 2012-09-08 08:59 | 21.98 | 69.66 | 69.66 | 21.98 | 1972.42 | 1893.18 | 863.78 | 826 | 12.44 | 1983.77 | 0.79 | 0.95 | 0.93 | 0.68 | 1203.53 | 0 | 0 | 665.45 | 0.97363 | 0.09408 | 0 | 0 | System Off | 1 | 0
6034 | 6034 | 2012-09-08 09:59 | 22.96 | 76.79 | 76.79 | 22.96 | 2195.96 | 2110.43 | 989.33 | 947 | 12.08 | 2198.14 | 0.77 | 0.96 | 0.93 | 0.76 | 1286.67 | 0 | 0 | 766.34 | 1.0057 | 0.09408 | 0 | 0 | System Off | 1 | 0
6035 | 6035 | 2012-09-08 10:59 | 23.95 | 77.73 | 77.73 | 23.95 | 2214.44 | 2128.38 | 1002.56 | 959 | 12.03 | 2217.63 | 0.77 | 0.96 | 0.93 | 0.77 | 1309 | 0 | 0 | 776.53 | 1.0149 | 0.09408 | 0 | 0 | System Off | 1 | 0
6036 | 6036 | 2012-09-08 11:59 | 24.94 | 76.68 | 76.68 | 24.94 | 2170.5 | 2085.7 | 978 | 936 | 12.08 | 2174.11 | 0.77 | 0.96 | 0.93 | 0.75 | 1278.53 | 0 | 0 | 757.43 | 1.0166 | 0.09408 | 0 | 0 | System Off | 1 | 0
6037 | 6037 | 2012-09-08 12:59 | 25 | 70.73 | 70.73 | 25 | 1993.64 | 1913.82 | 876.42 | 838 | 12.39 | 2002.95 | 0.79 | 0.96 | 0.93 | 0.69 | 1262.43 | 0 | 0 | 675.5 | 0.99605 | 0.09408 | 0 | 0 | System Off | 1 | 0
6038 | 6038 | 2012-09-08 13:59 | 25.06 | 60.72 | 60.72 | 25.06 | 1631.7 | 1561.55 | 692.69 | 660 | 12.88 | 1655.77 | 0.81 | 0.94 | 0.92 | 0.56 | 1147.28 | 0 | 0 | 528.82 | 0.95908 | 0.09408 | 0 | 0 | System Off | 1 | 0
6039 | 6039 | 2012-09-08 14:59 | 25.12 | 48.99 | 48.99 | 25.12 | 1135.29 | 1077.26 | 470.56 | 442 | 13.38 | 1182.64 | 0.83 | 0.91 | 0.89 | 0.39 | 833.2 | 0 | 0 | 351.93 | 0.91466 | 0.09408 | 0 | 0 | System Off | 1 | 0
6040 | 6040 | 2012-09-08 15:59 | 23.4 | 34.26 | 34.26 | 23.4 | 525.69 | 480.73 | 224.62 | 198 | 13.83 | 599.22 | 0.76 | 0.8 | 0.78 | 0.17 | 372.54 | 0 | 0 | 156.76 | 0.88199 | 0.09408 | 0 | 0 | System Off | 1 | 0
6041 | 6041 | 2012-09-08 16:59 | 21.68 | 23.96 | 23.96 | 21.68 | 100.97 | 63.93 | 49.38 | 39 | 13.48 | 137.06 | 0.41 | 0.47 | 0.46 | 0.02 | 45.96 | 0 | 0 | 31.01 | 0.83938 | 0.09408 | 0 | 0 | System Off | 0 | 0
6042 | 6042 | 2012-09-08 17:59 | 19.96 | 19.96 | 19.96 | 19.96 | 0 | 0 | 0 | 0 | 0 | 0 | 0 | 0 | 0 | 0 | 0 | 0 | 0 | 0 | 0 | 0 | 0 | 0 | System Off | 0 | 0
6043 | 6043 | 2012-09-08 18:59 | 18.63 | 18.63 | 18.63 | 18.63 | 0 | 0 | 0 | 0 | 0 | 0 | 0 | 0 | 0 | 0 | 0 | 0 | 0 | 0 | 0 | 0 | 0 | 0 | System Off | 0 | 0
6044 | 6044 | 2012-09-08 19:59 | 17.3 | 17.3 | 17.3 | 17.3 | 0 | 0 | 0 | 0 | 0 | 0 | 0 | 0 | 0 | 0 | 0 | 0 | 0 | 0 | 0 | 0 | 0 | 0 | System Off | 0 | 0
6045 | 6045 | 2012-09-08 20:59 | 15.96 | 15.96 | 15.96 | 15.96 | 0 | 0 | 0 | 0 | 0 | 0 | 0 | 0 | 0 | 0 | 0 | 0 | 0 | 0 | 0 | 0 | 0 | 0 | System Off | 0 | 0
6046 | 6046 | 2012-09-08 21:59 | 15.54 | 15.54 | 15.54 | 15.54 | 0 | 0 | 0 | 0 | 0 | 0 | 0 | 0 | 0 | 0 | 0 | 0 | 0 | 0 | 0 | 0 | 0 | 0 | System Off | 0 | 0
6047 | 6047 | 2012-09-08 22:59 | 15.12 | 15.12 | 15.12 | 15.12 | 0 | 0 | 0 | 0 | 0 | 0 | 0 | 0 | 0 | 0 | 0 | 0 | 0 | 0 | 0 | 0 | 0 | 0 | System Off | 0 | 0
6048 | 6048 | 2012-09-08 23:59 | 14.69 | 14.69 | 14.69 | 14.69 | 0 | 0 | 0 | 0 | 0 | 0 | 0 | 0 | 0 | 0 | 0 | 0 | 0 | 0 | 0 | 0 | 0 | 0 | System Off | 0 | 0
6049 | 6049 | 2012-09-09 00:59 | 14.53 | 14.53 | 14.53 | 14.53 | 0 | 0 | 0 | 0 | 0 | 0 | 0 | 0 | 0 | 0 | 0 | 0 | 0 | 0 | 0 | 0 | 0 | 0 | System Off | 0 | 0
6050 | 6050 | 2012-09-09 01:59 | 14.36 | 14.36 | 14.36 | 14.36 | 0 | 0 | 0 | 0 | 0 | 0 | 0 | 0 | 0 | 0 | 0 | 0 | 0 | 0 | 0 | 0 | 0 | 0 | System Off | 0 | 0
6051 | 6051 | 2012-09-09 02:59 | 14.2 | 14.2 | 14.2 | 14.2 | 0 | 0 | 0 | 0 | 0 | 0 | 0 | 0 | 0 | 0 | 0 | 0 | 0 | 0 | 0 | 0 | 0 | 0 | System Off | 0 | 0
6052 | 6052 | 2012-09-09 03:59 | 14.25 | 14.25 | 14.25 | 14.25 | 0 | 0 | 0 | 0 | 0 | 0 | 0 | 0 | 0 | 0 | 0 | 0 | 0 | 0 | 0 | 0 | 0 | 0 | System Off | 0 | 0
6053 | 6053 | 2012-09-09 04:59 | 14.31 | 14.31 | 14.31 | 14.31 | 0 | 0 | 0 | 0 | 0 | 0 | 0 | 0 | 0 | 0 | 0 | 0 | 0 | 0 | 0 | 0 | 0 | 0 | System Off | 0 | 0
6054 | 6054 | 2012-09-09 05:59 | 14.36 | 23.61 | 23.61 | 14.36 | 477.82 | 433.8 | 206.81 | 173 | 14.39 | 574.81 | 0.77 | 0.75 | 0.74 | 0.16 | 603.75 | 0 | 0 | 136 | 0.82121 | 0.09408 | 0 | 0 | System Off | 1 | 0
6055 | 6055 | 2012-09-09 06:59 | 17.8 | 36.71 | 36.71 | 17.8 | 1102.04 | 1044.77 | 437.84 | 408 | 14.07 | 1156.78 | 0.87 | 0.9 | 0.88 | 0.38 | 951.15 | 0 | 0 | 322.04 | 0.88882 | 0.09408 | 0 | 0 | System Off | 1 | 0
6056 | 6056 | 2012-09-09 07:59 | 21.25 | 49.59 | 49.59 | 21.25 | 1675.62 | 1604.34 | 678.59 | 645 | 13.53 | 1701.2 | 0.85 | 0.94 | 0.92 | 0.58 | 1148.44 | 0 | 0 | 512.58 | 0.93047 | 0.09408 | 0 | 0 | System Off | 1 | 0
6057 | 6057 | 2012-09-09 08:59 | 24.69 | 59.34 | 59.34 | 24.69 | 2050.42 | 1969.02 | 856.88 | 819 | 13.04 | 2060.58 | 0.83 | 0.96 | 0.93 | 0.71 | 1251.74 | 0 | 0 | 654.88 | 0.98874 | 0.09408 | 0 | 0 | System Off | 1 | 0
6058 | 6058 | 2012-09-09 09:59 | 25.7 | 62.73 | 62.73 | 25.7 | 2217.96 | 2131.79 | 938.79 | 897 | 12.88 | 2224.21 | 0.82 | 0.96 | 0.93 | 0.77 | 1299.7 | 0 | 0 | 718.69 | 1.0117 | 0.09408 | 0 | 0 | System Off | 1 | 0
6059 | 6059 | 2012-09-09 10:59 | 26.72 | 64.38 | 64.38 | 26.72 | 2297.23 | 2208.76 | 978.28 | 935 | 12.8 | 2300.84 | 0.82 | 0.96 | 0.93 | 0.8 | 1358.43 | 0 | 0 | 749.9 | 1.0266 | 0.09408 | 0 | 0 | System Off | 1 | 0
6060 | 6060 | 2012-09-09 11:59 | 27.74 | 61.73 | 61.73 | 27.74 | 2141.19 | 2057.22 | 904.22 | 863 | 12.92 | 2151.76 | 0.82 | 0.96 | 0.93 | 0.74 | 1261.07 | 0 | 0 | 691.07 | 1.0183 | 0.09408 | 0 | 0 | System Off | 1 | 0
6061 | 6061 | 2012-09-09 12:59 | 27.66 | 57.81 | 57.81 | 27.66 | 1901.11 | 1823.83 | 792.81 | 756 | 13.1 | 1919.27 | 0.83 | 0.95 | 0.93 | 0.66 | 1203.07 | 0 | 0 | 604.06 | 0.99534 | 0.09408 | 0 | 0 | System Off | 1 | 0
6062 | 6062 | 2012-09-09 13:59 | 27.59 | 52.98 | 52.98 | 27.59 | 1603.35 | 1533.93 | 659.46 | 627 | 13.32 | 1629.84 | 0.83 | 0.94 | 0.92 | 0.55 | 1126.99 | 0 | 0 | 499.6 | 0.96808 | 0.09408 | 0 | 0 | System Off | 1 | 0
6063 | 6063 | 2012-09-09 14:59 | 27.52 | 45.21 | 45.21 | 27.52 | 1112.07 | 1054.58 | 454.27 | 426 | 13.6 | 1159.68 | 0.84 | 0.91 | 0.89 | 0.38 | 815.66 | 0 | 0 | 338.26 | 0.92642 | 0.09408 | 0 | 0 | System Off | 1 | 0
6064 | 6064 | 2012-09-09 15:59 | 25.62 | 34.68 | 34.68 | 25.62 | 525.39 | 480.44 | 225.8 | 198 | 13.82 | 601.39 | 0.75 | 0.8 | 0.78 | 0.17 | 372.31 | 0 | 0 | 156.78 | 0.89596 | 0.09408 | 0 | 0 | System Off | 1 | 0
6065 | 6065 | 2012-09-09 16:59 | 23.71 | 25.6 | 25.6 | 23.71 | 93.02 | 56.12 | 45.86 | 36 | 13.46 | 126.49 | 0.44 | 0.44 | 0.43 | 0.02 | 40.34 | 0 | 0 | 28.64 | 0.85121 | 0.09408 | 0 | 0 | System Off | 0 | 0
6066 | 6066 | 2012-09-09 17:59 | 21.81 | 21.81 | 21.81 | 21.81 | 0 | 0 | 0 | 0 | 0 | 0 | 0 | 0 | 0 | 0 | 0 | 0 | 0 | 0 | 0 | 0 | 0 | 0 | System Off | 0 | 0
6067 | 6067 | 2012-09-09 18:59 | 20.89 | 20.89 | 20.89 | 20.89 | 0 | 0 | 0 | 0 | 0 | 0 | 0 | 0 | 0 | 0 | 0 | 0 | 0 | 0 | 0 | 0 | 0 | 0 | System Off | 0 | 0
6068 | 6068 | 2012-09-09 19:59 | 19.97 | 19.97 | 19.97 | 19.97 | 0 | 0 | 0 | 0 | 0 | 0 | 0 | 0 | 0 | 0 | 0 | 0 | 0 | 0 | 0 | 0 | 0 | 0 | System Off | 0 | 0
6069 | 6069 | 2012-09-09 20:59 | 19.05 | 19.05 | 19.05 | 19.05 | 0 | 0 | 0 | 0 | 0 | 0 | 0 | 0 | 0 | 0 | 0 | 0 | 0 | 0 | 0 | 0 | 0 | 0 | System Off | 0 | 0
6070 | 6070 | 2012-09-09 21:59 | 18.64 | 18.64 | 18.64 | 18.64 | 0 | 0 | 0 | 0 | 0 | 0 | 0 | 0 | 0 | 0 | 0 | 0 | 0 | 0 | 0 | 0 | 0 | 0 | System Off | 0 | 0
6071 | 6071 | 2012-09-09 22:59 | 18.22 | 18.22 | 18.22 | 18.22 | 0 | 0 | 0 | 0 | 0 | 0 | 0 | 0 | 0 | 0 | 0 | 0 | 0 | 0 | 0 | 0 | 0 | 0 | System Off | 0 | 0
6072 | 6072 | 2012-09-09 23:59 | 17.8 | 17.8 | 17.8 | 17.8 | 0 | 0 | 0 | 0 | 0 | 0 | 0 | 0 | 0 | 0 | 0 | 0 | 0 | 0 | 0 | 0 | 0 | 0 | System Off | 0 | 0
6073 | 6073 | 2012-09-10 00:59 | 17.26 | 17.26 | 17.26 | 17.26 | 0 | 0 | 0 | 0 | 0 | 0 | 0 | 0 | 0 | 0 | 0 | 0 | 0 | 0 | 0 | 0 | 0 | 0 | System Off | 0 | 0
6074 | 6074 | 2012-09-10 01:59 | 16.72 | 16.72 | 16.72 | 16.72 | 0 | 0 | 0 | 0 | 0 | 0 | 0 | 0 | 0 | 0 | 0 | 0 | 0 | 0 | 0 | 0 | 0 | 0 | System Off | 0 | 0
6075 | 6075 | 2012-09-10 02:59 | 16.18 | 16.18 | 16.18 | 16.18 | 0 | 0 | 0 | 0 | 0 | 0 | 0 | 0 | 0 | 0 | 0 | 0 | 0 | 0 | 0 | 0 | 0 | 0 | System Off | 0 | 0
6076 | 6076 | 2012-09-10 03:59 | 16.03 | 16.03 | 16.03 | 16.03 | 0 | 0 | 0 | 0 | 0 | 0 | 0 | 0 | 0 | 0 | 0 | 0 | 0 | 0 | 0 | 0 | 0 | 0 | System Off | 0 | 0
6077 | 6077 | 2012-09-10 04:59 | 15.89 | 15.89 | 15.89 | 15.89 | 0 | 0 | 0 | 0 | 0 | 0 | 0 | 0 | 0 | 0 | 0 | 0 | 0 | 0 | 0 | 0 | 0 | 0 | System Off | 0 | 0
6078 | 6078 | 2012-09-10 05:59 | 15.74 | 18.89 | 18.89 | 15.74 | 166.98 | 128.77 | 67.78 | 61 | 14.26 | 191.76 | 0.74 | 0.67 | 0.66 | 0.05 | 179.22 | 0 | 0 | 48.03 | 0.80776 | 0.09408 | 0 | 0 | System Off | 1 | 0
6079 | 6079 | 2012-09-10 06:59 | 18.21 | 23.79 | 23.79 | 18.21 | 295.35 | 254.81 | 117.38 | 109 | 14.11 | 326.03 | 0.77 | 0.78 | 0.76 | 0.09 | 231.97 | 0 | 0 | 85.99 | 0.83208 | 0.09408 | 0 | 0 | System Off | 1 | 0
6080 | 6080 | 2012-09-10 07:59 | 20.68 | 41.63 | 41.63 | 20.68 | 1072.26 | 1015.67 | 430.24 | 405 | 13.79 | 1114.52 | 0.86 | 0.91 | 0.89 | 0.37 | 727.05 | 0 | 0 | 320.8 | 0.90671 | 0.09408 | 0 | 0 | System Off | 1 | 0
6081 | 6081 | 2012-09-10 08:59 | 23.15 | 61.92 | 61.92 | 23.15 | 1825.81 | 1750.57 | 776.57 | 740 | 12.85 | 1846.5 | 0.81 | 0.95 | 0.92 | 0.63 | 1112.86 | 0 | 0 | 593.11 | 0.96298 | 0.09408 | 0 | 0 | System Off | 1 | 0
6082 | 6082 | 2012-09-10 09:59 | 24.49 | 66.81 | 66.81 | 24.49 | 2064.38 | 1982.59 | 892.9 | 852 | 12.62 | 2077.31 | 0.81 | 0.95 | 0.93 | 0.72 | 1208.73 | 0 | 0 | 684.84 | 0.99506 | 0.09408 | 0 | 0 | System Off | 1 | 0
6083 | 6083 | 2012-09-10 10:59 | 25.83 | 46.86 | 46.86 | 25.83 | 1134.81 | 1076.79 | 466.22 | 437 | 13.53 | 1182.15 | 0.84 | 0.91 | 0.89 | 0.39 | 662.25 | 0 | 0 | 347.31 | 0.91798 | 0.09408 | 0 | 0 | System Off | 1 | 0
6084 | 6084 | 2012-09-10 11:59 | 27.18 | 62.21 | 62.21 | 27.18 | 1911.35 | 1833.79 | 814.03 | 774 | 12.86 | 1933.03 | 0.81 | 0.95 | 0.92 | 0.66 | 1124.11 | 0 | 0 | 620.27 | 0.99633 | 0.09408 | 0 | 0 | System Off | 1 | 0
6085 | 6085 | 2012-09-10 12:59 | 27.19 | 56.21 | 56.21 | 27.19 | 1661.73 | 1590.81 | 693.65 | 658 | 13.15 | 1690.82 | 0.84 | 0.94 | 0.92 | 0.58 | 1049.36 | 0 | 0 | 525.39 | 0.97207 | 0.09408 | 0 | 0 | System Off | 1 | 0
6086 | 6086 | 2012-09-10 13:59 | 27.21 | 30.91 | 30.91 | 27.21 | 219.29 | 180.14 | 91.09 | 84 | 13.6 | 246.19 | 0.77 | 0.73 | 0.72 | 0.07 | 132.35 | 0 | 0 | 66.7 | 0.8827 | 0.09408 | 0 | 0 | System Off | 1 | 0
6087 | 6087 | 2012-09-10 14:59 | 27.23 | 40.97 | 40.97 | 27.23 | 854.12 | 802.37 | 347.28 | 324 | 13.73 | 902.02 | 0.84 | 0.89 | 0.87 | 0.29 | 620.59 | 0 | 0 | 256.83 | 0.93217 | 0.09408 | 0 | 0 | System Off | 1 | 0
6088 | 6088 | 2012-09-10 15:59 | 25.62 | 35 | 35 | 25.62 | 530.25 | 485.2 | 229.4 | 200 | 13.81 | 610.21 | 0.78 | 0.8 | 0.78 | 0.18 | 376 | 0 | 0 | 158.38 | 0.89638 | 0.09408 | 0 | 0 | System Off | 1 | 0
6089 | 6089 | 2012-09-10 16:59 | 24.01 | 24.28 | 24.28 | 24.01 | 13.84 | 0 | 6.38 | 5 | 14.42 | 17.68 | 0 | 0 | 0 | 0 | 0 | 0 | 0 | 3.93 | 0.84675 | 0.09408 | 0 | 0 | System Off | 0 | 0
6090 | 6090 | 2012-09-10 17:59 | 22.4 | 22.4 | 22.4 | 22.4 | 0 | 0 | 0 | 0 | 0 | 0 | 0 | 0 | 0 | 0 | 0 | 0 | 0 | 0 | 0 | 0 | 0 | 0 | System Off | 0 | 0
6091 | 6091 | 2012-09-10 18:59 | 21.67 | 21.67 | 21.67 | 21.67 | 0 | 0 | 0 | 0 | 0 | 0 | 0 | 0 | 0 | 0 | 0 | 0 | 0 | 0 | 0 | 0 | 0 | 0 | System Off | 0 | 0
6092 | 6092 | 2012-09-10 19:59 | 20.94 | 20.94 | 20.94 | 20.94 | 0 | 0 | 0 | 0 | 0 | 0 | 0 | 0 | 0 | 0 | 0 | 0 | 0 | 0 | 0 | 0 | 0 | 0 | System Off | 0 | 0
6093 | 6093 | 2012-09-10 20:59 | 20.21 | 20.21 | 20.21 | 20.21 | 0 | 0 | 0 | 0 | 0 | 0 | 0 | 0 | 0 | 0 | 0 | 0 | 0 | 0 | 0 | 0 | 0 | 0 | System Off | 0 | 0
6094 | 6094 | 2012-09-10 21:59 | 19.95 | 19.95 | 19.95 | 19.95 | 0 | 0 | 0 | 0 | 0 | 0 | 0 | 0 | 0 | 0 | 0 | 0 | 0 | 0 | 0 | 0 | 0 | 0 | System Off | 0 | 0
6095 | 6095 | 2012-09-10 22:59 | 19.68 | 19.68 | 19.68 | 19.68 | 0 | 0 | 0 | 0 | 0 | 0 | 0 | 0 | 0 | 0 | 0 | 0 | 0 | 0 | 0 | 0 | 0 | 0 | System Off | 0 | 0
6096 | 6096 | 2012-09-10 23:59 | 19.41 | 19.41 | 19.41 | 19.41 | 0 | 0 | 0 | 0 | 0 | 0 | 0 | 0 | 0 | 0 | 0 | 0 | 0 | 0 | 0 | 0 | 0 | 0 | System Off | 0 | 0
6097 | 6097 | 2012-09-11 00:59 | 19.09 | 19.09 | 19.09 | 19.09 | 0 | 0 | 0 | 0 | 0 | 0 | 0 | 0 | 0 | 0 | 0 | 0 | 0 | 0 | 0 | 0 | 0 | 0 | System Off | 0 | 0
6098 | 6098 | 2012-09-11 01:59 | 18.77 | 18.77 | 18.77 | 18.77 | 0 | 0 | 0 | 0 | 0 | 0 | 0 | 0 | 0 | 0 | 0 | 0 | 0 | 0 | 0 | 0 | 0 | 0 | System Off | 0 | 0
6099 | 6099 | 2012-09-11 02:59 | 18.45 | 18.45 | 18.45 | 18.45 | 0 | 0 | 0 | 0 | 0 | 0 | 0 | 0 | 0 | 0 | 0 | 0 | 0 | 0 | 0 | 0 | 0 | 0 | System Off | 0 | 0
6100 | 6100 | 2012-09-11 03:59 | 18.56 | 18.56 | 18.56 | 18.56 | 0 | 0 | 0 | 0 | 0 | 0 | 0 | 0 | 0 | 0 | 0 | 0 | 0 | 0 | 0 | 0 | 0 | 0 | System Off | 0 | 0
6101 | 6101 | 2012-09-11 04:59 | 18.67 | 18.67 | 18.67 | 18.67 | 0 | 0 | 0 | 0 | 0 | 0 | 0 | 0 | 0 | 0 | 0 | 0 | 0 | 0 | 0 | 0 | 0 | 0 | System Off | 0 | 0
6102 | 6102 | 2012-09-11 05:59 | 18.78 | 19.48 | 19.48 | 18.78 | 36.13 | 0.21 | 15.48 | 14 | 13.44 | 43.71 | 0 | 0 | 0 | 0 | 0.3 | 0 | 0 | 11.14 | 0.81682 | 0.09408 | 0 | 0 | System Off | 0 | 0
6103 | 6103 | 2012-09-11 06:59 | 19.18 | 22.74 | 22.74 | 19.18 | 206.27 | 167.36 | 82.89 | 77 | 13.95 | 231.13 | 0.72 | 0.72 | 0.71 | 0.06 | 152.36 | 0 | 0 | 60.87 | 0.83168 | 0.09408 | 0 | 0 | System Off | 1 | 0
6104 | 6104 | 2012-09-11 07:59 | 19.59 | 34.51 | 34.51 | 19.59 | 932.94 | 879.47 | 366.22 | 344 | 14.13 | 976.01 | 0.87 | 0.9 | 0.88 | 0.32 | 629.55 | 0 | 0 | 271.33 | 0.88726 | 0.09408 | 0 | 0 | System Off | 1 | 0
6105 | 6105 | 2012-09-11 08:59 | 19.99 | 28.26 | 28.26 | 19.99 | 541.07 | 495.8 | 213.46 | 198 | 14.23 | 582.88 | 0.84 | 0.85 | 0.83 | 0.18 | 315.19 | 0 | 0 | 155.96 | 0.86057 | 0.09408 | 0 | 0 | System Off | 1 | 0
6106 | 6106 | 2012-09-11 09:59 | 19.95 | 25.75 | 25.75 | 19.95 | 376.47 | 334.4 | 149.38 | 138 | 14.21 | 411.84 | 0.8 | 0.81 | 0.79 | 0.12 | 203.88 | 0 | 0 | 108.73 | 0.84841 | 0.09408 | 0 | 0 | System Off | 1 | 0
6107 | 6107 | 2012-09-11 10:59 | 19.91 | 25.64 | 25.64 | 19.91 | 371.85 | 329.87 | 147.56 | 137 | 14.14 | 406.98 | 0.81 | 0.81 | 0.79 | 0.12 | 202.88 | 0 | 0 | 108.04 | 0.84799 | 0.09408 | 0 | 0 | System Off | 1 | 0
6108 | 6108 | 2012-09-11 11:59 | 19.87 | 38.11 | 38.11 | 19.87 | 1186.59 | 1127.37 | 469.04 | 440 | 14.05 | 1232.32 | 0.87 | 0.91 | 0.89 | 0.41 | 691.07 | 0 | 0 | 347.4 | 0.90833 | 0.09408 | 0 | 0 | System Off | 1 | 0
6109 | 6109 | 2012-09-11 12:59 | 19.32 | 25.2 | 25.2 | 19.32 | 408.61 | 365.93 | 161.22 | 149 | 14.28 | 445.4 | 0.81 | 0.82 | 0.8 | 0.13 | 241.38 | 0 | 0 | 117.29 | 0.8467 | 0.09408 | 0 | 0 | System Off | 1 | 0
6110 | 6110 | 2012-09-11 13:59 | 18.78 | 20.69 | 20.69 | 18.78 | 137.05 | 99.38 | 55.56 | 51 | 14 | 156.13 | 0.72 | 0.64 | 0.62 | 0.04 | 73.01 | 0 | 0 | 40.29 | 0.82411 | 0.09408 | 0 | 0 | System Off | 1 | 0
6111 | 6111 | 2012-09-11 14:59 | 18.24 | 19.3 | 19.3 | 18.24 | 79.43 | 42.76 | 32.79 | 30 | 13.79 | 92.62 | 0.61 | 0.46 | 0.45 | 0.02 | 33.07 | 0 | 0 | 23.76 | 0.81672 | 0.09408 | 0 | 0 | System Off | 0 | 0
6112 | 6112 | 2012-09-11 15:59 | 17.27 | 19.19 | 19.19 | 17.27 | 137.99 | 100.3 | 55.56 | 51 | 14.09 | 157 | 0.72 | 0.64 | 0.62 | 0.04 | 77.73 | 0 | 0 | 40.24 | 0.815 | 0.09408 | 0 | 0 | System Off | 1 | 0
6113 | 6113 | 2012-09-11 16:59 | 16.29 | 16.49 | 16.49 | 16.29 | 12.29 | 0 | 5.47 | 5 | 12.8 | 15.6 | 0 | 0 | 0 | 0 | 0 | 0 | 0 | 4.01 | 0.80016 | 0.09408 | 0 | 0 | System Off | 0 | 0
6114 | 6114 | 2012-09-11 17:59 | 15.32 | 15.32 | 15.32 | 15.32 | 0 | 0 | 0 | 0 | 0 | 0 | 0 | 0 | 0 | 0 | 0 | 0 | 0 | 0 | 0 | 0 | 0 | 0 | System Off | 0 | 0
6115 | 6115 | 2012-09-11 18:59 | 14.79 | 14.79 | 14.79 | 14.79 | 0 | 0 | 0 | 0 | 0 | 0 | 0 | 0 | 0 | 0 | 0 | 0 | 0 | 0 | 0 | 0 | 0 | 0 | System Off | 0 | 0
6116 | 6116 | 2012-09-11 19:59 | 14.26 | 14.26 | 14.26 | 14.26 | 0 | 0 | 0 | 0 | 0 | 0 | 0 | 0 | 0 | 0 | 0 | 0 | 0 | 0 | 0 | 0 | 0 | 0 | System Off | 0 | 0
6117 | 6117 | 2012-09-11 20:59 | 13.72 | 13.72 | 13.72 | 13.72 | 0 | 0 | 0 | 0 | 0 | 0 | 0 | 0 | 0 | 0 | 0 | 0 | 0 | 0 | 0 | 0 | 0 | 0 | System Off | 0 | 0
6118 | 6118 | 2012-09-11 21:59 | 13.44 | 13.44 | 13.44 | 13.44 | 0 | 0 | 0 | 0 | 0 | 0 | 0 | 0 | 0 | 0 | 0 | 0 | 0 | 0 | 0 | 0 | 0 | 0 | System Off | 0 | 0
6119 | 6119 | 2012-09-11 22:59 | 13.16 | 13.16 | 13.16 | 13.16 | 0 | 0 | 0 | 0 | 0 | 0 | 0 | 0 | 0 | 0 | 0 | 0 | 0 | 0 | 0 | 0 | 0 | 0 | System Off | 0 | 0
6120 | 6120 | 2012-09-11 23:59 | 12.87 | 12.87 | 12.87 | 12.87 | 0 | 0 | 0 | 0 | 0 | 0 | 0 | 0 | 0 | 0 | 0 | 0 | 0 | 0 | 0 | 0 | 0 | 0 | System Off | 0 | 0
6121 | 6121 | 2012-09-12 00:59 | 12.33 | 12.33 | 12.33 | 12.33 | 0 | 0 | 0 | 0 | 0 | 0 | 0 | 0 | 0 | 0 | 0 | 0 | 0 | 0 | 0 | 0 | 0 | 0 | System Off | 0 | 0
6122 | 6122 | 2012-09-12 01:59 | 11.78 | 11.78 | 11.78 | 11.78 | 0 | 0 | 0 | 0 | 0 | 0 | 0 | 0 | 0 | 0 | 0 | 0 | 0 | 0 | 0 | 0 | 0 | 0 | System Off | 0 | 0
6123 | 6123 | 2012-09-12 02:59 | 11.24 | 11.24 | 11.24 | 11.24 | 0 | 0 | 0 | 0 | 0 | 0 | 0 | 0 | 0 | 0 | 0 | 0 | 0 | 0 | 0 | 0 | 0 | 0 | System Off | 0 | 0
6124 | 6124 | 2012-09-12 03:59 | 11.14 | 11.14 | 11.14 | 11.14 | 0 | 0 | 0 | 0 | 0 | 0 | 0 | 0 | 0 | 0 | 0 | 0 | 0 | 0 | 0 | 0 | 0 | 0 | System Off | 0 | 0
6125 | 6125 | 2012-09-12 04:59 | 11.04 | 11.04 | 11.04 | 11.04 | 0 | 0 | 0 | 0 | 0 | 0 | 0 | 0 | 0 | 0 | 0 | 0 | 0 | 0 | 0 | 0 | 0 | 0 | System Off | 0 | 0
6126 | 6126 | 2012-09-12 05:59 | 10.94 | 12.66 | 12.66 | 10.94 | 98.66 | 61.66 | 39.17 | 36 | 14.27 | 113.35 | 0.51 | 0.54 | 0.53 | 0.02 | 85.81 | 0 | 0 | 28.34 | 0.77456 | 0.09408 | 0 | 0 | System Off | 1 | 0
6127 | 6127 | 2012-09-12 06:59 | 11.49 | 17.63 | 17.63 | 11.49 | 382.17 | 339.99 | 146.48 | 136 | 14.64 | 416.31 | 0.82 | 0.82 | 0.8 | 0.12 | 309.52 | 0 | 0 | 106.58 | 0.79682 | 0.09408 | 0 | 0 | System Off | 1 | 0
6128 | 6128 | 2012-09-12 07:59 | 12.04 | 26.28 | 26.28 | 12.04 | 935.64 | 882.11 | 355.45 | 334 | 14.59 | 977.99 | 0.9 | 0.9 | 0.88 | 0.32 | 631.45 | 0 | 0 | 261.89 | 0.83817 | 0.09408 | 0 | 0 | System Off | 1 | 0
6129 | 6129 | 2012-09-12 08:59 | 12.59 | 24.15 | 24.15 | 12.59 | 792.3 | 741.87 | 301.74 | 282 | 14.63 | 836.92 | 0.89 | 0.89 | 0.87 | 0.27 | 471.62 | 0 | 0 | 220.99 | 0.83146 | 0.09408 | 0 | 0 | System Off | 1 | 0
6130 | 6130 | 2012-09-12 09:59 | 12.89 | 22.33 | 22.33 | 12.89 | 637.93 | 590.71 | 244.15 | 227 | 14.64 | 681.84 | 0.86 | 0.87 | 0.85 | 0.21 | 360.14 | 0 | 0 | 177.88 | 0.82267 | 0.09408 | 0 | 0 | System Off | 1 | 0
6131 | 6131 | 2012-09-12 10:59 | 13.19 | 31.65 | 31.65 | 13.19 | 1230.38 | 1170.13 | 473.29 | 444 | 14.43 | 1275.52 | 0.89 | 0.92 | 0.9 | 0.42 | 719.66 | 0 | 0 | 348.84 | 0.86673 | 0.09408 | 0 | 0 | System Off | 1 | 0
6132 | 6132 | 2012-09-12 11:59 | 13.49 | 20.81 | 20.81 | 13.49 | 482.65 | 438.54 | 185.82 | 172 | 14.62 | 521.91 | 0.86 | 0.84 | 0.82 | 0.16 | 268.82 | 0 | 0 | 134.82 | 0.81569 | 0.09408 | 0 | 0 | System Off | 1 | 0
6133 | 6133 | 2012-09-12 12:59 | 13.63 | 26.7 | 26.7 | 13.63 | 881.35 | 829.01 | 337.68 | 315 | 14.57 | 927.59 | 0.89 | 0.89 | 0.87 | 0.3 | 546.85 | 0 | 0 | 247.05 | 0.84422 | 0.09408 | 0 | 0 | System Off | 1 | 0
6134 | 6134 | 2012-09-12 13:59 | 13.77 | 21.4 | 21.4 | 13.77 | 521.97 | 477.08 | 200.54 | 186 | 14.62 | 562.02 | 0.85 | 0.85 | 0.83 | 0.17 | 350.51 | 0 | 0 | 145.79 | 0.82007 | 0.09408 | 0 | 0 | System Off | 1 | 0
6135 | 6135 | 2012-09-12 14:59 | 13.92 | 28.35 | 28.35 | 13.92 | 1004.69 | 949.63 | 385.32 | 360 | 14.54 | 1051.81 | 0.88 | 0.9 | 0.88 | 0.34 | 734.49 | 0 | 0 | 282.47 | 0.85478 | 0.09408 | 0 | 0 | System Off | 1 | 0
6136 | 6136 | 2012-09-12 15:59 | 13.35 | 19.8 | 19.8 | 13.35 | 406.5 | 363.86 | 162.19 | 145 | 14.6 | 457.26 | 0.8 | 0.8 | 0.78 | 0.13 | 281.96 | 0 | 0 | 113.68 | 0.80965 | 0.09408 | 0 | 0 | System Off | 1 | 0
6137 | 6137 | 2012-09-12 16:59 | 12.78 | 14.37 | 14.37 | 12.78 | 82.81 | 46.08 | 37.48 | 31 | 13.91 | 107.81 | 0.53 | 0.43 | 0.42 | 0.02 | 33.13 | 0 | 0 | 24.52 | 0.78443 | 0.09408 | 0 | 0 | System Off | 0 | 0
6138 | 6138 | 2012-09-12 17:59 | 12.21 | 12.21 | 12.21 | 12.21 | 0 | 0 | 0 | 0 | 0 | 0 | 0 | 0 | 0 | 0 | 0 | 0 | 0 | 0 | 0 | 0 | 0 | 0 | System Off | 0 | 0
6139 | 6139 | 2012-09-12 18:59 | 11.4 | 11.4 | 11.4 | 11.4 | 0 | 0 | 0 | 0 | 0 | 0 | 0 | 0 | 0 | 0 | 0 | 0 | 0 | 0 | 0 | 0 | 0 | 0 | System Off | 0 | 0
6140 | 6140 | 2012-09-12 19:59 | 10.59 | 10.59 | 10.59 | 10.59 | 0 | 0 | 0 | 0 | 0 | 0 | 0 | 0 | 0 | 0 | 0 | 0 | 0 | 0 | 0 | 0 | 0 | 0 | System Off | 0 | 0
6141 | 6141 | 2012-09-12 20:59 | 9.78 | 9.78 | 9.78 | 9.78 | 0 | 0 | 0 | 0 | 0 | 0 | 0 | 0 | 0 | 0 | 0 | 0 | 0 | 0 | 0 | 0 | 0 | 0 | System Off | 0 | 0
6142 | 6142 | 2012-09-12 21:59 | 9.98 | 9.98 | 9.98 | 9.98 | 0 | 0 | 0 | 0 | 0 | 0 | 0 | 0 | 0 | 0 | 0 | 0 | 0 | 0 | 0 | 0 | 0 | 0 | System Off | 0 | 0
6143 | 6143 | 2012-09-12 22:59 | 10.17 | 10.17 | 10.17 | 10.17 | 0 | 0 | 0 | 0 | 0 | 0 | 0 | 0 | 0 | 0 | 0 | 0 | 0 | 0 | 0 | 0 | 0 | 0 | System Off | 0 | 0
6144 | 6144 | 2012-09-12 23:59 | 10.36 | 10.36 | 10.36 | 10.36 | 0 | 0 | 0 | 0 | 0 | 0 | 0 | 0 | 0 | 0 | 0 | 0 | 0 | 0 | 0 | 0 | 0 | 0 | System Off | 0 | 0
6145 | 6145 | 2012-09-13 00:59 | 9.99 | 9.99 | 9.99 | 9.99 | 0 | 0 | 0 | 0 | 0 | 0 | 0 | 0 | 0 | 0 | 0 | 0 | 0 | 0 | 0 | 0 | 0 | 0 | System Off | 0 | 0
6146 | 6146 | 2012-09-13 01:59 | 9.62 | 9.62 | 9.62 | 9.62 | 0 | 0 | 0 | 0 | 0 | 0 | 0 | 0 | 0 | 0 | 0 | 0 | 0 | 0 | 0 | 0 | 0 | 0 | System Off | 0 | 0
6147 | 6147 | 2012-09-13 02:59 | 9.25 | 9.25 | 9.25 | 9.25 | 0 | 0 | 0 | 0 | 0 | 0 | 0 | 0 | 0 | 0 | 0 | 0 | 0 | 0 | 0 | 0 | 0 | 0 | System Off | 0 | 0
6148 | 6148 | 2012-09-13 03:59 | 9.34 | 9.34 | 9.34 | 9.34 | 0 | 0 | 0 | 0 | 0 | 0 | 0 | 0 | 0 | 0 | 0 | 0 | 0 | 0 | 0 | 0 | 0 | 0 | System Off | 0 | 0
6149 | 6149 | 2012-09-13 04:59 | 9.44 | 9.44 | 9.44 | 9.44 | 0 | 0 | 0 | 0 | 0 | 0 | 0 | 0 | 0 | 0 | 0 | 0 | 0 | 0 | 0 | 0 | 0 | 0 | System Off | 0 | 0
6150 | 6150 | 2012-09-13 05:59 | 9.54 | 13.16 | 13.16 | 9.54 | 194.12 | 155.43 | 77.42 | 69 | 14.65 | 223.65 | 0.78 | 0.69 | 0.68 | 0.06 | 216.32 | 0 | 0 | 54.06 | 0.77261 | 0.09408 | 0 | 0 | System Off | 1 | 0
6151 | 6151 | 2012-09-13 06:59 | 10.92 | 13.18 | 13.18 | 10.92 | 120.03 | 82.66 | 47.36 | 44 | 14.21 | 136.83 | 0.63 | 0.6 | 0.59 | 0.03 | 75.25 | 0 | 0 | 34.67 | 0.77598 | 0.09408 | 0 | 0 | System Off | 1 | 0
6152 | 6152 | 2012-09-13 07:59 | 12.31 | 18.22 | 18.22 | 12.31 | 315.09 | 274.18 | 122.06 | 113 | 14.52 | 346.13 | 0.82 | 0.79 | 0.77 | 0.1 | 196.27 | 0 | 0 | 88.68 | 0.79732 | 0.09408 | 0 | 0 | System Off | 1 | 0
6153 | 6153 | 2012-09-13 08:59 | 13.69 | 24.24 | 24.24 | 13.69 | 550.87 | 505.41 | 213.58 | 198 | 14.49 | 592.22 | 0.84 | 0.85 | 0.83 | 0.18 | 321.3 | 0 | 0 | 155.45 | 0.82197 | 0.09408 | 0 | 0 | System Off | 1 | 0
6154 | 6154 | 2012-09-13 09:59 | 14.46 | 22.65 | 22.65 | 14.46 | 427.73 | 384.69 | 166.69 | 154 | 14.47 | 464.96 | 0.84 | 0.83 | 0.81 | 0.14 | 234.53 | 0 | 0 | 120.94 | 0.8181 | 0.09408 | 0 | 0 | System Off | 1 | 0
6155 | 6155 | 2012-09-13 10:59 | 15.23 | 26.69 | 26.69 | 15.23 | 599.86 | 553.42 | 234.33 | 218 | 14.33 | 643.72 | 0.85 | 0.86 | 0.84 | 0.2 | 340.36 | 0 | 0 | 171.5 | 0.83527 | 0.09408 | 0 | 0 | System Off | 1 | 0
6156 | 6156 | 2012-09-13 11:59 | 16 | 21.67 | 21.67 | 16 | 295.95 | 255.4 | 116.59 | 108 | 14.27 | 326.42 | 0.77 | 0.78 | 0.77 | 0.09 | 156.56 | 0 | 0 | 85.03 | 0.81848 | 0.09408 | 0 | 0 | System Off | 1 | 0
6157 | 6157 | 2012-09-13 12:59 | 15.88 | 20.85 | 20.85 | 15.88 | 260.79 | 220.89 | 102.93 | 95 | 14.3 | 289.05 | 0.78 | 0.76 | 0.75 | 0.08 | 145.7 | 0 | 0 | 74.77 | 0.81522 | 0.09408 | 0 | 0 | System Off | 1 | 0
6158 | 6158 | 2012-09-13 13:59 | 15.76 | 19.43 | 19.43 | 15.76 | 192.57 | 153.9 | 76.51 | 71 | 14.13 | 216.01 | 0.78 | 0.71 | 0.7 | 0.06 | 113.07 | 0 | 0 | 56 | 0.80985 | 0.09408 | 0 | 0 | System Off | 1 | 0
6159 | 6159 | 2012-09-13 14:59 | 15.65 | 21.55 | 21.55 | 15.65 | 315.25 | 274.34 | 123.78 | 115 | 14.28 | 346.7 | 0.81 | 0.79 | 0.77 | 0.1 | 212.18 | 0 | 0 | 90.53 | 0.81774 | 0.09408 | 0 | 0 | System Off | 1 | 0
6160 | 6160 | 2012-09-13 15:59 | 14.87 | 19.18 | 19.18 | 14.87 | 229.63 | 190.29 | 90.95 | 84 | 14.24 | 257 | 0.77 | 0.74 | 0.72 | 0.07 | 147.46 | 0 | 0 | 66.16 | 0.80704 | 0.09408 | 0 | 0 | System Off | 1 | 0
6161 | 6161 | 2012-09-13 16:59 | 14.09 | 15.53 | 15.53 | 14.09 | 66.23 | 29.8 | 30.74 | 25 | 13.8 | 88.03 | 0.33 | 0.34 | 0.33 | 0.01 | 21.42 | 0 | 0 | 19.8 | 0.791 | 0.09408 | 0 | 0 | System Off | 0 | 0
6162 | 6162 | 2012-09-13 17:59 | 13.31 | 13.31 | 13.31 | 13.31 | 0 | 0 | 0 | 0 | 0 | 0 | 0 | 0 | 0 | 0 | 0 | 0 | 0 | 0 | 0 | 0 | 0 | 0 | System Off | 0 | 0
6163 | 6163 | 2012-09-13 18:59 | 12.57 | 12.57 | 12.57 | 12.57 | 0 | 0 | 0 | 0 | 0 | 0 | 0 | 0 | 0 | 0 | 0 | 0 | 0 | 0 | 0 | 0 | 0 | 0 | System Off | 0 | 0
6164 | 6164 | 2012-09-13 19:59 | 11.83 | 11.83 | 11.83 | 11.83 | 0 | 0 | 0 | 0 | 0 | 0 | 0 | 0 | 0 | 0 | 0 | 0 | 0 | 0 | 0 | 0 | 0 | 0 | System Off | 0 | 0
6165 | 6165 | 2012-09-13 20:59 | 11.09 | 11.09 | 11.09 | 11.09 | 0 | 0 | 0 | 0 | 0 | 0 | 0 | 0 | 0 | 0 | 0 | 0 | 0 | 0 | 0 | 0 | 0 | 0 | System Off | 0 | 0
6166 | 6166 | 2012-09-13 21:59 | 10.57 | 10.57 | 10.57 | 10.57 | 0 | 0 | 0 | 0 | 0 | 0 | 0 | 0 | 0 | 0 | 0 | 0 | 0 | 0 | 0 | 0 | 0 | 0 | System Off | 0 | 0
6167 | 6167 | 2012-09-13 22:59 | 10.05 | 10.05 | 10.05 | 10.05 | 0 | 0 | 0 | 0 | 0 | 0 | 0 | 0 | 0 | 0 | 0 | 0 | 0 | 0 | 0 | 0 | 0 | 0 | System Off | 0 | 0
6168 | 6168 | 2012-09-13 23:59 | 9.52 | 9.52 | 9.52 | 9.52 | 0 | 0 | 0 | 0 | 0 | 0 | 0 | 0 | 0 | 0 | 0 | 0 | 0 | 0 | 0 | 0 | 0 | 0 | System Off | 0 | 0
6169 | 6169 | 2012-09-14 00:59 | 9.74 | 9.74 | 9.74 | 9.74 | 0 | 0 | 0 | 0 | 0 | 0 | 0 | 0 | 0 | 0 | 0 | 0 | 0 | 0 | 0 | 0 | 0 | 0 | System Off | 0 | 0
6170 | 6170 | 2012-09-14 01:59 | 9.96 | 9.96 | 9.96 | 9.96 | 0 | 0 | 0 | 0 | 0 | 0 | 0 | 0 | 0 | 0 | 0 | 0 | 0 | 0 | 0 | 0 | 0 | 0 | System Off | 0 | 0
6171 | 6171 | 2012-09-14 02:59 | 10.19 | 10.19 | 10.19 | 10.19 | 0 | 0 | 0 | 0 | 0 | 0 | 0 | 0 | 0 | 0 | 0 | 0 | 0 | 0 | 0 | 0 | 0 | 0 | System Off | 0 | 0
6172 | 6172 | 2012-09-14 03:59 | 10.42 | 10.42 | 10.42 | 10.42 | 0 | 0 | 0 | 0 | 0 | 0 | 0 | 0 | 0 | 0 | 0 | 0 | 0 | 0 | 0 | 0 | 0 | 0 | System Off | 0 | 0
6173 | 6173 | 2012-09-14 04:59 | 10.66 | 10.66 | 10.66 | 10.66 | 0 | 0 | 0 | 0 | 0 | 0 | 0 | 0 | 0 | 0 | 0 | 0 | 0 | 0 | 0 | 0 | 0 | 0 | System Off | 0 | 0
6174 | 6174 | 2012-09-14 05:59 | 10.9 | 18.3 | 18.3 | 10.9 | 436.88 | 393.65 | 183.95 | 155 | 14.68 | 521.49 | 0.76 | 0.75 | 0.74 | 0.14 | 547.88 | 0 | 0 | 121.4 | 0.79693 | 0.09408 | 0 | 0 | System Off | 1 | 0
6175 | 6175 | 2012-09-14 06:59 | 12.36 | 22.92 | 22.92 | 12.36 | 716.23 | 667.4 | 273.55 | 254 | 14.69 | 762.27 | 0.88 | 0.88 | 0.86 | 0.24 | 607.6 | 0 | 0 | 198.92 | 0.82463 | 0.09408 | 0 | 0 | System Off | 1 | 0
6176 | 6176 | 2012-09-14 07:59 | 13.82 | 37.64 | 37.64 | 13.82 | 1662.21 | 1591.27 | 641.84 | 609 | 14.22 | 1689.48 | 0.9 | 0.94 | 0.92 | 0.58 | 1139.09 | 0 | 0 | 479.8 | 0.90328 | 0.09408 | 0 | 0 | System Off | 1 | 0
6177 | 6177 | 2012-09-14 08:59 | 15.28 | 19.58 | 19.58 | 15.28 | 308.4 | 267.61 | 120.23 | 111 | 14.47 | 339.26 | 0.83 | 0.79 | 0.77 | 0.1 | 170.12 | 0 | 0 | 87.17 | 0.81468 | 0.09408 | 0 | 0 | System Off | 1 | 0
6178 | 6178 | 2012-09-14 09:59 | 16.09 | 23.05 | 23.05 | 16.09 | 529.06 | 484.03 | 204.7 | 190 | 14.5 | 570.14 | 0.88 | 0.85 | 0.83 | 0.18 | 295.1 | 0 | 0 | 149.14 | 0.83495 | 0.09408 | 0 | 0 | System Off | 1 | 0
6179 | 6179 | 2012-09-14 10:59 | 16.91 | 20.6 | 20.6 | 16.91 | 290.07 | 249.62 | 113.86 | 105 | 14.39 | 320.05 | 0.79 | 0.78 | 0.76 | 0.09 | 153.52 | 0 | 0 | 82.54 | 0.82335 | 0.09408 | 0 | 0 | System Off | 1 | 0
6180 | 6180 | 2012-09-14 11:59 | 17.73 | 21.08 | 21.08 | 17.73 | 274.98 | 234.81 | 108.39 | 100 | 14.32 | 304.13 | 0.74 | 0.77 | 0.76 | 0.08 | 143.94 | 0 | 0 | 78.68 | 0.82735 | 0.09408 | 0 | 0 | System Off | 1 | 0
6181 | 6181 | 2012-09-14 12:59 | 17.56 | 21.57 | 21.57 | 17.56 | 327.5 | 286.36 | 128.43 | 119 | 14.33 | 359.7 | 0.78 | 0.8 | 0.78 | 0.1 | 188.89 | 0 | 0 | 93.61 | 0.83004 | 0.09408 | 0 | 0 | System Off | 1 | 0
6182 | 6182 | 2012-09-14 13:59 | 17.4 | 19.3 | 19.3 | 17.4 | 149.77 | 111.87 | 60.12 | 55 | 14.18 | 169.81 | 0.67 | 0.66 | 0.64 | 0.04 | 82.19 | 0 | 0 | 43.35 | 0.81655 | 0.09408 | 0 | 0 | System Off | 1 | 0
6183 | 6183 | 2012-09-14 14:59 | 17.24 | 19.27 | 19.27 | 17.24 | 159.29 | 121.22 | 63.76 | 59 | 14.06 | 180.11 | 0.63 | 0.67 | 0.66 | 0.04 | 93.75 | 0 | 0 | 46.57 | 0.81639 | 0.09408 | 0 | 0 | System Off | 1 | 0
6184 | 6184 | 2012-09-14 15:59 | 16.55 | 19.77 | 19.77 | 16.55 | 244.22 | 204.61 | 97.01 | 89 | 14.29 | 273.53 | 0.72 | 0.75 | 0.73 | 0.07 | 158.56 | 0 | 0 | 70.05 | 0.81808 | 0.09408 | 0 | 0 | System Off | 1 | 0
6185 | 6185 | 2012-09-14 16:59 | 15.85 | 16.64 | 16.64 | 15.85 | 54.44 | 18.21 | 22.81 | 20 | 14.18 | 65.07 | 0.44 | 0.28 | 0.27 | 0.01 | 13.09 | 0 | 0 | 15.76 | 0.80044 | 0.09408 | 0 | 0 | System Off | 0 | 0
6186 | 6186 | 2012-09-14 17:59 | 15.16 | 15.16 | 15.16 | 15.16 | 0 | 0 | 0 | 0 | 0 | 0 | 0 | 0 | 0 | 0 | 0 | 0 | 0 | 0 | 0 | 0 | 0 | 0 | System Off | 0 | 0
6187 | 6187 | 2012-09-14 18:59 | 14.92 | 14.92 | 14.92 | 14.92 | 0 | 0 | 0 | 0 | 0 | 0 | 0 | 0 | 0 | 0 | 0 | 0 | 0 | 0 | 0 | 0 | 0 | 0 | System Off | 0 | 0
6188 | 6188 | 2012-09-14 19:59 | 14.67 | 14.67 | 14.67 | 14.67 | 0 | 0 | 0 | 0 | 0 | 0 | 0 | 0 | 0 | 0 | 0 | 0 | 0 | 0 | 0 | 0 | 0 | 0 | System Off | 0 | 0
6189 | 6189 | 2012-09-14 20:59 | 14.42 | 14.42 | 14.42 | 14.42 | 0 | 0 | 0 | 0 | 0 | 0 | 0 | 0 | 0 | 0 | 0 | 0 | 0 | 0 | 0 | 0 | 0 | 0 | System Off | 0 | 0
6190 | 6190 | 2012-09-14 21:59 | 14.11 | 14.11 | 14.11 | 14.11 | 0 | 0 | 0 | 0 | 0 | 0 | 0 | 0 | 0 | 0 | 0 | 0 | 0 | 0 | 0 | 0 | 0 | 0 | System Off | 0 | 0
6191 | 6191 | 2012-09-14 22:59 | 13.79 | 13.79 | 13.79 | 13.79 | 0 | 0 | 0 | 0 | 0 | 0 | 0 | 0 | 0 | 0 | 0 | 0 | 0 | 0 | 0 | 0 | 0 | 0 | System Off | 0 | 0
6192 | 6192 | 2012-09-14 23:59 | 13.47 | 13.47 | 13.47 | 13.47 | 0 | 0 | 0 | 0 | 0 | 0 | 0 | 0 | 0 | 0 | 0 | 0 | 0 | 0 | 0 | 0 | 0 | 0 | System Off | 0 | 0
6193 | 6193 | 2012-09-15 00:59 | 13.09 | 13.09 | 13.09 | 13.09 | 0 | 0 | 0 | 0 | 0 | 0 | 0 | 0 | 0 | 0 | 0 | 0 | 0 | 0 | 0 | 0 | 0 | 0 | System Off | 0 | 0
6194 | 6194 | 2012-09-15 01:59 | 12.71 | 12.71 | 12.71 | 12.71 | 0 | 0 | 0 | 0 | 0 | 0 | 0 | 0 | 0 | 0 | 0 | 0 | 0 | 0 | 0 | 0 | 0 | 0 | System Off | 0 | 0
6195 | 6195 | 2012-09-15 02:59 | 12.33 | 12.33 | 12.33 | 12.33 | 0 | 0 | 0 | 0 | 0 | 0 | 0 | 0 | 0 | 0 | 0 | 0 | 0 | 0 | 0 | 0 | 0 | 0 | System Off | 0 | 0
6196 | 6196 | 2012-09-15 03:59 | 12.19 | 12.19 | 12.19 | 12.19 | 0 | 0 | 0 | 0 | 0 | 0 | 0 | 0 | 0 | 0 | 0 | 0 | 0 | 0 | 0 | 0 | 0 | 0 | System Off | 0 | 0
6197 | 6197 | 2012-09-15 04:59 | 12.06 | 12.06 | 12.06 | 12.06 | 0 | 0 | 0 | 0 | 0 | 0 | 0 | 0 | 0 | 0 | 0 | 0 | 0 | 0 | 0 | 0 | 0 | 0 | System Off | 0 | 0
6198 | 6198 | 2012-09-15 05:59 | 11.92 | 16.55 | 16.55 | 11.92 | 257.6 | 217.75 | 107.49 | 92 | 14.58 | 306.7 | 0.74 | 0.71 | 0.69 | 0.08 | 303.06 | 0 | 0 | 72.14 | 0.79097 | 0.09408 | 0 | 0 | System Off | 1 | 0
6199 | 6199 | 2012-09-15 06:59 | 13.07 | 18.28 | 18.28 | 13.07 | 325.48 | 284.37 | 125.89 | 117 | 14.49 | 356.93 | 0.79 | 0.8 | 0.78 | 0.1 | 258.89 | 0 | 0 | 91.86 | 0.80262 | 0.09408 | 0 | 0 | System Off | 1 | 0
6200 | 6200 | 2012-09-15 07:59 | 14.22 | 22.71 | 22.71 | 14.22 | 555.01 | 509.47 | 213.27 | 199 | 14.53 | 594.75 | 0.84 | 0.86 | 0.84 | 0.18 | 364.69 | 0 | 0 | 156.16 | 0.82535 | 0.09408 | 0 | 0 | System Off | 1 | 0
6201 | 6201 | 2012-09-15 08:59 | 15.37 | 23.67 | 23.67 | 15.37 | 560.25 | 514.6 | 216.53 | 201 | 14.52 | 601.66 | 0.88 | 0.86 | 0.84 | 0.19 | 327.14 | 0 | 0 | 157.75 | 0.83271 | 0.09408 | 0 | 0 | System Off | 1 | 0
6202 | 6202 | 2012-09-15 09:59 | 16.19 | 26.46 | 26.46 | 16.19 | 673.88 | 625.93 | 261.43 | 243 | 14.44 | 718.78 | 0.88 | 0.87 | 0.85 | 0.23 | 381.61 | 0 | 0 | 190.89 | 0.84595 | 0.09408 | 0 | 0 | System Off | 1 | 0
6203 | 6203 | 2012-09-15 10:59 | 17.01 | 25.54 | 25.54 | 17.01 | 542.68 | 497.38 | 211.92 | 197 | 14.35 | 584.71 | 0.85 | 0.85 | 0.83 | 0.18 | 305.9 | 0 | 0 | 154.95 | 0.842 | 0.09408 | 0 | 0 | System Off | 1 | 0
6204 | 6204 | 2012-09-15 11:59 | 17.83 | 39.48 | 39.48 | 17.83 | 1327.94 | 1265.36 | 524.4 | 494 | 14 | 1370.26 | 0.88 | 0.92 | 0.9 | 0.46 | 775.66 | 0 | 0 | 390.26 | 0.90623 | 0.09408 | 0 | 0 | System Off | 1 | 0
6205 | 6205 | 2012-09-15 12:59 | 18 | 42.15 | 42.15 | 18 | 1468.59 | 1402.58 | 582.06 | 550 | 13.91 | 1504.64 | 0.88 | 0.93 | 0.91 | 0.51 | 925.19 | 0 | 0 | 435.01 | 0.91864 | 0.09408 | 0 | 0 | System Off | 1 | 0
6206 | 6206 | 2012-09-15 13:59 | 18.17 | 28.49 | 28.49 | 18.17 | 631.43 | 584.34 | 247.18 | 230 | 14.3 | 674.38 | 0.85 | 0.87 | 0.85 | 0.21 | 429.32 | 0 | 0 | 181.01 | 0.85565 | 0.09408 | 0 | 0 | System Off | 1 | 0
6207 | 6207 | 2012-09-15 14:59 | 18.34 | 24.04 | 24.04 | 18.34 | 343.2 | 301.76 | 135.66 | 126 | 14.19 | 376.46 | 0.81 | 0.8 | 0.78 | 0.11 | 233.4 | 0 | 0 | 99.31 | 0.83621 | 0.09408 | 0 | 0 | System Off | 1 | 0
6208 | 6208 | 2012-09-15 15:59 | 17.51 | 21.73 | 21.73 | 17.51 | 245.19 | 205.57 | 98.42 | 90 | 14.19 | 275.49 | 0.71 | 0.75 | 0.73 | 0.07 | 159.3 | 0 | 0 | 70.93 | 0.82408 | 0.09408 | 0 | 0 | System Off | 1 | 0
6209 | 6209 | 2012-09-15 16:59 | 16.68 | 17.79 | 17.79 | 16.68 | 57.81 | 21.52 | 25.39 | 22 | 13.69 | 72.1 | 0.39 | 0.3 | 0.29 | 0.01 | 15.47 | 0 | 0 | 17.45 | 0.80581 | 0.09408 | 0 | 0 | System Off | 0 | 0
6210 | 6210 | 2012-09-15 17:59 | 15.85 | 15.85 | 15.85 | 15.85 | 0 | 0 | 0 | 0 | 0 | 0 | 0 | 0 | 0 | 0 | 0 | 0 | 0 | 0 | 0 | 0 | 0 | 0 | System Off | 0 | 0
6211 | 6211 | 2012-09-15 18:59 | 14.56 | 14.56 | 14.56 | 14.56 | 0 | 0 | 0 | 0 | 0 | 0 | 0 | 0 | 0 | 0 | 0 | 0 | 0 | 0 | 0 | 0 | 0 | 0 | System Off | 0 | 0
6212 | 6212 | 2012-09-15 19:59 | 13.26 | 13.26 | 13.26 | 13.26 | 0 | 0 | 0 | 0 | 0 | 0 | 0 | 0 | 0 | 0 | 0 | 0 | 0 | 0 | 0 | 0 | 0 | 0 | System Off | 0 | 0
6213 | 6213 | 2012-09-15 20:59 | 11.96 | 11.96 | 11.96 | 11.96 | 0 | 0 | 0 | 0 | 0 | 0 | 0 | 0 | 0 | 0 | 0 | 0 | 0 | 0 | 0 | 0 | 0 | 0 | System Off | 0 | 0
6214 | 6214 | 2012-09-15 21:59 | 11.48 | 11.48 | 11.48 | 11.48 | 0 | 0 | 0 | 0 | 0 | 0 | 0 | 0 | 0 | 0 | 0 | 0 | 0 | 0 | 0 | 0 | 0 | 0 | System Off | 0 | 0
6215 | 6215 | 2012-09-15 22:59 | 10.99 | 10.99 | 10.99 | 10.99 | 0 | 0 | 0 | 0 | 0 | 0 | 0 | 0 | 0 | 0 | 0 | 0 | 0 | 0 | 0 | 0 | 0 | 0 | System Off | 0 | 0
6216 | 6216 | 2012-09-15 23:59 | 10.5 | 10.5 | 10.5 | 10.5 | 0 | 0 | 0 | 0 | 0 | 0 | 0 | 0 | 0 | 0 | 0 | 0 | 0 | 0 | 0 | 0 | 0 | 0 | System Off | 0 | 0
6217 | 6217 | 2012-09-16 00:59 | 9.96 | 9.96 | 9.96 | 9.96 | 0 | 0 | 0 | 0 | 0 | 0 | 0 | 0 | 0 | 0 | 0 | 0 | 0 | 0 | 0 | 0 | 0 | 0 | System Off | 0 | 0
6218 | 6218 | 2012-09-16 01:59 | 9.42 | 9.42 | 9.42 | 9.42 | 0 | 0 | 0 | 0 | 0 | 0 | 0 | 0 | 0 | 0 | 0 | 0 | 0 | 0 | 0 | 0 | 0 | 0 | System Off | 0 | 0
6219 | 6219 | 2012-09-16 02:59 | 8.89 | 8.89 | 8.89 | 8.89 | 0 | 0 | 0 | 0 | 0 | 0 | 0 | 0 | 0 | 0 | 0 | 0 | 0 | 0 | 0 | 0 | 0 | 0 | System Off | 0 | 0
6220 | 6220 | 2012-09-16 03:59 | 8.97 | 8.97 | 8.97 | 8.97 | 0 | 0 | 0 | 0 | 0 | 0 | 0 | 0 | 0 | 0 | 0 | 0 | 0 | 0 | 0 | 0 | 0 | 0 | System Off | 0 | 0
6221 | 6221 | 2012-09-16 04:59 | 9.06 | 9.06 | 9.06 | 9.06 | 0 | 0 | 0 | 0 | 0 | 0 | 0 | 0 | 0 | 0 | 0 | 0 | 0 | 0 | 0 | 0 | 0 | 0 | System Off | 0 | 0
6222 | 6222 | 2012-09-16 05:59 | 9.14 | 17.5 | 17.5 | 9.14 | 426.72 | 383.69 | 179.06 | 151 | 14.72 | 509.15 | 0.78 | 0.75 | 0.74 | 0.14 | 534.01 | 0 | 0 | 118.21 | 0.78575 | 0.09408 | 0 | 0 | System Off | 1 | 0
6223 | 6223 | 2012-09-16 06:59 | 12.14 | 31.23 | 31.23 | 12.14 | 1072.59 | 1015.99 | 417.12 | 388 | 14.4 | 1125.98 | 0.89 | 0.9 | 0.88 | 0.37 | 924.95 | 0 | 0 | 304.98 | 0.8494 | 0.09408 | 0 | 0 | System Off | 1 | 0
6224 | 6224 | 2012-09-16 07:59 | 15.14 | 44.53 | 44.53 | 15.14 | 1648.52 | 1577.94 | 654.41 | 622 | 13.8 | 1675.34 | 0.87 | 0.94 | 0.92 | 0.57 | 1129.54 | 0 | 0 | 492.6 | 0.91489 | 0.09408 | 0 | 0 | System Off | 1 | 0
6225 | 6225 | 2012-09-16 08:59 | 18.14 | 54.87 | 54.87 | 18.14 | 2033.41 | 1952.48 | 834.17 | 797 | 13.29 | 2045.11 | 0.85 | 0.95 | 0.93 | 0.71 | 1241.22 | 0 | 0 | 635.3 | 0.9412 | 0.09408 | 0 | 0 | System Off | 1 | 0
6226 | 6226 | 2012-09-16 09:59 | 19 | 61.46 | 61.46 | 19 | 2255.08 | 2167.83 | 948.07 | 907 | 12.95 | 2258.83 | 0.82 | 0.96 | 0.93 | 0.78 | 1321.67 | 0 | 0 | 726.06 | 0.96942 | 0.09408 | 0 | 0 | System Off | 1 | 0
6227 | 6227 | 2012-09-16 10:59 | 19.86 | 62.99 | 62.99 | 19.86 | 2233.34 | 2146.73 | 946.43 | 904 | 12.87 | 2239.78 | 0.82 | 0.96 | 0.93 | 0.78 | 1320.28 | 0 | 0 | 724.4 | 0.97462 | 0.09408 | 0 | 0 | System Off | 1 | 0
6228 | 6228 | 2012-09-16 11:59 | 20.73 | 64.09 | 64.09 | 20.73 | 2196.51 | 2110.96 | 935.03 | 894 | 12.8 | 2201.94 | 0.81 | 0.96 | 0.93 | 0.76 | 1294.01 | 0 | 0 | 717.02 | 0.97846 | 0.09408 | 0 | 0 | System Off | 1 | 0
6229 | 6229 | 2012-09-16 12:59 | 20.92 | 59.6 | 59.6 | 20.92 | 1986.4 | 1906.78 | 831.78 | 795 | 13.01 | 1997.95 | 0.83 | 0.95 | 0.93 | 0.69 | 1257.79 | 0 | 0 | 635.89 | 0.95929 | 0.09408 | 0 | 0 | System Off | 1 | 0
6230 | 6230 | 2012-09-16 13:59 | 21.12 | 51.26 | 51.26 | 21.12 | 1582.34 | 1513.46 | 646.22 | 615 | 13.4 | 1608.77 | 0.85 | 0.94 | 0.92 | 0.55 | 1111.94 | 0 | 0 | 489.54 | 0.92388 | 0.09408 | 0 | 0 | System Off | 1 | 0
6231 | 6231 | 2012-09-16 14:59 | 21.32 | 41.45 | 41.45 | 21.32 | 1065.47 | 1009.04 | 429.93 | 402 | 13.8 | 1114.54 | 0.84 | 0.91 | 0.88 | 0.36 | 780.44 | 0 | 0 | 318.37 | 0.91016 | 0.09408 | 0 | 0 | System Off | 1 | 0
6232 | 6232 | 2012-09-16 15:59 | 19.45 | 28.19 | 28.19 | 19.45 | 449.57 | 406.1 | 190.62 | 166 | 14.11 | 520.64 | 0.79 | 0.78 | 0.76 | 0.15 | 314.7 | 0 | 0 | 130.96 | 0.85094 | 0.09408 | 0 | 0 | System Off | 1 | 0
6233 | 6233 | 2012-09-16 16:59 | 17.59 | 18.65 | 18.65 | 17.59 | 52.32 | 16.12 | 23.48 | 20 | 13.62 | 66.5 | 0.43 | 0.24 | 0.24 | 0.01 | 11.59 | 0 | 0 | 15.88 | 0.81086 | 0.09408 | 0 | 0 | System Off | 0 | 0
6234 | 6234 | 2012-09-16 17:59 | 15.72 | 15.72 | 15.72 | 15.72 | 0 | 0 | 0 | 0 | 0 | 0 | 0 | 0 | 0 | 0 | 0 | 0 | 0 | 0 | 0 | 0 | 0 | 0 | System Off | 0 | 0
6235 | 6235 | 2012-09-16 18:59 | 15.01 | 15.01 | 15.01 | 15.01 | 0 | 0 | 0 | 0 | 0 | 0 | 0 | 0 | 0 | 0 | 0 | 0 | 0 | 0 | 0 | 0 | 0 | 0 | System Off | 0 | 0
6236 | 6236 | 2012-09-16 19:59 | 14.29 | 14.29 | 14.29 | 14.29 | 0 | 0 | 0 | 0 | 0 | 0 | 0 | 0 | 0 | 0 | 0 | 0 | 0 | 0 | 0 | 0 | 0 | 0 | System Off | 0 | 0
6237 | 6237 | 2012-09-16 20:59 | 13.57 | 13.57 | 13.57 | 13.57 | 0 | 0 | 0 | 0 | 0 | 0 | 0 | 0 | 0 | 0 | 0 | 0 | 0 | 0 | 0 | 0 | 0 | 0 | System Off | 0 | 0
6238 | 6238 | 2012-09-16 21:59 | 13.42 | 13.42 | 13.42 | 13.42 | 0 | 0 | 0 | 0 | 0 | 0 | 0 | 0 | 0 | 0 | 0 | 0 | 0 | 0 | 0 | 0 | 0 | 0 | System Off | 0 | 0
6239 | 6239 | 2012-09-16 22:59 | 13.26 | 13.26 | 13.26 | 13.26 | 0 | 0 | 0 | 0 | 0 | 0 | 0 | 0 | 0 | 0 | 0 | 0 | 0 | 0 | 0 | 0 | 0 | 0 | System Off | 0 | 0
6240 | 6240 | 2012-09-16 23:59 | 13.1 | 13.1 | 13.1 | 13.1 | 0 | 0 | 0 | 0 | 0 | 0 | 0 | 0 | 0 | 0 | 0 | 0 | 0 | 0 | 0 | 0 | 0 | 0 | System Off | 0 | 0
6241 | 6241 | 2012-09-17 00:59 | 12.84 | 12.84 | 12.84 | 12.84 | 0 | 0 | 0 | 0 | 0 | 0 | 0 | 0 | 0 | 0 | 0 | 0 | 0 | 0 | 0 | 0 | 0 | 0 | System Off | 0 | 0
6242 | 6242 | 2012-09-17 01:59 | 12.58 | 12.58 | 12.58 | 12.58 | 0 | 0 | 0 | 0 | 0 | 0 | 0 | 0 | 0 | 0 | 0 | 0 | 0 | 0 | 0 | 0 | 0 | 0 | System Off | 0 | 0
6243 | 6243 | 2012-09-17 02:59 | 12.32 | 12.32 | 12.32 | 12.32 | 0 | 0 | 0 | 0 | 0 | 0 | 0 | 0 | 0 | 0 | 0 | 0 | 0 | 0 | 0 | 0 | 0 | 0 | System Off | 0 | 0
6244 | 6244 | 2012-09-17 03:59 | 12.16 | 12.16 | 12.16 | 12.16 | 0 | 0 | 0 | 0 | 0 | 0 | 0 | 0 | 0 | 0 | 0 | 0 | 0 | 0 | 0 | 0 | 0 | 0 | System Off | 0 | 0
6245 | 6245 | 2012-09-17 04:59 | 12.01 | 12.01 | 12.01 | 12.01 | 0 | 0 | 0 | 0 | 0 | 0 | 0 | 0 | 0 | 0 | 0 | 0 | 0 | 0 | 0 | 0 | 0 | 0 | System Off | 0 | 0
6246 | 6246 | 2012-09-17 05:59 | 11.86 | 18.03 | 18.03 | 11.86 | 323.26 | 282.2 | 134.68 | 116 | 14.51 | 382.21 | 0.74 | 0.74 | 0.72 | 0.1 | 392.76 | 0 | 0 | 91.04 | 0.79523 | 0.09408 | 0 | 0 | System Off | 1 | 0
6247 | 6247 | 2012-09-17 06:59 | 13.67 | 27.66 | 27.66 | 13.67 | 794.97 | 744.48 | 308.14 | 287 | 14.43 | 843.36 | 0.88 | 0.88 | 0.86 | 0.27 | 677.77 | 0 | 0 | 225.51 | 0.83914 | 0.09408 | 0 | 0 | System Off | 1 | 0
6248 | 6248 | 2012-09-17 07:59 | 15.49 | 24.63 | 24.63 | 15.49 | 522.31 | 477.42 | 202.83 | 189 | 14.39 | 561.56 | 0.84 | 0.85 | 0.83 | 0.17 | 341.75 | 0 | 0 | 148.57 | 0.83116 | 0.09408 | 0 | 0 | System Off | 1 | 0
6249 | 6249 | 2012-09-17 08:59 | 17.3 | 23.98 | 23.98 | 17.3 | 379.4 | 337.27 | 149.38 | 138 | 14.32 | 414.61 | 0.8 | 0.81 | 0.8 | 0.12 | 214.41 | 0 | 0 | 108.58 | 0.8322 | 0.09408 | 0 | 0 | System Off | 1 | 0
6250 | 6250 | 2012-09-17 09:59 | 18.38 | 29.81 | 29.81 | 18.38 | 655.68 | 608.1 | 258.11 | 240 | 14.23 | 700.62 | 0.85 | 0.87 | 0.85 | 0.22 | 370.74 | 0 | 0 | 189.05 | 0.85896 | 0.09408 | 0 | 0 | System Off | 1 | 0
6251 | 6251 | 2012-09-17 10:59 | 19.46 | 43.61 | 43.61 | 19.46 | 1372.81 | 1309.15 | 550.36 | 519 | 13.78 | 1414.27 | 0.85 | 0.93 | 0.9 | 0.47 | 805.15 | 0 | 0 | 411.17 | 0.92194 | 0.09408 | 0 | 0 | System Off | 1 | 0
6252 | 6252 | 2012-09-17 11:59 | 20.55 | 48.32 | 48.32 | 20.55 | 1575.99 | 1507.27 | 639.19 | 605 | 13.57 | 1610.92 | 0.86 | 0.94 | 0.91 | 0.55 | 923.95 | 0 | 0 | 480.57 | 0.91802 | 0.09408 | 0 | 0 | System Off | 1 | 0
6253 | 6253 | 2012-09-17 12:59 | 20.67 | 50.7 | 50.7 | 20.67 | 1672.67 | 1601.46 | 681.46 | 647 | 13.46 | 1700.48 | 0.85 | 0.94 | 0.92 | 0.58 | 1056.39 | 0 | 0 | 514.59 | 0.92728 | 0.09408 | 0 | 0 | System Off | 1 | 0
6254 | 6254 | 2012-09-17 13:59 | 20.8 | 42.97 | 42.97 | 20.8 | 1239.05 | 1178.6 | 495.92 | 468 | 13.79 | 1277.7 | 0.87 | 0.92 | 0.9 | 0.43 | 865.92 | 0 | 0 | 370.71 | 0.92021 | 0.09408 | 0 | 0 | System Off | 1 | 0
6255 | 6255 | 2012-09-17 14:59 | 20.93 | 34.98 | 34.98 | 20.93 | 776.96 | 726.86 | 309.73 | 289 | 14 | 823.95 | 0.84 | 0.88 | 0.86 | 0.26 | 562.18 | 0 | 0 | 228.3 | 0.88475 | 0.09408 | 0 | 0 | System Off | 1 | 0
6256 | 6256 | 2012-09-17 15:59 | 19.53 | 27.11 | 27.11 | 19.53 | 394.94 | 352.52 | 165.64 | 146 | 14.09 | 454.28 | 0.78 | 0.78 | 0.76 | 0.13 | 273.18 | 0 | 0 | 115.21 | 0.84747 | 0.09408 | 0 | 0 | System Off | 1 | 0
6257 | 6257 | 2012-09-17 16:59 | 18.14 | 19.02 | 19.02 | 18.14 | 44.13 | 8.07 | 19.12 | 17 | 13.52 | 54.07 | 0 | 0.15 | 0.15 | 0 | 5.8 | 0 | 0 | 13.51 | 0.81357 | 0.09408 | 0 | 0 | System Off | 0 | 0
6258 | 6258 | 2012-09-17 17:59 | 16.74 | 16.74 | 16.74 | 16.74 | 0 | 0 | 0 | 0 | 0 | 0 | 0 | 0 | 0 | 0 | 0 | 0 | 0 | 0 | 0 | 0 | 0 | 0 | System Off | 0 | 0
6259 | 6259 | 2012-09-17 18:59 | 16.03 | 16.03 | 16.03 | 16.03 | 0 | 0 | 0 | 0 | 0 | 0 | 0 | 0 | 0 | 0 | 0 | 0 | 0 | 0 | 0 | 0 | 0 | 0 | System Off | 0 | 0
6260 | 6260 | 2012-09-17 19:59 | 15.32 | 15.32 | 15.32 | 15.32 | 0 | 0 | 0 | 0 | 0 | 0 | 0 | 0 | 0 | 0 | 0 | 0 | 0 | 0 | 0 | 0 | 0 | 0 | System Off | 0 | 0
6261 | 6261 | 2012-09-17 20:59 | 14.6 | 14.6 | 14.6 | 14.6 | 0 | 0 | 0 | 0 | 0 | 0 | 0 | 0 | 0 | 0 | 0 | 0 | 0 | 0 | 0 | 0 | 0 | 0 | System Off | 0 | 0
6262 | 6262 | 2012-09-17 21:59 | 14.49 | 14.49 | 14.49 | 14.49 | 0 | 0 | 0 | 0 | 0 | 0 | 0 | 0 | 0 | 0 | 0 | 0 | 0 | 0 | 0 | 0 | 0 | 0 | System Off | 0 | 0
6263 | 6263 | 2012-09-17 22:59 | 14.38 | 14.38 | 14.38 | 14.38 | 0 | 0 | 0 | 0 | 0 | 0 | 0 | 0 | 0 | 0 | 0 | 0 | 0 | 0 | 0 | 0 | 0 | 0 | System Off | 0 | 0
6264 | 6264 | 2012-09-17 23:59 | 14.27 | 14.27 | 14.27 | 14.27 | 0 | 0 | 0 | 0 | 0 | 0 | 0 | 0 | 0 | 0 | 0 | 0 | 0 | 0 | 0 | 0 | 0 | 0 | System Off | 0 | 0
6265 | 6265 | 2012-09-18 00:59 | 13.61 | 13.61 | 13.61 | 13.61 | 0 | 0 | 0 | 0 | 0 | 0 | 0 | 0 | 0 | 0 | 0 | 0 | 0 | 0 | 0 | 0 | 0 | 0 | System Off | 0 | 0
6266 | 6266 | 2012-09-18 01:59 | 12.94 | 12.94 | 12.94 | 12.94 | 0 | 0 | 0 | 0 | 0 | 0 | 0 | 0 | 0 | 0 | 0 | 0 | 0 | 0 | 0 | 0 | 0 | 0 | System Off | 0 | 0
6267 | 6267 | 2012-09-18 02:59 | 12.28 | 12.28 | 12.28 | 12.28 | 0 | 0 | 0 | 0 | 0 | 0 | 0 | 0 | 0 | 0 | 0 | 0 | 0 | 0 | 0 | 0 | 0 | 0 | System Off | 0 | 0
6268 | 6268 | 2012-09-18 03:59 | 12.45 | 12.45 | 12.45 | 12.45 | 0 | 0 | 0 | 0 | 0 | 0 | 0 | 0 | 0 | 0 | 0 | 0 | 0 | 0 | 0 | 0 | 0 | 0 | System Off | 0 | 0
6269 | 6269 | 2012-09-18 04:59 | 12.63 | 12.63 | 12.63 | 12.63 | 0 | 0 | 0 | 0 | 0 | 0 | 0 | 0 | 0 | 0 | 0 | 0 | 0 | 0 | 0 | 0 | 0 | 0 | System Off | 0 | 0
6270 | 6270 | 2012-09-18 05:59 | 12.8 | 21.19 | 21.19 | 12.8 | 407.15 | 364.5 | 173.54 | 146 | 14.52 | 486.74 | 0.75 | 0.75 | 0.73 | 0.13 | 507.31 | 0 | 0 | 114.57 | 0.80658 | 0.09408 | 0 | 0 | System Off | 1 | 0
6271 | 6271 | 2012-09-18 06:59 | 14.68 | 33.87 | 33.87 | 14.68 | 1071.6 | 1015.03 | 421.15 | 392 | 14.24 | 1125.24 | 0.88 | 0.9 | 0.88 | 0.37 | 924.07 | 0 | 0 | 308.75 | 0.86601 | 0.09408 | 0 | 0 | System Off | 1 | 0
6272 | 6272 | 2012-09-18 07:59 | 16.55 | 43.62 | 43.62 | 16.55 | 1587.27 | 1518.26 | 628.95 | 597 | 13.85 | 1616.16 | 0.87 | 0.94 | 0.92 | 0.55 | 1086.82 | 0 | 0 | 472.54 | 0.91885 | 0.09408 | 0 | 0 | System Off | 1 | 0
6273 | 6273 | 2012-09-18 08:59 | 18.43 | 35.36 | 35.36 | 18.43 | 1058.96 | 1002.68 | 414.93 | 390 | 14.14 | 1102.13 | 0.87 | 0.91 | 0.89 | 0.36 | 637.42 | 0 | 0 | 307.55 | 0.88913 | 0.09408 | 0 | 0 | System Off | 1 | 0
6274 | 6274 | 2012-09-18 09:59 | 18.76 | 22.59 | 22.59 | 18.76 | 246.87 | 207.21 | 98.37 | 91 | 14.13 | 274.47 | 0.71 | 0.75 | 0.74 | 0.07 | 126.33 | 0 | 0 | 71.77 | 0.83186 | 0.09408 | 0 | 0 | System Off | 1 | 0
6275 | 6275 | 2012-09-18 10:59 | 19.1 | 22.01 | 22.01 | 19.1 | 195.09 | 156.38 | 78.33 | 72 | 14.11 | 219.03 | 0.77 | 0.71 | 0.7 | 0.06 | 96.17 | 0 | 0 | 56.8 | 0.83018 | 0.09408 | 0 | 0 | System Off | 1 | 0
6276 | 6276 | 2012-09-18 11:59 | 19.44 | 22.17 | 22.17 | 19.44 | 190.22 | 151.59 | 76.51 | 71 | 13.95 | 213.81 | 0.65 | 0.71 | 0.69 | 0.05 | 92.93 | 0 | 0 | 56.12 | 0.83207 | 0.09408 | 0 | 0 | System Off | 1 | 0
6277 | 6277 | 2012-09-18 12:59 | 18.84 | 23.62 | 23.62 | 18.84 | 334.21 | 292.94 | 132.07 | 122 | 14.27 | 367.07 | 0.83 | 0.8 | 0.78 | 0.11 | 193.23 | 0 | 0 | 96.05 | 0.83844 | 0.09408 | 0 | 0 | System Off | 1 | 0
6278 | 6278 | 2012-09-18 13:59 | 18.25 | 24.41 | 24.41 | 18.25 | 427.27 | 384.23 | 167.6 | 155 | 14.36 | 464.42 | 0.84 | 0.83 | 0.81 | 0.14 | 282.29 | 0 | 0 | 121.9 | 0.84131 | 0.09408 | 0 | 0 | System Off | 1 | 0
6279 | 6279 | 2012-09-18 14:59 | 17.66 | 22.96 | 22.96 | 17.66 | 361.43 | 319.65 | 141.9 | 132 | 14.26 | 395.36 | 0.85 | 0.81 | 0.79 | 0.12 | 247.23 | 0 | 0 | 103.94 | 0.83323 | 0.09408 | 0 | 0 | System Off | 1 | 0
6280 | 6280 | 2012-09-18 15:59 | 16.62 | 18.04 | 18.04 | 16.62 | 91.55 | 54.68 | 37.35 | 34 | 14.02 | 105.98 | 0.54 | 0.52 | 0.5 | 0.02 | 42.37 | 0 | 0 | 26.85 | 0.80778 | 0.09408 | 0 | 0 | System Off | 0 | 0
6281 | 6281 | 2012-09-18 16:59 | 15.58 | 15.79 | 15.79 | 15.58 | 12.33 | 0 | 5.47 | 5 | 12.84 | 15.64 | 0 | 0 | 0 | 0 | 0 | 0 | 0 | 4.01 | 0.79594 | 0.09408 | 0 | 0 | System Off | 0 | 0
6282 | 6282 | 2012-09-18 17:59 | 14.54 | 14.54 | 14.54 | 14.54 | 0 | 0 | 0 | 0 | 0 | 0 | 0 | 0 | 0 | 0 | 0 | 0 | 0 | 0 | 0 | 0 | 0 | 0 | System Off | 0 | 0
6283 | 6283 | 2012-09-18 18:59 | 13.83 | 13.83 | 13.83 | 13.83 | 0 | 0 | 0 | 0 | 0 | 0 | 0 | 0 | 0 | 0 | 0 | 0 | 0 | 0 | 0 | 0 | 0 | 0 | System Off | 0 | 0
6284 | 6284 | 2012-09-18 19:59 | 13.12 | 13.12 | 13.12 | 13.12 | 0 | 0 | 0 | 0 | 0 | 0 | 0 | 0 | 0 | 0 | 0 | 0 | 0 | 0 | 0 | 0 | 0 | 0 | System Off | 0 | 0
6285 | 6285 | 2012-09-18 20:59 | 12.4 | 12.4 | 12.4 | 12.4 | 0 | 0 | 0 | 0 | 0 | 0 | 0 | 0 | 0 | 0 | 0 | 0 | 0 | 0 | 0 | 0 | 0 | 0 | System Off | 0 | 0
6286 | 6286 | 2012-09-18 21:59 | 11.8 | 11.8 | 11.8 | 11.8 | 0 | 0 | 0 | 0 | 0 | 0 | 0 | 0 | 0 | 0 | 0 | 0 | 0 | 0 | 0 | 0 | 0 | 0 | System Off | 0 | 0
6287 | 6287 | 2012-09-18 22:59 | 11.19 | 11.19 | 11.19 | 11.19 | 0 | 0 | 0 | 0 | 0 | 0 | 0 | 0 | 0 | 0 | 0 | 0 | 0 | 0 | 0 | 0 | 0 | 0 | System Off | 0 | 0
6288 | 6288 | 2012-09-18 23:59 | 10.58 | 10.58 | 10.58 | 10.58 | 0 | 0 | 0 | 0 | 0 | 0 | 0 | 0 | 0 | 0 | 0 | 0 | 0 | 0 | 0 | 0 | 0 | 0 | System Off | 0 | 0
6289 | 6289 | 2012-09-19 00:59 | 10.01 | 10.01 | 10.01 | 10.01 | 0 | 0 | 0 | 0 | 0 | 0 | 0 | 0 | 0 | 0 | 0 | 0 | 0 | 0 | 0 | 0 | 0 | 0 | System Off | 0 | 0
6290 | 6290 | 2012-09-19 01:59 | 9.44 | 9.44 | 9.44 | 9.44 | 0 | 0 | 0 | 0 | 0 | 0 | 0 | 0 | 0 | 0 | 0 | 0 | 0 | 0 | 0 | 0 | 0 | 0 | System Off | 0 | 0
6291 | 6291 | 2012-09-19 02:59 | 8.87 | 8.87 | 8.87 | 8.87 | 0 | 0 | 0 | 0 | 0 | 0 | 0 | 0 | 0 | 0 | 0 | 0 | 0 | 0 | 0 | 0 | 0 | 0 | System Off | 0 | 0
6292 | 6292 | 2012-09-19 03:59 | 8.73 | 8.73 | 8.73 | 8.73 | 0 | 0 | 0 | 0 | 0 | 0 | 0 | 0 | 0 | 0 | 0 | 0 | 0 | 0 | 0 | 0 | 0 | 0 | System Off | 0 | 0
6293 | 6293 | 2012-09-19 04:59 | 8.6 | 8.6 | 8.6 | 8.6 | 0 | 0 | 0 | 0 | 0 | 0 | 0 | 0 | 0 | 0 | 0 | 0 | 0 | 0 | 0 | 0 | 0 | 0 | System Off | 0 | 0
6294 | 6294 | 2012-09-19 05:59 | 8.46 | 16.3 | 16.3 | 8.46 | 423.65 | 380.68 | 177.06 | 149 | 14.81 | 505.67 | 0.79 | 0.75 | 0.74 | 0.14 | 529.82 | 0 | 0 | 116.5 | 0.78134 | 0.09408 | 0 | 0 | System Off | 1 | 0
6295 | 6295 | 2012-09-19 06:59 | 9.96 | 16.89 | 16.89 | 9.96 | 450.43 | 406.94 | 170.97 | 159 | 14.75 | 487.23 | 0.88 | 0.84 | 0.82 | 0.15 | 370.48 | 0 | 0 | 124.41 | 0.7921 | 0.09408 | 0 | 0 | System Off | 1 | 0
6296 | 6296 | 2012-09-19 07:59 | 11.47 | 28.95 | 28.95 | 11.47 | 1237.17 | 1176.76 | 468.2 | 442 | 14.58 | 1275.09 | 0.92 | 0.92 | 0.9 | 0.43 | 842.37 | 0 | 0 | 346.62 | 0.85554 | 0.09408 | 0 | 0 | System Off | 1 | 0
6297 | 6297 | 2012-09-19 08:59 | 12.97 | 23.04 | 23.04 | 12.97 | 767.1 | 717.21 | 291.07 | 272 | 14.69 | 810.72 | 0.89 | 0.88 | 0.87 | 0.26 | 455.94 | 0 | 0 | 213.01 | 0.8318 | 0.09408 | 0 | 0 | System Off | 1 | 0
6298 | 6298 | 2012-09-19 09:59 | 13.55 | 26.92 | 26.92 | 13.55 | 1004.82 | 949.75 | 382.63 | 358 | 14.62 | 1050.18 | 0.89 | 0.9 | 0.88 | 0.34 | 579.04 | 0 | 0 | 280.61 | 0.85204 | 0.09408 | 0 | 0 | System Off | 1 | 0
6299 | 6299 | 2012-09-19 10:59 | 14.13 | 22.12 | 22.12 | 14.13 | 590.1 | 543.85 | 226.42 | 210 | 14.64 | 632.86 | 0.88 | 0.86 | 0.84 | 0.2 | 334.48 | 0 | 0 | 164.57 | 0.82688 | 0.09408 | 0 | 0 | System Off | 1 | 0
6300 | 6300 | 2012-09-19 11:59 | 14.72 | 44.3 | 44.3 | 14.72 | 2112.77 | 2029.62 | 830.33 | 791 | 13.91 | 2127.69 | 0.88 | 0.95 | 0.93 | 0.73 | 1244.15 | 0 | 0 | 625.59 | 0.91699 | 0.09408 | 0 | 0 | System Off | 1 | 0
6301 | 6301 | 2012-09-19 12:59 | 14.43 | 22.92 | 22.92 | 14.43 | 625.78 | 578.81 | 240 | 223 | 14.62 | 668.78 | 0.88 | 0.87 | 0.85 | 0.21 | 381.81 | 0 | 0 | 174.8 | 0.83122 | 0.09408 | 0 | 0 | System Off | 1 | 0
6302 | 6302 | 2012-09-19 13:59 | 14.14 | 23.47 | 23.47 | 14.14 | 696.26 | 647.85 | 265.69 | 248 | 14.62 | 738.85 | 0.87 | 0.88 | 0.86 | 0.23 | 475.98 | 0 | 0 | 194.38 | 0.83431 | 0.09408 | 0 | 0 | System Off | 1 | 0
6303 | 6303 | 2012-09-19 14:59 | 13.85 | 27.61 | 27.61 | 13.85 | 1031.31 | 975.65 | 394.47 | 369 | 14.56 | 1079.85 | 0.89 | 0.9 | 0.88 | 0.35 | 754.61 | 0 | 0 | 289.46 | 0.85608 | 0.09408 | 0 | 0 | System Off | 1 | 0
6304 | 6304 | 2012-09-19 15:59 | 13 | 20.16 | 20.16 | 13 | 463.18 | 419.45 | 192.68 | 165 | 14.62 | 542.52 | 0.78 | 0.77 | 0.76 | 0.15 | 325.04 | 0 | 0 | 129.33 | 0.81139 | 0.09408 | 0 | 0 | System Off | 1 | 0
6305 | 6305 | 2012-09-19 16:59 | 12.15 | 12.58 | 12.58 | 12.15 | 25.97 | 0 | 10.93 | 10 | 13.53 | 31.64 | 0 | 0 | 0 | 0 | 0 | 0 | 0 | 7.95 | 0.77669 | 0.09408 | 0 | 0 | System Off | 0 | 0
6306 | 6306 | 2012-09-19 17:59 | 11.3 | 11.3 | 11.3 | 11.3 | 0 | 0 | 0 | 0 | 0 | 0 | 0 | 0 | 0 | 0 | 0 | 0 | 0 | 0 | 0 | 0 | 0 | 0 | System Off | 0 | 0
6307 | 6307 | 2012-09-19 18:59 | 10.44 | 10.44 | 10.44 | 10.44 | 0 | 0 | 0 | 0 | 0 | 0 | 0 | 0 | 0 | 0 | 0 | 0 | 0 | 0 | 0 | 0 | 0 | 0 | System Off | 0 | 0
6308 | 6308 | 2012-09-19 19:59 | 9.58 | 9.58 | 9.58 | 9.58 | 0 | 0 | 0 | 0 | 0 | 0 | 0 | 0 | 0 | 0 | 0 | 0 | 0 | 0 | 0 | 0 | 0 | 0 | System Off | 0 | 0
6309 | 6309 | 2012-09-19 20:59 | 8.72 | 8.72 | 8.72 | 8.72 | 0 | 0 | 0 | 0 | 0 | 0 | 0 | 0 | 0 | 0 | 0 | 0 | 0 | 0 | 0 | 0 | 0 | 0 | System Off | 0 | 0
6310 | 6310 | 2012-09-19 21:59 | 8.38 | 8.38 | 8.38 | 8.38 | 0 | 0 | 0 | 0 | 0 | 0 | 0 | 0 | 0 | 0 | 0 | 0 | 0 | 0 | 0 | 0 | 0 | 0 | System Off | 0 | 0
6311 | 6311 | 2012-09-19 22:59 | 8.04 | 8.04 | 8.04 | 8.04 | 0 | 0 | 0 | 0 | 0 | 0 | 0 | 0 | 0 | 0 | 0 | 0 | 0 | 0 | 0 | 0 | 0 | 0 | System Off | 0 | 0
6312 | 6312 | 2012-09-19 23:59 | 7.7 | 7.7 | 7.7 | 7.7 | 0 | 0 | 0 | 0 | 0 | 0 | 0 | 0 | 0 | 0 | 0 | 0 | 0 | 0 | 0 | 0 | 0 | 0 | System Off | 0 | 0
6313 | 6313 | 2012-09-20 00:59 | 7.03 | 7.03 | 7.03 | 7.03 | 0 | 0 | 0 | 0 | 0 | 0 | 0 | 0 | 0 | 0 | 0 | 0 | 0 | 0 | 0 | 0 | 0 | 0 | System Off | 0 | 0
6314 | 6314 | 2012-09-20 01:59 | 6.36 | 6.36 | 6.36 | 6.36 | 0 | 0 | 0 | 0 | 0 | 0 | 0 | 0 | 0 | 0 | 0 | 0 | 0 | 0 | 0 | 0 | 0 | 0 | System Off | 0 | 0
6315 | 6315 | 2012-09-20 02:59 | 5.69 | 5.69 | 5.69 | 5.69 | 0 | 0 | 0 | 0 | 0 | 0 | 0 | 0 | 0 | 0 | 0 | 0 | 0 | 0 | 0 | 0 | 0 | 0 | System Off | 0 | 0
6316 | 6316 | 2012-09-20 03:59 | 5.73 | 5.73 | 5.73 | 5.73 | 0 | 0 | 0 | 0 | 0 | 0 | 0 | 0 | 0 | 0 | 0 | 0 | 0 | 0 | 0 | 0 | 0 | 0 | System Off | 0 | 0
6317 | 6317 | 2012-09-20 04:59 | 5.78 | 5.78 | 5.78 | 5.78 | 0 | 0 | 0 | 0 | 0 | 0 | 0 | 0 | 0 | 0 | 0 | 0 | 0 | 0 | 0 | 0 | 0 | 0 | System Off | 0 | 0
6318 | 6318 | 2012-09-20 05:59 | 5.82 | 10.25 | 10.25 | 5.82 | 225.56 | 186.3 | 90.61 | 79 | 14.87 | 264.53 | 0.77 | 0.7 | 0.69 | 0.07 | 259.29 | 0 | 0 | 61.72 | 0.75287 | 0.09408 | 0 | 0 | System Off | 1 | 0
6319 | 6319 | 2012-09-20 06:59 | 8.42 | 24.75 | 24.75 | 8.42 | 883.87 | 831.47 | 337.31 | 314 | 14.66 | 933.47 | 0.89 | 0.89 | 0.87 | 0.3 | 756.96 | 0 | 0 | 245.99 | 0.8124 | 0.09408 | 0 | 0 | System Off | 1 | 0
6320 | 6320 | 2012-09-20 07:59 | 11.02 | 29.69 | 29.69 | 11.02 | 1015.74 | 960.43 | 389.1 | 366 | 14.45 | 1056.64 | 0.9 | 0.91 | 0.89 | 0.35 | 687.51 | 0 | 0 | 287.48 | 0.83824 | 0.09408 | 0 | 0 | System Off | 1 | 0
6321 | 6321 | 2012-09-20 08:59 | 13.62 | 36.68 | 36.68 | 13.62 | 1241.94 | 1181.42 | 485.08 | 458 | 14.12 | 1281.77 | 0.89 | 0.92 | 0.9 | 0.43 | 751.05 | 0 | 0 | 361.26 | 0.87248 | 0.09408 | 0 | 0 | System Off | 1 | 0
6322 | 6322 | 2012-09-20 09:59 | 14.25 | 41.38 | 41.38 | 14.25 | 1477.12 | 1410.89 | 583.99 | 552 | 13.94 | 1514.32 | 0.87 | 0.93 | 0.91 | 0.51 | 860.18 | 0 | 0 | 436.43 | 0.89517 | 0.09408 | 0 | 0 | System Off | 1 | 0
6323 | 6323 | 2012-09-20 10:59 | 14.89 | 30.01 | 30.01 | 14.89 | 856.38 | 804.58 | 333.01 | 311 | 14.34 | 903.22 | 0.87 | 0.89 | 0.87 | 0.29 | 494.83 | 0 | 0 | 244.63 | 0.85135 | 0.09408 | 0 | 0 | System Off | 1 | 0
6324 | 6324 | 2012-09-20 11:59 | 15.53 | 39.55 | 39.55 | 15.53 | 1371.91 | 1308.27 | 540.59 | 510 | 14.01 | 1412.2 | 0.87 | 0.93 | 0.9 | 0.47 | 801.97 | 0 | 0 | 402.85 | 0.89484 | 0.09408 | 0 | 0 | System Off | 1 | 0
6325 | 6325 | 2012-09-20 12:59 | 15.53 | 32.71 | 32.71 | 15.53 | 995.16 | 940.31 | 387.41 | 363 | 14.28 | 1039.8 | 0.88 | 0.9 | 0.88 | 0.34 | 620.26 | 0 | 0 | 285.76 | 0.86555 | 0.09408 | 0 | 0 | System Off | 1 | 0
6326 | 6326 | 2012-09-20 13:59 | 15.54 | 26.4 | 26.4 | 15.54 | 633.02 | 585.9 | 245.53 | 229 | 14.4 | 675.23 | 0.86 | 0.87 | 0.85 | 0.21 | 430.47 | 0 | 0 | 180 | 0.83927 | 0.09408 | 0 | 0 | System Off | 1 | 0
6327 | 6327 | 2012-09-20 14:59 | 15.55 | 23.1 | 23.1 | 15.55 | 439.16 | 395.89 | 171.06 | 159 | 14.39 | 476.34 | 0.82 | 0.83 | 0.81 | 0.14 | 306.2 | 0 | 0 | 125 | 0.82568 | 0.09408 | 0 | 0 | System Off | 1 | 0
6328 | 6328 | 2012-09-20 15:59 | 14.76 | 17.93 | 17.93 | 14.76 | 178.16 | 139.75 | 70.95 | 65 | 14.28 | 201.41 | 0.7 | 0.69 | 0.68 | 0.05 | 108.3 | 0 | 0 | 51.17 | 0.80269 | 0.09408 | 0 | 0 | System Off | 1 | 0
6329 | 6329 | 2012-09-20 16:59 | 13.96 | 14.53 | 14.53 | 13.96 | 29.71 | 0 | 12.74 | 11 | 14.07 | 36.61 | 0 | 0 | 0 | 0 | 0 | 0 | 0 | 8.68 | 0.78751 | 0.09408 | 0 | 0 | System Off | 0 | 0
6330 | 6330 | 2012-09-20 17:59 | 13.17 | 13.17 | 13.17 | 13.17 | 0 | 0 | 0 | 0 | 0 | 0 | 0 | 0 | 0 | 0 | 0 | 0 | 0 | 0 | 0 | 0 | 0 | 0 | System Off | 0 | 0
6331 | 6331 | 2012-09-20 18:59 | 11.8 | 11.8 | 11.8 | 11.8 | 0 | 0 | 0 | 0 | 0 | 0 | 0 | 0 | 0 | 0 | 0 | 0 | 0 | 0 | 0 | 0 | 0 | 0 | System Off | 0 | 0
6332 | 6332 | 2012-09-20 19:59 | 10.42 | 10.42 | 10.42 | 10.42 | 0 | 0 | 0 | 0 | 0 | 0 | 0 | 0 | 0 | 0 | 0 | 0 | 0 | 0 | 0 | 0 | 0 | 0 | System Off | 0 | 0
6333 | 6333 | 2012-09-20 20:59 | 9.04 | 9.04 | 9.04 | 9.04 | 0 | 0 | 0 | 0 | 0 | 0 | 0 | 0 | 0 | 0 | 0 | 0 | 0 | 0 | 0 | 0 | 0 | 0 | System Off | 0 | 0
6334 | 6334 | 2012-09-20 21:59 | 8.42 | 8.42 | 8.42 | 8.42 | 0 | 0 | 0 | 0 | 0 | 0 | 0 | 0 | 0 | 0 | 0 | 0 | 0 | 0 | 0 | 0 | 0 | 0 | System Off | 0 | 0
6335 | 6335 | 2012-09-20 22:59 | 7.8 | 7.8 | 7.8 | 7.8 | 0 | 0 | 0 | 0 | 0 | 0 | 0 | 0 | 0 | 0 | 0 | 0 | 0 | 0 | 0 | 0 | 0 | 0 | System Off | 0 | 0
6336 | 6336 | 2012-09-20 23:59 | 7.18 | 7.18 | 7.18 | 7.18 | 0 | 0 | 0 | 0 | 0 | 0 | 0 | 0 | 0 | 0 | 0 | 0 | 0 | 0 | 0 | 0 | 0 | 0 | System Off | 0 | 0
6337 | 6337 | 2012-09-21 00:59 | 6.73 | 6.73 | 6.73 | 6.73 | 0 | 0 | 0 | 0 | 0 | 0 | 0 | 0 | 0 | 0 | 0 | 0 | 0 | 0 | 0 | 0 | 0 | 0 | System Off | 0 | 0
6338 | 6338 | 2012-09-21 01:59 | 6.28 | 6.28 | 6.28 | 6.28 | 0 | 0 | 0 | 0 | 0 | 0 | 0 | 0 | 0 | 0 | 0 | 0 | 0 | 0 | 0 | 0 | 0 | 0 | System Off | 0 | 0
6339 | 6339 | 2012-09-21 02:59 | 5.83 | 5.83 | 5.83 | 5.83 | 0 | 0 | 0 | 0 | 0 | 0 | 0 | 0 | 0 | 0 | 0 | 0 | 0 | 0 | 0 | 0 | 0 | 0 | System Off | 0 | 0
6340 | 6340 | 2012-09-21 03:59 | 5.88 | 5.88 | 5.88 | 5.88 | 0 | 0 | 0 | 0 | 0 | 0 | 0 | 0 | 0 | 0 | 0 | 0 | 0 | 0 | 0 | 0 | 0 | 0 | System Off | 0 | 0
6341 | 6341 | 2012-09-21 04:59 | 5.94 | 5.94 | 5.94 | 5.94 | 0 | 0 | 0 | 0 | 0 | 0 | 0 | 0 | 0 | 0 | 0 | 0 | 0 | 0 | 0 | 0 | 0 | 0 | System Off | 0 | 0
6342 | 6342 | 2012-09-21 05:59 | 6 | 8.7 | 8.7 | 6 | 144.86 | 107.05 | 57.36 | 51 | 14.79 | 168.39 | 0.7 | 0.64 | 0.62 | 0.04 | 148.99 | 0 | 0 | 39.89 | 0.74871 | 0.09408 | 0 | 0 | System Off | 1 | 0
6343 | 6343 | 2012-09-21 06:59 | 9.06 | 17.67 | 17.67 | 9.06 | 501.41 | 456.92 | 190.1 | 176 | 14.84 | 540.19 | 0.89 | 0.85 | 0.83 | 0.17 | 415.98 | 0 | 0 | 137.56 | 0.78996 | 0.09408 | 0 | 0 | System Off | 1 | 0
6344 | 6344 | 2012-09-21 07:59 | 12.13 | 26.18 | 26.18 | 12.13 | 844.46 | 792.91 | 321.87 | 302 | 14.56 | 885.94 | 0.9 | 0.89 | 0.87 | 0.29 | 567.59 | 0 | 0 | 236.88 | 0.83257 | 0.09408 | 0 | 0 | System Off | 1 | 0
6345 | 6345 | 2012-09-21 08:59 | 15.19 | 26.89 | 26.89 | 15.19 | 719.8 | 670.9 | 278.09 | 260 | 14.42 | 763.34 | 0.86 | 0.88 | 0.86 | 0.24 | 426.5 | 0 | 0 | 204.31 | 0.84317 | 0.09408 | 0 | 0 | System Off | 1 | 0
6346 | 6346 | 2012-09-21 09:59 | 16.35 | 34.36 | 34.36 | 16.35 | 1093.58 | 1036.51 | 426.79 | 401 | 14.2 | 1138.11 | 0.87 | 0.91 | 0.89 | 0.37 | 631.93 | 0 | 0 | 315.97 | 0.87821 | 0.09408 | 0 | 0 | System Off | 1 | 0
6347 | 6347 | 2012-09-21 10:59 | 17.52 | 39.72 | 39.72 | 17.52 | 1328.5 | 1265.92 | 524.89 | 494 | 14.01 | 1370.2 | 0.88 | 0.92 | 0.9 | 0.46 | 778.56 | 0 | 0 | 390.23 | 0.90426 | 0.09408 | 0 | 0 | System Off | 1 | 0
6348 | 6348 | 2012-09-21 11:59 | 18.69 | 37.34 | 37.34 | 18.69 | 1112.7 | 1055.19 | 439.29 | 412 | 14.07 | 1157.73 | 0.87 | 0.91 | 0.89 | 0.38 | 646.83 | 0 | 0 | 325.21 | 0.89523 | 0.09408 | 0 | 0 | System Off | 1 | 0
6349 | 6349 | 2012-09-21 12:59 | 18.64 | 38.78 | 38.78 | 18.64 | 1165.87 | 1107.13 | 461.04 | 434 | 13.99 | 1208.09 | 0.87 | 0.92 | 0.89 | 0.4 | 730.31 | 0 | 0 | 342.9 | 0.89939 | 0.09408 | 0 | 0 | System Off | 1 | 0
6350 | 6350 | 2012-09-21 13:59 | 18.59 | 23.14 | 23.14 | 18.59 | 253.4 | 213.63 | 101.11 | 93 | 14.19 | 281.5 | 0.79 | 0.76 | 0.74 | 0.08 | 156.96 | 0 | 0 | 73.29 | 0.83121 | 0.09408 | 0 | 0 | System Off | 1 | 0
6351 | 6351 | 2012-09-21 14:59 | 18.54 | 21.58 | 21.58 | 18.54 | 162.33 | 124.21 | 65.58 | 60 | 14.09 | 183.67 | 0.61 | 0.68 | 0.66 | 0.04 | 96.07 | 0 | 0 | 47.35 | 0.82442 | 0.09408 | 0 | 0 | System Off | 1 | 0
6352 | 6352 | 2012-09-21 15:59 | 17.39 | 19.47 | 19.47 | 17.39 | 109.6 | 72.41 | 44.63 | 41 | 13.92 | 125.99 | 0.67 | 0.57 | 0.56 | 0.03 | 56.11 | 0 | 0 | 32.42 | 0.81377 | 0.09408 | 0 | 0 | System Off | 0 | 0
6353 | 6353 | 2012-09-21 16:59 | 16.25 | 16.51 | 16.51 | 16.25 | 12.29 | 0 | 5.47 | 5 | 12.8 | 15.6 | 0 | 0 | 0 | 0 | 0 | 0 | 0 | 4.01 | 0.79992 | 0.09408 | 0 | 0 | System Off | 0 | 0
6354 | 6354 | 2012-09-21 17:59 | 15.1 | 15.1 | 15.1 | 15.1 | 0 | 0 | 0 | 0 | 0 | 0 | 0 | 0 | 0 | 0 | 0 | 0 | 0 | 0 | 0 | 0 | 0 | 0 | System Off | 0 | 0
6355 | 6355 | 2012-09-21 18:59 | 14.72 | 14.72 | 14.72 | 14.72 | 0 | 0 | 0 | 0 | 0 | 0 | 0 | 0 | 0 | 0 | 0 | 0 | 0 | 0 | 0 | 0 | 0 | 0 | System Off | 0 | 0
6356 | 6356 | 2012-09-21 19:59 | 14.33 | 14.33 | 14.33 | 14.33 | 0 | 0 | 0 | 0 | 0 | 0 | 0 | 0 | 0 | 0 | 0 | 0 | 0 | 0 | 0 | 0 | 0 | 0 | System Off | 0 | 0
6357 | 6357 | 2012-09-21 20:59 | 13.94 | 13.94 | 13.94 | 13.94 | 0 | 0 | 0 | 0 | 0 | 0 | 0 | 0 | 0 | 0 | 0 | 0 | 0 | 0 | 0 | 0 | 0 | 0 | System Off | 0 | 0
6358 | 6358 | 2012-09-21 21:59 | 13.59 | 13.59 | 13.59 | 13.59 | 0 | 0 | 0 | 0 | 0 | 0 | 0 | 0 | 0 | 0 | 0 | 0 | 0 | 0 | 0 | 0 | 0 | 0 | System Off | 0 | 0
6359 | 6359 | 2012-09-21 22:59 | 13.24 | 13.24 | 13.24 | 13.24 | 0 | 0 | 0 | 0 | 0 | 0 | 0 | 0 | 0 | 0 | 0 | 0 | 0 | 0 | 0 | 0 | 0 | 0 | System Off | 0 | 0
6360 | 6360 | 2012-09-21 23:59 | 12.88 | 12.88 | 12.88 | 12.88 | 0 | 0 | 0 | 0 | 0 | 0 | 0 | 0 | 0 | 0 | 0 | 0 | 0 | 0 | 0 | 0 | 0 | 0 | System Off | 0 | 0
6361 | 6361 | 2012-09-22 00:59 | 11.61 | 11.61 | 11.61 | 11.61 | 0 | 0 | 0 | 0 | 0 | 0 | 0 | 0 | 0 | 0 | 0 | 0 | 0 | 0 | 0 | 0 | 0 | 0 | System Off | 0 | 0
6362 | 6362 | 2012-09-22 01:59 | 10.33 | 10.33 | 10.33 | 10.33 | 0 | 0 | 0 | 0 | 0 | 0 | 0 | 0 | 0 | 0 | 0 | 0 | 0 | 0 | 0 | 0 | 0 | 0 | System Off | 0 | 0
6363 | 6363 | 2012-09-22 02:59 | 9.06 | 9.06 | 9.06 | 9.06 | 0 | 0 | 0 | 0 | 0 | 0 | 0 | 0 | 0 | 0 | 0 | 0 | 0 | 0 | 0 | 0 | 0 | 0 | System Off | 0 | 0
6364 | 6364 | 2012-09-22 03:59 | 8.87 | 8.87 | 8.87 | 8.87 | 0 | 0 | 0 | 0 | 0 | 0 | 0 | 0 | 0 | 0 | 0 | 0 | 0 | 0 | 0 | 0 | 0 | 0 | System Off | 0 | 0
6365 | 6365 | 2012-09-22 04:59 | 8.69 | 8.69 | 8.69 | 8.69 | 0 | 0 | 0 | 0 | 0 | 0 | 0 | 0 | 0 | 0 | 0 | 0 | 0 | 0 | 0 | 0 | 0 | 0 | System Off | 0 | 0
6366 | 6366 | 2012-09-22 05:59 | 8.51 | 9.04 | 9.04 | 8.51 | 33.38 | 0 | 13.66 | 12 | 14.49 | 40.06 | 0 | 0 | 0 | 0 | 0 | 0 | 0 | 9.42 | 0.75589 | 0.09408 | 0 | 0 | System Off | 0 | 0
6367 | 6367 | 2012-09-22 06:59 | 9.95 | 15.58 | 15.58 | 9.95 | 386.03 | 343.78 | 146.65 | 136 | 14.78 | 419.93 | 0.82 | 0.82 | 0.8 | 0.12 | 312.98 | 0 | 0 | 106.37 | 0.78766 | 0.09408 | 0 | 0 | System Off | 1 | 0
6368 | 6368 | 2012-09-22 07:59 | 11.38 | 17.67 | 17.67 | 11.38 | 434.63 | 391.45 | 165.47 | 154 | 14.7 | 470.22 | 0.85 | 0.83 | 0.81 | 0.14 | 280.21 | 0 | 0 | 120.58 | 0.79959 | 0.09408 | 0 | 0 | System Off | 1 | 0
6369 | 6369 | 2012-09-22 08:59 | 12.82 | 17.3 | 17.3 | 12.82 | 308.96 | 268.16 | 119.32 | 110 | 14.63 | 339.53 | 0.84 | 0.79 | 0.77 | 0.1 | 170.48 | 0 | 0 | 86.21 | 0.79975 | 0.09408 | 0 | 0 | System Off | 1 | 0
6370 | 6370 | 2012-09-22 09:59 | 13.5 | 29.04 | 29.04 | 13.5 | 1077.63 | 1020.93 | 412.11 | 387 | 14.5 | 1121.94 | 0.9 | 0.91 | 0.89 | 0.37 | 622.43 | 0 | 0 | 303.78 | 0.85747 | 0.09408 | 0 | 0 | System Off | 1 | 0
6371 | 6371 | 2012-09-22 10:59 | 14.18 | 34.42 | 34.42 | 14.18 | 1385.31 | 1321.34 | 534.72 | 504 | 14.32 | 1425.58 | 0.9 | 0.93 | 0.91 | 0.48 | 812.65 | 0 | 0 | 396.57 | 0.88477 | 0.09408 | 0 | 0 | System Off | 1 | 0
6372 | 6372 | 2012-09-22 11:59 | 14.87 | 33.71 | 33.71 | 14.87 | 1283.73 | 1222.22 | 495.85 | 467 | 14.32 | 1325.64 | 0.89 | 0.92 | 0.9 | 0.44 | 749.21 | 0 | 0 | 367.45 | 0.88183 | 0.09408 | 0 | 0 | System Off | 1 | 0
6373 | 6373 | 2012-09-22 12:59 | 14.94 | 41.77 | 41.77 | 14.94 | 1790.85 | 1716.54 | 700.74 | 666 | 14.01 | 1814.19 | 0.88 | 0.95 | 0.92 | 0.62 | 1132.3 | 0 | 0 | 526.11 | 0.92203 | 0.09408 | 0 | 0 | System Off | 1 | 0
6374 | 6374 | 2012-09-22 13:59 | 15.02 | 26.77 | 26.77 | 15.02 | 793.5 | 743.04 | 304.55 | 285 | 14.5 | 836.35 | 0.89 | 0.89 | 0.87 | 0.27 | 545.92 | 0 | 0 | 223.72 | 0.84695 | 0.09408 | 0 | 0 | System Off | 1 | 0
6375 | 6375 | 2012-09-22 14:59 | 15.1 | 25.99 | 25.99 | 15.1 | 725.63 | 676.6 | 279.95 | 261 | 14.48 | 771.11 | 0.86 | 0.88 | 0.86 | 0.24 | 523.32 | 0 | 0 | 204.94 | 0.84278 | 0.09408 | 0 | 0 | System Off | 1 | 0
6376 | 6376 | 2012-09-22 15:59 | 14.06 | 20.26 | 20.26 | 14.06 | 370.04 | 328.1 | 153.45 | 133 | 14.49 | 431.89 | 0.78 | 0.76 | 0.74 | 0.12 | 254.25 | 0 | 0 | 104.42 | 0.81162 | 0.09408 | 0 | 0 | System Off | 1 | 0
6377 | 6377 | 2012-09-22 16:59 | 13.01 | 13.39 | 13.39 | 13.01 | 20.87 | 0 | 9.07 | 8 | 13.59 | 26.18 | 0 | 0 | 0 | 0 | 0 | 0 | 0 | 6.35 | 0.78134 | 0.09408 | 0 | 0 | System Off | 0 | 0
6378 | 6378 | 2012-09-22 17:59 | 11.97 | 11.97 | 11.97 | 11.97 | 0 | 0 | 0 | 0 | 0 | 0 | 0 | 0 | 0 | 0 | 0 | 0 | 0 | 0 | 0 | 0 | 0 | 0 | System Off | 0 | 0
6379 | 6379 | 2012-09-22 18:59 | 11.54 | 11.54 | 11.54 | 11.54 | 0 | 0 | 0 | 0 | 0 | 0 | 0 | 0 | 0 | 0 | 0 | 0 | 0 | 0 | 0 | 0 | 0 | 0 | System Off | 0 | 0
6380 | 6380 | 2012-09-22 19:59 | 11.1 | 11.1 | 11.1 | 11.1 | 0 | 0 | 0 | 0 | 0 | 0 | 0 | 0 | 0 | 0 | 0 | 0 | 0 | 0 | 0 | 0 | 0 | 0 | System Off | 0 | 0
6381 | 6381 | 2012-09-22 20:59 | 10.66 | 10.66 | 10.66 | 10.66 | 0 | 0 | 0 | 0 | 0 | 0 | 0 | 0 | 0 | 0 | 0 | 0 | 0 | 0 | 0 | 0 | 0 | 0 | System Off | 0 | 0
6382 | 6382 | 2012-09-22 21:59 | 10.48 | 10.48 | 10.48 | 10.48 | 0 | 0 | 0 | 0 | 0 | 0 | 0 | 0 | 0 | 0 | 0 | 0 | 0 | 0 | 0 | 0 | 0 | 0 | System Off | 0 | 0
6383 | 6383 | 2012-09-22 22:59 | 10.3 | 10.3 | 10.3 | 10.3 | 0 | 0 | 0 | 0 | 0 | 0 | 0 | 0 | 0 | 0 | 0 | 0 | 0 | 0 | 0 | 0 | 0 | 0 | System Off | 0 | 0
6384 | 6384 | 2012-09-22 23:59 | 10.11 | 10.11 | 10.11 | 10.11 | 0 | 0 | 0 | 0 | 0 | 0 | 0 | 0 | 0 | 0 | 0 | 0 | 0 | 0 | 0 | 0 | 0 | 0 | System Off | 0 | 0
6385 | 6385 | 2012-09-23 00:59 | 9.3 | 9.3 | 9.3 | 9.3 | 0 | 0 | 0 | 0 | 0 | 0 | 0 | 0 | 0 | 0 | 0 | 0 | 0 | 0 | 0 | 0 | 0 | 0 | System Off | 0 | 0
6386 | 6386 | 2012-09-23 01:59 | 8.49 | 8.49 | 8.49 | 8.49 | 0 | 0 | 0 | 0 | 0 | 0 | 0 | 0 | 0 | 0 | 0 | 0 | 0 | 0 | 0 | 0 | 0 | 0 | System Off | 0 | 0
6387 | 6387 | 2012-09-23 02:59 | 7.68 | 7.68 | 7.68 | 7.68 | 0 | 0 | 0 | 0 | 0 | 0 | 0 | 0 | 0 | 0 | 0 | 0 | 0 | 0 | 0 | 0 | 0 | 0 | System Off | 0 | 0
6388 | 6388 | 2012-09-23 03:59 | 8.32 | 8.32 | 8.32 | 8.32 | 0 | 0 | 0 | 0 | 0 | 0 | 0 | 0 | 0 | 0 | 0 | 0 | 0 | 0 | 0 | 0 | 0 | 0 | System Off | 0 | 0
6389 | 6389 | 2012-09-23 04:59 | 8.96 | 8.96 | 8.96 | 8.96 | 0 | 0 | 0 | 0 | 0 | 0 | 0 | 0 | 0 | 0 | 0 | 0 | 0 | 0 | 0 | 0 | 0 | 0 | System Off | 0 | 0
6390 | 6390 | 2012-09-23 05:59 | 9.6 | 11.89 | 11.89 | 9.6 | 126.42 | 88.94 | 50.98 | 46 | 14.31 | 147.97 | 0.59 | 0.6 | 0.59 | 0.03 | 123.78 | 0 | 0 | 36.2 | 0.76865 | 0.09408 | 0 | 0 | System Off | 1 | 0
6391 | 6391 | 2012-09-23 06:59 | 10.87 | 14.69 | 14.69 | 10.87 | 225.72 | 186.45 | 87.32 | 81 | 14.51 | 250.86 | 0.8 | 0.74 | 0.73 | 0.07 | 169.75 | 0 | 0 | 63.57 | 0.7827 | 0.09408 | 0 | 0 | System Off | 1 | 0
6392 | 6392 | 2012-09-23 07:59 | 12.15 | 19.08 | 19.08 | 12.15 | 424.52 | 381.53 | 162.73 | 151 | 14.64 | 460.03 | 0.86 | 0.83 | 0.81 | 0.14 | 273.11 | 0 | 0 | 118.32 | 0.80362 | 0.09408 | 0 | 0 | System Off | 1 | 0
6393 | 6393 | 2012-09-23 08:59 | 13.42 | 15.73 | 15.73 | 13.42 | 140.19 | 102.45 | 55.56 | 51 | 14.32 | 159.02 | 0.72 | 0.64 | 0.63 | 0.04 | 65.13 | 0 | 0 | 40.13 | 0.79202 | 0.09408 | 0 | 0 | System Off | 0 | 0
6394 | 6394 | 2012-09-23 09:59 | 14.13 | 28.75 | 28.75 | 14.13 | 941.41 | 887.76 | 362 | 339 | 14.46 | 986.63 | 0.88 | 0.9 | 0.88 | 0.32 | 541.24 | 0 | 0 | 266.24 | 0.85204 | 0.09408 | 0 | 0 | System Off | 1 | 0
6395 | 6395 | 2012-09-23 10:59 | 14.84 | 43.5 | 43.5 | 14.84 | 1850.38 | 1774.48 | 729.92 | 693 | 13.91 | 1876.55 | 0.88 | 0.95 | 0.92 | 0.64 | 1091.34 | 0 | 0 | 548.12 | 0.92693 | 0.09408 | 0 | 0 | System Off | 1 | 0
6396 | 6396 | 2012-09-23 11:59 | 15.56 | 45.88 | 45.88 | 15.56 | 2002.23 | 1922.17 | 793.66 | 756 | 13.79 | 2020.58 | 0.88 | 0.95 | 0.93 | 0.7 | 1178.28 | 0 | 0 | 598.8 | 0.91572 | 0.09408 | 0 | 0 | System Off | 1 | 0
6397 | 6397 | 2012-09-23 12:59 | 16.26 | 27.32 | 27.32 | 16.26 | 770.62 | 720.65 | 297.45 | 278 | 14.44 | 815.18 | 0.87 | 0.88 | 0.86 | 0.26 | 475.37 | 0 | 0 | 218.4 | 0.85324 | 0.09408 | 0 | 0 | System Off | 1 | 0
6398 | 6398 | 2012-09-23 13:59 | 16.96 | 21.18 | 21.18 | 16.96 | 296.58 | 256.01 | 116.59 | 108 | 14.3 | 327.02 | 0.77 | 0.78 | 0.77 | 0.09 | 188.09 | 0 | 0 | 84.99 | 0.82426 | 0.09408 | 0 | 0 | System Off | 1 | 0
6399 | 6399 | 2012-09-23 14:59 | 17.67 | 21.8 | 21.8 | 17.67 | 297.07 | 256.49 | 117.04 | 108 | 14.33 | 327.51 | 0.77 | 0.78 | 0.77 | 0.09 | 198.38 | 0 | 0 | 84.97 | 0.82855 | 0.09408 | 0 | 0 | System Off | 1 | 0
6400 | 6400 | 2012-09-23 15:59 | 17.29 | 20.39 | 20.39 | 17.29 | 217.68 | 178.56 | 88.27 | 80 | 14.17 | 248.32 | 0.68 | 0.72 | 0.7 | 0.06 | 138.37 | 0 | 0 | 63.06 | 0.8208 | 0.09408 | 0 | 0 | System Off | 1 | 0
6401 | 6401 | 2012-09-23 16:59 | 16.9 | 16.9 | 16.9 | 16.9 | 0 | 0 | 0 | 0 | 0 | 0 | 0 | 0 | 0 | 0 | 0 | 0 | 0 | 0 | 0 | 0 | 0 | 0 | System Off | 0 | 0
6402 | 6402 | 2012-09-23 17:59 | 16.52 | 16.52 | 16.52 | 16.52 | 0 | 0 | 0 | 0 | 0 | 0 | 0 | 0 | 0 | 0 | 0 | 0 | 0 | 0 | 0 | 0 | 0 | 0 | System Off | 0 | 0
6403 | 6403 | 2012-09-23 18:59 | 16.69 | 16.69 | 16.69 | 16.69 | 0 | 0 | 0 | 0 | 0 | 0 | 0 | 0 | 0 | 0 | 0 | 0 | 0 | 0 | 0 | 0 | 0 | 0 | System Off | 0 | 0
6404 | 6404 | 2012-09-23 19:59 | 16.85 | 16.85 | 16.85 | 16.85 | 0 | 0 | 0 | 0 | 0 | 0 | 0 | 0 | 0 | 0 | 0 | 0 | 0 | 0 | 0 | 0 | 0 | 0 | System Off | 0 | 0
6405 | 6405 | 2012-09-23 20:59 | 17.01 | 17.01 | 17.01 | 17.01 | 0 | 0 | 0 | 0 | 0 | 0 | 0 | 0 | 0 | 0 | 0 | 0 | 0 | 0 | 0 | 0 | 0 | 0 | System Off | 0 | 0
6406 | 6406 | 2012-09-23 21:59 | 17.62 | 17.62 | 17.62 | 17.62 | 0 | 0 | 0 | 0 | 0 | 0 | 0 | 0 | 0 | 0 | 0 | 0 | 0 | 0 | 0 | 0 | 0 | 0 | System Off | 0 | 0
6407 | 6407 | 2012-09-23 22:59 | 18.23 | 18.23 | 18.23 | 18.23 | 0 | 0 | 0 | 0 | 0 | 0 | 0 | 0 | 0 | 0 | 0 | 0 | 0 | 0 | 0 | 0 | 0 | 0 | System Off | 0 | 0
6408 | 6408 | 2012-09-23 23:59 | 18.84 | 18.84 | 18.84 | 18.84 | 0 | 0 | 0 | 0 | 0 | 0 | 0 | 0 | 0 | 0 | 0 | 0 | 0 | 0 | 0 | 0 | 0 | 0 | System Off | 0 | 0
6409 | 6409 | 2012-09-24 00:59 | 18.46 | 18.46 | 18.46 | 18.46 | 0 | 0 | 0 | 0 | 0 | 0 | 0 | 0 | 0 | 0 | 0 | 0 | 0 | 0 | 0 | 0 | 0 | 0 | System Off | 0 | 0
6410 | 6410 | 2012-09-24 01:59 | 18.08 | 18.08 | 18.08 | 18.08 | 0 | 0 | 0 | 0 | 0 | 0 | 0 | 0 | 0 | 0 | 0 | 0 | 0 | 0 | 0 | 0 | 0 | 0 | System Off | 0 | 0
6411 | 6411 | 2012-09-24 02:59 | 17.7 | 17.7 | 17.7 | 17.7 | 0 | 0 | 0 | 0 | 0 | 0 | 0 | 0 | 0 | 0 | 0 | 0 | 0 | 0 | 0 | 0 | 0 | 0 | System Off | 0 | 0
6412 | 6412 | 2012-09-24 03:59 | 17.88 | 17.88 | 17.88 | 17.88 | 0 | 0 | 0 | 0 | 0 | 0 | 0 | 0 | 0 | 0 | 0 | 0 | 0 | 0 | 0 | 0 | 0 | 0 | System Off | 0 | 0
6413 | 6413 | 2012-09-24 04:59 | 18.07 | 18.07 | 18.07 | 18.07 | 0 | 0 | 0 | 0 | 0 | 0 | 0 | 0 | 0 | 0 | 0 | 0 | 0 | 0 | 0 | 0 | 0 | 0 | System Off | 0 | 0
6414 | 6414 | 2012-09-24 05:59 | 18.25 | 18.5 | 18.5 | 18.25 | 14.29 | 0 | 6.38 | 5 | 14.89 | 18.06 | 0 | 0 | 0 | 0 | 0 | 0 | 0 | 3.91 | 0.81183 | 0.09408 | 0 | 0 | System Off | 0 | 0
6415 | 6415 | 2012-09-24 06:59 | 18.26 | 20.59 | 20.59 | 18.26 | 153.61 | 115.64 | 61.94 | 57 | 14.04 | 174.11 | 0.65 | 0.66 | 0.65 | 0.04 | 105.28 | 0 | 0 | 45.01 | 0.82215 | 0.09408 | 0 | 0 | System Off | 1 | 0
6416 | 6416 | 2012-09-24 07:59 | 18.26 | 20.1 | 20.1 | 18.26 | 125.66 | 88.19 | 51.01 | 47 | 13.93 | 143.65 | 0.59 | 0.61 | 0.6 | 0.03 | 63.13 | 0 | 0 | 37.17 | 0.82019 | 0.09408 | 0 | 0 | System Off | 0 | 0
6417 | 6417 | 2012-09-24 08:59 | 18.27 | 20.74 | 20.74 | 18.27 | 177.18 | 138.79 | 71.05 | 66 | 13.98 | 199.6 | 0.7 | 0.7 | 0.68 | 0.05 | 88.23 | 0 | 0 | 52.15 | 0.82399 | 0.09408 | 0 | 0 | System Off | 1 | 0
6418 | 6418 | 2012-09-24 09:59 | 18.11 | 21.55 | 21.55 | 18.11 | 257.6 | 217.75 | 102.02 | 94 | 14.27 | 285.74 | 0.78 | 0.76 | 0.75 | 0.08 | 132.76 | 0 | 0 | 74 | 0.82848 | 0.09408 | 0 | 0 | System Off | 1 | 0
6419 | 6419 | 2012-09-24 10:59 | 17.96 | 32.26 | 32.26 | 17.96 | 1136.79 | 1078.73 | 436.8 | 413 | 14.34 | 1174.42 | 0.89 | 0.92 | 0.9 | 0.39 | 663.44 | 0 | 0 | 324.88 | 0.89054 | 0.09408 | 0 | 0 | System Off | 1 | 0
6420 | 6420 | 2012-09-24 11:59 | 17.81 | 20.07 | 20.07 | 17.81 | 177.71 | 139.31 | 71.05 | 66 | 14.02 | 200.1 | 0.7 | 0.7 | 0.68 | 0.05 | 85.4 | 0 | 0 | 52.12 | 0.82121 | 0.09408 | 0 | 0 | System Off | 1 | 0
6421 | 6421 | 2012-09-24 12:59 | 16.99 | 18.81 | 18.81 | 16.99 | 150.1 | 112.19 | 60.12 | 55 | 14.21 | 170.11 | 0.67 | 0.66 | 0.65 | 0.04 | 74.01 | 0 | 0 | 43.33 | 0.81409 | 0.09408 | 0 | 0 | System Off | 0 | 0
6422 | 6422 | 2012-09-24 13:59 | 16.18 | 29.17 | 29.17 | 16.18 | 1180.29 | 1121.21 | 447.95 | 423 | 14.53 | 1218.89 | 0.92 | 0.92 | 0.9 | 0.41 | 823.76 | 0 | 0 | 331.92 | 0.88114 | 0.09408 | 0 | 0 | System Off | 1 | 0
6423 | 6423 | 2012-09-24 14:59 | 15.37 | 17.8 | 17.8 | 15.37 | 222.98 | 183.76 | 87.44 | 81 | 14.34 | 248.36 | 0.8 | 0.74 | 0.72 | 0.07 | 142.13 | 0 | 0 | 63.72 | 0.80943 | 0.09408 | 0 | 0 | System Off | 1 | 0
6424 | 6424 | 2012-09-24 15:59 | 14.96 | 19.16 | 19.16 | 14.96 | 337.61 | 296.27 | 139.81 | 121 | 14.53 | 395.12 | 0.79 | 0.75 | 0.73 | 0.11 | 229.59 | 0 | 0 | 94.95 | 0.81468 | 0.09408 | 0 | 0 | System Off | 1 | 0
6425 | 6425 | 2012-09-24 16:59 | 14.54 | 14.54 | 14.54 | 14.54 | 0 | 0 | 0 | 0 | 0 | 0 | 0 | 0 | 0 | 0 | 0 | 0 | 0 | 0 | 0 | 0 | 0 | 0 | System Off | 0 | 0
6426 | 6426 | 2012-09-24 17:59 | 14.13 | 14.13 | 14.13 | 14.13 | 0 | 0 | 0 | 0 | 0 | 0 | 0 | 0 | 0 | 0 | 0 | 0 | 0 | 0 | 0 | 0 | 0 | 0 | System Off | 0 | 0
6427 | 6427 | 2012-09-24 18:59 | 14.27 | 14.27 | 14.27 | 14.27 | 0 | 0 | 0 | 0 | 0 | 0 | 0 | 0 | 0 | 0 | 0 | 0 | 0 | 0 | 0 | 0 | 0 | 0 | System Off | 0 | 0
6428 | 6428 | 2012-09-24 19:59 | 14.41 | 14.41 | 14.41 | 14.41 | 0 | 0 | 0 | 0 | 0 | 0 | 0 | 0 | 0 | 0 | 0 | 0 | 0 | 0 | 0 | 0 | 0 | 0 | System Off | 0 | 0
6429 | 6429 | 2012-09-24 20:59 | 14.55 | 14.55 | 14.55 | 14.55 | 0 | 0 | 0 | 0 | 0 | 0 | 0 | 0 | 0 | 0 | 0 | 0 | 0 | 0 | 0 | 0 | 0 | 0 | System Off | 0 | 0
6430 | 6430 | 2012-09-24 21:59 | 14.52 | 14.52 | 14.52 | 14.52 | 0 | 0 | 0 | 0 | 0 | 0 | 0 | 0 | 0 | 0 | 0 | 0 | 0 | 0 | 0 | 0 | 0 | 0 | System Off | 0 | 0
6431 | 6431 | 2012-09-24 22:59 | 14.49 | 14.49 | 14.49 | 14.49 | 0 | 0 | 0 | 0 | 0 | 0 | 0 | 0 | 0 | 0 | 0 | 0 | 0 | 0 | 0 | 0 | 0 | 0 | System Off | 0 | 0
6432 | 6432 | 2012-09-24 23:59 | 14.45 | 14.45 | 14.45 | 14.45 | 0 | 0 | 0 | 0 | 0 | 0 | 0 | 0 | 0 | 0 | 0 | 0 | 0 | 0 | 0 | 0 | 0 | 0 | System Off | 0 | 0
6433 | 6433 | 2012-09-25 00:59 | 14.45 | 14.45 | 14.45 | 14.45 | 0 | 0 | 0 | 0 | 0 | 0 | 0 | 0 | 0 | 0 | 0 | 0 | 0 | 0 | 0 | 0 | 0 | 0 | System Off | 0 | 0
6434 | 6434 | 2012-09-25 01:59 | 14.44 | 14.44 | 14.44 | 14.44 | 0 | 0 | 0 | 0 | 0 | 0 | 0 | 0 | 0 | 0 | 0 | 0 | 0 | 0 | 0 | 0 | 0 | 0 | System Off | 0 | 0
6435 | 6435 | 2012-09-25 02:59 | 14.44 | 14.44 | 14.44 | 14.44 | 0 | 0 | 0 | 0 | 0 | 0 | 0 | 0 | 0 | 0 | 0 | 0 | 0 | 0 | 0 | 0 | 0 | 0 | System Off | 0 | 0
6436 | 6436 | 2012-09-25 03:59 | 14.19 | 14.19 | 14.19 | 14.19 | 0 | 0 | 0 | 0 | 0 | 0 | 0 | 0 | 0 | 0 | 0 | 0 | 0 | 0 | 0 | 0 | 0 | 0 | System Off | 0 | 0
6437 | 6437 | 2012-09-25 04:59 | 13.94 | 13.94 | 13.94 | 13.94 | 0 | 0 | 0 | 0 | 0 | 0 | 0 | 0 | 0 | 0 | 0 | 0 | 0 | 0 | 0 | 0 | 0 | 0 | System Off | 0 | 0
6438 | 6438 | 2012-09-25 05:59 | 13.69 | 13.94 | 13.94 | 13.69 | 14.65 | 0 | 6.38 | 5 | 15.26 | 18.37 | 0 | 0 | 0 | 0 | 0 | 0 | 0 | 3.89 | 0.78474 | 0.09408 | 0 | 0 | System Off | 0 | 0
6439 | 6439 | 2012-09-25 06:59 | 13.94 | 14.75 | 14.75 | 13.94 | 50.78 | 14.61 | 20.95 | 19 | 13.92 | 60.17 | 0.48 | 0.24 | 0.24 | 0.01 | 13.3 | 0 | 0 | 15.03 | 0.78894 | 0.09408 | 0 | 0 | System Off | 0 | 0
6440 | 6440 | 2012-09-25 07:59 | 14.18 | 16.09 | 16.09 | 14.18 | 128 | 90.48 | 51.01 | 47 | 14.18 | 145.79 | 0.59 | 0.62 | 0.61 | 0.03 | 64.77 | 0 | 0 | 37.04 | 0.79577 | 0.09408 | 0 | 0 | System Off | 0 | 0
6441 | 6441 | 2012-09-25 08:59 | 14.43 | 16.25 | 16.25 | 14.43 | 125.52 | 88.05 | 50.1 | 46 | 14.21 | 143.11 | 0.6 | 0.62 | 0.6 | 0.03 | 55.97 | 0 | 0 | 36.24 | 0.79705 | 0.09408 | 0 | 0 | System Off | 0 | 0
6442 | 6442 | 2012-09-25 09:59 | 14.52 | 17.56 | 17.56 | 14.52 | 220.79 | 181.61 | 86.53 | 80 | 14.37 | 245.99 | 0.81 | 0.74 | 0.72 | 0.07 | 110.72 | 0 | 0 | 62.9 | 0.80415 | 0.09408 | 0 | 0 | System Off | 1 | 0
6443 | 6443 | 2012-09-25 10:59 | 14.61 | 17.68 | 17.68 | 14.61 | 230.37 | 191.02 | 90.17 | 83 | 14.46 | 256.23 | 0.78 | 0.75 | 0.73 | 0.07 | 117.48 | 0 | 0 | 65.19 | 0.80525 | 0.09408 | 0 | 0 | System Off | 1 | 0
6444 | 6444 | 2012-09-25 11:59 | 14.7 | 17.65 | 17.65 | 14.7 | 227.97 | 188.66 | 89.26 | 82 | 14.48 | 253.67 | 0.78 | 0.74 | 0.73 | 0.07 | 115.65 | 0 | 0 | 64.39 | 0.80559 | 0.09408 | 0 | 0 | System Off | 1 | 0
6445 | 6445 | 2012-09-25 12:59 | 15.1 | 18.42 | 18.42 | 15.1 | 251.44 | 211.71 | 98.37 | 91 | 14.39 | 278.77 | 0.81 | 0.76 | 0.74 | 0.08 | 139.65 | 0 | 0 | 71.53 | 0.80974 | 0.09408 | 0 | 0 | System Off | 1 | 0
6446 | 6446 | 2012-09-25 13:59 | 15.5 | 17.04 | 17.04 | 15.5 | 110.84 | 73.63 | 44.63 | 41 | 14.08 | 127.13 | 0.67 | 0.58 | 0.57 | 0.03 | 54.1 | 0 | 0 | 32.36 | 0.80246 | 0.09408 | 0 | 0 | System Off | 0 | 0
6447 | 6447 | 2012-09-25 14:59 | 15.91 | 21.34 | 21.34 | 15.91 | 398.01 | 355.53 | 154.59 | 143 | 14.5 | 433.33 | 0.84 | 0.82 | 0.8 | 0.13 | 274.98 | 0 | 0 | 112.26 | 0.82469 | 0.09408 | 0 | 0 | System Off | 1 | 0
6448 | 6448 | 2012-09-25 15:59 | 15.47 | 16.77 | 16.77 | 15.47 | 87.41 | 50.61 | 35.52 | 33 | 13.8 | 101.28 | 0.56 | 0.5 | 0.49 | 0.02 | 39.22 | 0 | 0 | 26.14 | 0.80074 | 0.09408 | 0 | 0 | System Off | 0 | 0
6449 | 6449 | 2012-09-25 16:59 | 15.03 | 15.03 | 15.03 | 15.03 | 0 | 0 | 0 | 0 | 0 | 0 | 0 | 0 | 0 | 0 | 0 | 0 | 0 | 0 | 0 | 0 | 0 | 0 | System Off | 0 | 0
6450 | 6450 | 2012-09-25 17:59 | 14.59 | 14.59 | 14.59 | 14.59 | 0 | 0 | 0 | 0 | 0 | 0 | 0 | 0 | 0 | 0 | 0 | 0 | 0 | 0 | 0 | 0 | 0 | 0 | System Off | 0 | 0
6451 | 6451 | 2012-09-25 18:59 | 14.57 | 14.57 | 14.57 | 14.57 | 0 | 0 | 0 | 0 | 0 | 0 | 0 | 0 | 0 | 0 | 0 | 0 | 0 | 0 | 0 | 0 | 0 | 0 | System Off | 0 | 0
6452 | 6452 | 2012-09-25 19:59 | 14.55 | 14.55 | 14.55 | 14.55 | 0 | 0 | 0 | 0 | 0 | 0 | 0 | 0 | 0 | 0 | 0 | 0 | 0 | 0 | 0 | 0 | 0 | 0 | System Off | 0 | 0
6453 | 6453 | 2012-09-25 20:59 | 14.52 | 14.52 | 14.52 | 14.52 | 0 | 0 | 0 | 0 | 0 | 0 | 0 | 0 | 0 | 0 | 0 | 0 | 0 | 0 | 0 | 0 | 0 | 0 | System Off | 0 | 0
6454 | 6454 | 2012-09-25 21:59 | 14.58 | 14.58 | 14.58 | 14.58 | 0 | 0 | 0 | 0 | 0 | 0 | 0 | 0 | 0 | 0 | 0 | 0 | 0 | 0 | 0 | 0 | 0 | 0 | System Off | 0 | 0
6455 | 6455 | 2012-09-25 22:59 | 14.64 | 14.64 | 14.64 | 14.64 | 0 | 0 | 0 | 0 | 0 | 0 | 0 | 0 | 0 | 0 | 0 | 0 | 0 | 0 | 0 | 0 | 0 | 0 | System Off | 0 | 0
6456 | 6456 | 2012-09-25 23:59 | 14.69 | 14.69 | 14.69 | 14.69 | 0 | 0 | 0 | 0 | 0 | 0 | 0 | 0 | 0 | 0 | 0 | 0 | 0 | 0 | 0 | 0 | 0 | 0 | System Off | 0 | 0
6457 | 6457 | 2012-09-26 00:59 | 14.08 | 14.08 | 14.08 | 14.08 | 0 | 0 | 0 | 0 | 0 | 0 | 0 | 0 | 0 | 0 | 0 | 0 | 0 | 0 | 0 | 0 | 0 | 0 | System Off | 0 | 0
6458 | 6458 | 2012-09-26 01:59 | 13.46 | 13.46 | 13.46 | 13.46 | 0 | 0 | 0 | 0 | 0 | 0 | 0 | 0 | 0 | 0 | 0 | 0 | 0 | 0 | 0 | 0 | 0 | 0 | System Off | 0 | 0
6459 | 6459 | 2012-09-26 02:59 | 12.85 | 12.85 | 12.85 | 12.85 | 0 | 0 | 0 | 0 | 0 | 0 | 0 | 0 | 0 | 0 | 0 | 0 | 0 | 0 | 0 | 0 | 0 | 0 | System Off | 0 | 0
6460 | 6460 | 2012-09-26 03:59 | 12.91 | 12.91 | 12.91 | 12.91 | 0 | 0 | 0 | 0 | 0 | 0 | 0 | 0 | 0 | 0 | 0 | 0 | 0 | 0 | 0 | 0 | 0 | 0 | System Off | 0 | 0
6461 | 6461 | 2012-09-26 04:59 | 12.97 | 12.97 | 12.97 | 12.97 | 0 | 0 | 0 | 0 | 0 | 0 | 0 | 0 | 0 | 0 | 0 | 0 | 0 | 0 | 0 | 0 | 0 | 0 | System Off | 0 | 0
6462 | 6462 | 2012-09-26 05:59 | 13.03 | 13.26 | 13.26 | 13.03 | 12.51 | 0 | 5.47 | 5 | 13.03 | 15.78 | 0 | 0 | 0 | 0 | 0 | 0 | 0 | 4 | 0.78089 | 0.09408 | 0 | 0 | System Off | 0 | 0
6463 | 6463 | 2012-09-26 06:59 | 13.22 | 13.96 | 13.96 | 13.22 | 44.04 | 7.99 | 18.22 | 16 | 14.34 | 52.48 | 0 | 0.15 | 0.15 | 0 | 7.27 | 0 | 0 | 12.59 | 0.7841 | 0.09408 | 0 | 0 | System Off | 0 | 0
6464 | 6464 | 2012-09-26 07:59 | 13.41 | 16.34 | 16.34 | 13.41 | 190.39 | 151.76 | 74.69 | 69 | 14.37 | 213.29 | 0.67 | 0.71 | 0.7 | 0.05 | 108.63 | 0 | 0 | 54.25 | 0.79542 | 0.09408 | 0 | 0 | System Off | 1 | 0
6465 | 6465 | 2012-09-26 08:59 | 13.6 | 17.46 | 17.46 | 13.6 | 262.25 | 222.31 | 102.02 | 94 | 14.53 | 290.12 | 0.78 | 0.77 | 0.75 | 0.08 | 141.33 | 0 | 0 | 73.76 | 0.80134 | 0.09408 | 0 | 0 | System Off | 1 | 0
6466 | 6466 | 2012-09-26 09:59 | 13.9 | 16.49 | 16.49 | 13.9 | 173.35 | 135.02 | 68.31 | 63 | 14.33 | 194.97 | 0.73 | 0.69 | 0.68 | 0.05 | 82.32 | 0 | 0 | 49.56 | 0.79718 | 0.09408 | 0 | 0 | System Off | 1 | 0
6467 | 6467 | 2012-09-26 10:59 | 14.2 | 17.48 | 17.48 | 14.2 | 220.87 | 181.69 | 86.53 | 80 | 14.38 | 246.07 | 0.81 | 0.74 | 0.72 | 0.07 | 111.74 | 0 | 0 | 62.9 | 0.80224 | 0.09408 | 0 | 0 | System Off | 1 | 0
6468 | 6468 | 2012-09-26 11:59 | 14.5 | 17.67 | 17.67 | 14.5 | 213.41 | 174.37 | 83.8 | 77 | 14.44 | 238.13 | 0.72 | 0.73 | 0.72 | 0.06 | 106.89 | 0 | 0 | 60.49 | 0.80344 | 0.09408 | 0 | 0 | System Off | 1 | 0
6469 | 6469 | 2012-09-26 12:59 | 14.17 | 16.89 | 16.89 | 14.17 | 182.68 | 144.19 | 71.96 | 66 | 14.42 | 205.07 | 0.69 | 0.7 | 0.69 | 0.05 | 95.11 | 0 | 0 | 51.87 | 0.79935 | 0.09408 | 0 | 0 | System Off | 1 | 0
6470 | 6470 | 2012-09-26 13:59 | 13.85 | 16.12 | 16.12 | 13.85 | 151.94 | 114 | 60.12 | 55 | 14.39 | 171.81 | 0.67 | 0.66 | 0.65 | 0.04 | 83.75 | 0 | 0 | 43.24 | 0.79533 | 0.09408 | 0 | 0 | System Off | 1 | 0
6471 | 6471 | 2012-09-26 14:59 | 13.53 | 15.76 | 15.76 | 13.53 | 149.77 | 111.87 | 59.21 | 55 | 14.18 | 169.43 | 0.68 | 0.66 | 0.65 | 0.04 | 86.53 | 0 | 0 | 43.35 | 0.79346 | 0.09408 | 0 | 0 | System Off | 1 | 0
6472 | 6472 | 2012-09-26 15:59 | 12.98 | 14.21 | 14.21 | 12.98 | 79 | 42.34 | 31.88 | 29 | 14.19 | 91.75 | 0.63 | 0.46 | 0.45 | 0.02 | 32.81 | 0 | 0 | 22.86 | 0.7852 | 0.09408 | 0 | 0 | System Off | 0 | 0
6473 | 6473 | 2012-09-26 16:59 | 12.43 | 12.43 | 12.43 | 12.43 | 0 | 0 | 0 | 0 | 0 | 0 | 0 | 0 | 0 | 0 | 0 | 0 | 0 | 0 | 0 | 0 | 0 | 0 | System Off | 0 | 0
6474 | 6474 | 2012-09-26 17:59 | 11.88 | 11.88 | 11.88 | 11.88 | 0 | 0 | 0 | 0 | 0 | 0 | 0 | 0 | 0 | 0 | 0 | 0 | 0 | 0 | 0 | 0 | 0 | 0 | System Off | 0 | 0
6475 | 6475 | 2012-09-26 18:59 | 11.66 | 11.66 | 11.66 | 11.66 | 0 | 0 | 0 | 0 | 0 | 0 | 0 | 0 | 0 | 0 | 0 | 0 | 0 | 0 | 0 | 0 | 0 | 0 | System Off | 0 | 0
6476 | 6476 | 2012-09-26 19:59 | 11.43 | 11.43 | 11.43 | 11.43 | 0 | 0 | 0 | 0 | 0 | 0 | 0 | 0 | 0 | 0 | 0 | 0 | 0 | 0 | 0 | 0 | 0 | 0 | System Off | 0 | 0
6477 | 6477 | 2012-09-26 20:59 | 11.2 | 11.2 | 11.2 | 11.2 | 0 | 0 | 0 | 0 | 0 | 0 | 0 | 0 | 0 | 0 | 0 | 0 | 0 | 0 | 0 | 0 | 0 | 0 | System Off | 0 | 0
6478 | 6478 | 2012-09-26 21:59 | 11.19 | 11.19 | 11.19 | 11.19 | 0 | 0 | 0 | 0 | 0 | 0 | 0 | 0 | 0 | 0 | 0 | 0 | 0 | 0 | 0 | 0 | 0 | 0 | System Off | 0 | 0
6479 | 6479 | 2012-09-26 22:59 | 11.18 | 11.18 | 11.18 | 11.18 | 0 | 0 | 0 | 0 | 0 | 0 | 0 | 0 | 0 | 0 | 0 | 0 | 0 | 0 | 0 | 0 | 0 | 0 | System Off | 0 | 0
6480 | 6480 | 2012-09-26 23:59 | 11.17 | 11.17 | 11.17 | 11.17 | 0 | 0 | 0 | 0 | 0 | 0 | 0 | 0 | 0 | 0 | 0 | 0 | 0 | 0 | 0 | 0 | 0 | 0 | System Off | 0 | 0
6481 | 6481 | 2012-09-27 00:59 | 11.27 | 11.27 | 11.27 | 11.27 | 0 | 0 | 0 | 0 | 0 | 0 | 0 | 0 | 0 | 0 | 0 | 0 | 0 | 0 | 0 | 0 | 0 | 0 | System Off | 0 | 0
6482 | 6482 | 2012-09-27 01:59 | 11.36 | 11.36 | 11.36 | 11.36 | 0 | 0 | 0 | 0 | 0 | 0 | 0 | 0 | 0 | 0 | 0 | 0 | 0 | 0 | 0 | 0 | 0 | 0 | System Off | 0 | 0
6483 | 6483 | 2012-09-27 02:59 | 11.46 | 11.46 | 11.46 | 11.46 | 0 | 0 | 0 | 0 | 0 | 0 | 0 | 0 | 0 | 0 | 0 | 0 | 0 | 0 | 0 | 0 | 0 | 0 | System Off | 0 | 0
6484 | 6484 | 2012-09-27 03:59 | 11.49 | 11.49 | 11.49 | 11.49 | 0 | 0 | 0 | 0 | 0 | 0 | 0 | 0 | 0 | 0 | 0 | 0 | 0 | 0 | 0 | 0 | 0 | 0 | System Off | 0 | 0
6485 | 6485 | 2012-09-27 04:59 | 11.53 | 11.53 | 11.53 | 11.53 | 0 | 0 | 0 | 0 | 0 | 0 | 0 | 0 | 0 | 0 | 0 | 0 | 0 | 0 | 0 | 0 | 0 | 0 | System Off | 0 | 0
6486 | 6486 | 2012-09-27 05:59 | 11.56 | 12.35 | 12.35 | 11.56 | 53.71 | 17.49 | 21.86 | 20 | 13.99 | 63.34 | 0.46 | 0.28 | 0.27 | 0.01 | 24.35 | 0 | 0 | 15.8 | 0.77515 | 0.09408 | 0 | 0 | System Off | 0 | 0
6487 | 6487 | 2012-09-27 06:59 | 12.2 | 16.86 | 16.86 | 12.2 | 347.16 | 305.65 | 133.11 | 123 | 14.7 | 379.37 | 0.83 | 0.81 | 0.79 | 0.11 | 278.26 | 0 | 0 | 96.31 | 0.79853 | 0.09408 | 0 | 0 | System Off | 1 | 0
6488 | 6488 | 2012-09-27 07:59 | 12.84 | 30.63 | 30.63 | 12.84 | 1386.42 | 1322.42 | 524.96 | 497 | 14.53 | 1420.41 | 0.91 | 0.93 | 0.91 | 0.48 | 946.63 | 0 | 0 | 390 | 0.87476 | 0.09408 | 0 | 0 | System Off | 1 | 0
6489 | 6489 | 2012-09-27 08:59 | 13.48 | 20.59 | 20.59 | 13.48 | 567.92 | 522.12 | 216.4 | 201 | 14.72 | 608.3 | 0.88 | 0.86 | 0.84 | 0.19 | 331.92 | 0 | 0 | 157.35 | 0.82117 | 0.09408 | 0 | 0 | System Off | 1 | 0
6490 | 6490 | 2012-09-27 09:59 | 13.4 | 19.99 | 19.99 | 13.4 | 527.8 | 482.8 | 201.61 | 187 | 14.7 | 567.99 | 0.84 | 0.85 | 0.83 | 0.17 | 294.35 | 0 | 0 | 146.42 | 0.818 | 0.09408 | 0 | 0 | System Off | 1 | 0
6491 | 6491 | 2012-09-27 10:59 | 13.32 | 24.5 | 24.5 | 13.32 | 906.55 | 853.66 | 343.63 | 321 | 14.71 | 951.86 | 0.9 | 0.9 | 0.88 | 0.31 | 525.02 | 0 | 0 | 251.31 | 0.84338 | 0.09408 | 0 | 0 | System Off | 1 | 0
6492 | 6492 | 2012-09-27 11:59 | 13.24 | 14.8 | 14.8 | 13.24 | 121.55 | 84.15 | 48.28 | 44 | 14.39 | 138.63 | 0.62 | 0.61 | 0.59 | 0.03 | 51.58 | 0 | 0 | 34.59 | 0.7896 | 0.09408 | 0 | 0 | System Off | 0 | 0
6493 | 6493 | 2012-09-27 12:59 | 13.44 | 20.15 | 20.15 | 13.44 | 522.87 | 477.96 | 199.84 | 186 | 14.64 | 562.67 | 0.85 | 0.85 | 0.83 | 0.17 | 315.28 | 0 | 0 | 145.75 | 0.81807 | 0.09408 | 0 | 0 | System Off | 1 | 0
6494 | 6494 | 2012-09-27 13:59 | 13.65 | 14.82 | 14.82 | 13.65 | 83.49 | 46.75 | 33.7 | 31 | 14.03 | 96.77 | 0.59 | 0.48 | 0.47 | 0.02 | 34.35 | 0 | 0 | 24.48 | 0.78955 | 0.09408 | 0 | 0 | System Off | 0 | 0
6495 | 6495 | 2012-09-27 14:59 | 13.86 | 23.57 | 23.57 | 13.86 | 700.22 | 651.73 | 268.24 | 249 | 14.65 | 745.65 | 0.89 | 0.87 | 0.85 | 0.24 | 504.07 | 0 | 0 | 195.1 | 0.83278 | 0.09408 | 0 | 0 | System Off | 1 | 0
6496 | 6496 | 2012-09-27 15:59 | 13.25 | 16.11 | 16.11 | 13.25 | 189.62 | 151.01 | 76.4 | 69 | 14.31 | 218.34 | 0.65 | 0.69 | 0.68 | 0.05 | 117.02 | 0 | 0 | 54.29 | 0.79448 | 0.09408 | 0 | 0 | System Off | 1 | 0
6497 | 6497 | 2012-09-27 16:59 | 12.63 | 12.63 | 12.63 | 12.63 | 0 | 0 | 0 | 0 | 0 | 0 | 0 | 0 | 0 | 0 | 0 | 0 | 0 | 0 | 0 | 0 | 0 | 0 | System Off | 0 | 0
6498 | 6498 | 2012-09-27 17:59 | 12.02 | 12.02 | 12.02 | 12.02 | 0 | 0 | 0 | 0 | 0 | 0 | 0 | 0 | 0 | 0 | 0 | 0 | 0 | 0 | 0 | 0 | 0 | 0 | System Off | 0 | 0
6499 | 6499 | 2012-09-27 18:59 | 11.88 | 11.88 | 11.88 | 11.88 | 0 | 0 | 0 | 0 | 0 | 0 | 0 | 0 | 0 | 0 | 0 | 0 | 0 | 0 | 0 | 0 | 0 | 0 | System Off | 0 | 0
6500 | 6500 | 2012-09-27 19:59 | 11.73 | 11.73 | 11.73 | 11.73 | 0 | 0 | 0 | 0 | 0 | 0 | 0 | 0 | 0 | 0 | 0 | 0 | 0 | 0 | 0 | 0 | 0 | 0 | System Off | 0 | 0
6501 | 6501 | 2012-09-27 20:59 | 11.58 | 11.58 | 11.58 | 11.58 | 0 | 0 | 0 | 0 | 0 | 0 | 0 | 0 | 0 | 0 | 0 | 0 | 0 | 0 | 0 | 0 | 0 | 0 | System Off | 0 | 0
6502 | 6502 | 2012-09-27 21:59 | 11.54 | 11.54 | 11.54 | 11.54 | 0 | 0 | 0 | 0 | 0 | 0 | 0 | 0 | 0 | 0 | 0 | 0 | 0 | 0 | 0 | 0 | 0 | 0 | System Off | 0 | 0
6503 | 6503 | 2012-09-27 22:59 | 11.5 | 11.5 | 11.5 | 11.5 | 0 | 0 | 0 | 0 | 0 | 0 | 0 | 0 | 0 | 0 | 0 | 0 | 0 | 0 | 0 | 0 | 0 | 0 | System Off | 0 | 0
6504 | 6504 | 2012-09-27 23:59 | 11.46 | 11.46 | 11.46 | 11.46 | 0 | 0 | 0 | 0 | 0 | 0 | 0 | 0 | 0 | 0 | 0 | 0 | 0 | 0 | 0 | 0 | 0 | 0 | System Off | 0 | 0
6505 | 6505 | 2012-09-28 00:59 | 11.33 | 11.33 | 11.33 | 11.33 | 0 | 0 | 0 | 0 | 0 | 0 | 0 | 0 | 0 | 0 | 0 | 0 | 0 | 0 | 0 | 0 | 0 | 0 | System Off | 0 | 0
6506 | 6506 | 2012-09-28 01:59 | 11.19 | 11.19 | 11.19 | 11.19 | 0 | 0 | 0 | 0 | 0 | 0 | 0 | 0 | 0 | 0 | 0 | 0 | 0 | 0 | 0 | 0 | 0 | 0 | System Off | 0 | 0
6507 | 6507 | 2012-09-28 02:59 | 11.06 | 11.06 | 11.06 | 11.06 | 0 | 0 | 0 | 0 | 0 | 0 | 0 | 0 | 0 | 0 | 0 | 0 | 0 | 0 | 0 | 0 | 0 | 0 | System Off | 0 | 0
6508 | 6508 | 2012-09-28 03:59 | 10.97 | 10.97 | 10.97 | 10.97 | 0 | 0 | 0 | 0 | 0 | 0 | 0 | 0 | 0 | 0 | 0 | 0 | 0 | 0 | 0 | 0 | 0 | 0 | System Off | 0 | 0
6509 | 6509 | 2012-09-28 04:59 | 10.89 | 10.89 | 10.89 | 10.89 | 0 | 0 | 0 | 0 | 0 | 0 | 0 | 0 | 0 | 0 | 0 | 0 | 0 | 0 | 0 | 0 | 0 | 0 | System Off | 0 | 0
6510 | 6510 | 2012-09-28 05:59 | 10.81 | 12.77 | 12.77 | 10.81 | 106.59 | 69.45 | 43.63 | 39 | 14.23 | 126.21 | 0.69 | 0.55 | 0.54 | 0.03 | 96.66 | 0 | 0 | 30.72 | 0.77438 | 0.09408 | 0 | 0 | System Off | 1 | 0
6511 | 6511 | 2012-09-28 06:59 | 11.63 | 24.83 | 24.83 | 11.63 | 783.98 | 733.73 | 300.59 | 280 | 14.58 | 831.61 | 0.9 | 0.88 | 0.86 | 0.27 | 667.98 | 0 | 0 | 219.57 | 0.82529 | 0.09408 | 0 | 0 | System Off | 1 | 0
6512 | 6512 | 2012-09-28 07:59 | 12.46 | 38.39 | 38.39 | 12.46 | 1551.57 | 1483.47 | 602.46 | 572 | 14.13 | 1581.13 | 0.9 | 0.94 | 0.92 | 0.54 | 1061.92 | 0 | 0 | 451.15 | 0.88756 | 0.09408 | 0 | 0 | System Off | 1 | 0
6513 | 6513 | 2012-09-28 08:59 | 13.28 | 29.47 | 29.47 | 13.28 | 1001.22 | 946.24 | 383.79 | 361 | 14.45 | 1043.1 | 0.89 | 0.91 | 0.89 | 0.34 | 601.54 | 0 | 0 | 283.58 | 0.85112 | 0.09408 | 0 | 0 | System Off | 1 | 0
6514 | 6514 | 2012-09-28 09:59 | 14.14 | 28.58 | 28.58 | 14.14 | 933.08 | 879.61 | 358.45 | 336 | 14.46 | 977.61 | 0.89 | 0.9 | 0.88 | 0.32 | 536.27 | 0 | 0 | 263.88 | 0.85152 | 0.09408 | 0 | 0 | System Off | 1 | 0
6515 | 6515 | 2012-09-28 10:59 | 15 | 23.18 | 23.18 | 15 | 549.65 | 504.21 | 212.35 | 197 | 14.53 | 591.15 | 0.85 | 0.85 | 0.83 | 0.18 | 310.1 | 0 | 0 | 154.58 | 0.82968 | 0.09408 | 0 | 0 | System Off | 1 | 0
6516 | 6516 | 2012-09-28 11:59 | 15.87 | 21.75 | 21.75 | 15.87 | 409.85 | 367.15 | 159.4 | 148 | 14.42 | 446.14 | 0.82 | 0.82 | 0.8 | 0.13 | 225.06 | 0 | 0 | 116.29 | 0.82545 | 0.09408 | 0 | 0 | System Off | 1 | 0
6517 | 6517 | 2012-09-28 12:59 | 15.93 | 18.98 | 18.98 | 15.93 | 204.96 | 166.07 | 81.07 | 75 | 14.23 | 229.25 | 0.74 | 0.72 | 0.71 | 0.06 | 109.55 | 0 | 0 | 59.08 | 0.81163 | 0.09408 | 0 | 0 | System Off | 1 | 0
6518 | 6518 | 2012-09-28 13:59 | 15.99 | 18.83 | 18.83 | 15.99 | 185.89 | 147.35 | 73.78 | 68 | 14.24 | 208.76 | 0.68 | 0.71 | 0.69 | 0.05 | 108.26 | 0 | 0 | 53.56 | 0.81063 | 0.09408 | 0 | 0 | System Off | 1 | 0
6519 | 6519 | 2012-09-28 14:59 | 16.06 | 20.8 | 20.8 | 16.06 | 307.32 | 266.55 | 120.41 | 111 | 14.42 | 338.2 | 0.83 | 0.79 | 0.77 | 0.1 | 206.16 | 0 | 0 | 87.22 | 0.81939 | 0.09408 | 0 | 0 | System Off | 1 | 0
6520 | 6520 | 2012-09-28 15:59 | 15.26 | 17.66 | 17.66 | 15.26 | 144.36 | 106.55 | 58.35 | 53 | 14.19 | 165.8 | 0.69 | 0.64 | 0.63 | 0.04 | 82.57 | 0 | 0 | 41.77 | 0.80335 | 0.09408 | 0 | 0 | System Off | 1 | 0
6521 | 6521 | 2012-09-28 16:59 | 14.47 | 14.47 | 14.47 | 14.47 | 0 | 0 | 0 | 0 | 0 | 0 | 0 | 0 | 0 | 0 | 0 | 0 | 0 | 0 | 0 | 0 | 0 | 0 | System Off | 0 | 0
6522 | 6522 | 2012-09-28 17:59 | 13.67 | 13.67 | 13.67 | 13.67 | 0 | 0 | 0 | 0 | 0 | 0 | 0 | 0 | 0 | 0 | 0 | 0 | 0 | 0 | 0 | 0 | 0 | 0 | System Off | 0 | 0
6523 | 6523 | 2012-09-28 18:59 | 13.19 | 13.19 | 13.19 | 13.19 | 0 | 0 | 0 | 0 | 0 | 0 | 0 | 0 | 0 | 0 | 0 | 0 | 0 | 0 | 0 | 0 | 0 | 0 | System Off | 0 | 0
6524 | 6524 | 2012-09-28 19:59 | 12.71 | 12.71 | 12.71 | 12.71 | 0 | 0 | 0 | 0 | 0 | 0 | 0 | 0 | 0 | 0 | 0 | 0 | 0 | 0 | 0 | 0 | 0 | 0 | System Off | 0 | 0
6525 | 6525 | 2012-09-28 20:59 | 12.23 | 12.23 | 12.23 | 12.23 | 0 | 0 | 0 | 0 | 0 | 0 | 0 | 0 | 0 | 0 | 0 | 0 | 0 | 0 | 0 | 0 | 0 | 0 | System Off | 0 | 0
6526 | 6526 | 2012-09-28 21:59 | 11.95 | 11.95 | 11.95 | 11.95 | 0 | 0 | 0 | 0 | 0 | 0 | 0 | 0 | 0 | 0 | 0 | 0 | 0 | 0 | 0 | 0 | 0 | 0 | System Off | 0 | 0
6527 | 6527 | 2012-09-28 22:59 | 11.67 | 11.67 | 11.67 | 11.67 | 0 | 0 | 0 | 0 | 0 | 0 | 0 | 0 | 0 | 0 | 0 | 0 | 0 | 0 | 0 | 0 | 0 | 0 | System Off | 0 | 0
6528 | 6528 | 2012-09-28 23:59 | 11.38 | 11.38 | 11.38 | 11.38 | 0 | 0 | 0 | 0 | 0 | 0 | 0 | 0 | 0 | 0 | 0 | 0 | 0 | 0 | 0 | 0 | 0 | 0 | System Off | 0 | 0
6529 | 6529 | 2012-09-29 00:59 | 11 | 11 | 11 | 11 | 0 | 0 | 0 | 0 | 0 | 0 | 0 | 0 | 0 | 0 | 0 | 0 | 0 | 0 | 0 | 0 | 0 | 0 | System Off | 0 | 0
6530 | 6530 | 2012-09-29 01:59 | 10.62 | 10.62 | 10.62 | 10.62 | 0 | 0 | 0 | 0 | 0 | 0 | 0 | 0 | 0 | 0 | 0 | 0 | 0 | 0 | 0 | 0 | 0 | 0 | System Off | 0 | 0
6531 | 6531 | 2012-09-29 02:59 | 10.24 | 10.24 | 10.24 | 10.24 | 0 | 0 | 0 | 0 | 0 | 0 | 0 | 0 | 0 | 0 | 0 | 0 | 0 | 0 | 0 | 0 | 0 | 0 | System Off | 0 | 0
6532 | 6532 | 2012-09-29 03:59 | 10.13 | 10.13 | 10.13 | 10.13 | 0 | 0 | 0 | 0 | 0 | 0 | 0 | 0 | 0 | 0 | 0 | 0 | 0 | 0 | 0 | 0 | 0 | 0 | System Off | 0 | 0
6533 | 6533 | 2012-09-29 04:59 | 10.03 | 10.03 | 10.03 | 10.03 | 0 | 0 | 0 | 0 | 0 | 0 | 0 | 0 | 0 | 0 | 0 | 0 | 0 | 0 | 0 | 0 | 0 | 0 | System Off | 0 | 0
6534 | 6534 | 2012-09-29 05:59 | 9.93 | 12.29 | 12.29 | 9.93 | 130.7 | 93.14 | 53.72 | 47 | 14.48 | 155.69 | 0.56 | 0.6 | 0.59 | 0.03 | 129.63 | 0 | 0 | 36.9 | 0.77074 | 0.09408 | 0 | 0 | System Off | 1 | 0
6535 | 6535 | 2012-09-29 06:59 | 11.39 | 14.1 | 14.1 | 11.39 | 165.45 | 127.26 | 64.67 | 60 | 14.36 | 186.19 | 0.77 | 0.68 | 0.67 | 0.05 | 115.86 | 0 | 0 | 47.18 | 0.78178 | 0.09408 | 0 | 0 | System Off | 1 | 0
6536 | 6536 | 2012-09-29 07:59 | 12.85 | 18.61 | 18.61 | 12.85 | 374.23 | 332.21 | 143.93 | 134 | 14.55 | 407.58 | 0.83 | 0.82 | 0.8 | 0.12 | 237.81 | 0 | 0 | 105.13 | 0.80456 | 0.09408 | 0 | 0 | System Off | 1 | 0
6537 | 6537 | 2012-09-29 08:59 | 14.31 | 35.55 | 35.55 | 14.31 | 1441.06 | 1375.72 | 555.66 | 526 | 14.27 | 1474.8 | 0.9 | 0.93 | 0.91 | 0.5 | 874.57 | 0 | 0 | 414.12 | 0.88997 | 0.09408 | 0 | 0 | System Off | 1 | 0
6538 | 6538 | 2012-09-29 09:59 | 14.88 | 28.53 | 28.53 | 14.88 | 953.12 | 899.21 | 365.62 | 343 | 14.47 | 997.32 | 0.9 | 0.9 | 0.88 | 0.33 | 548.22 | 0 | 0 | 269.35 | 0.85744 | 0.09408 | 0 | 0 | System Off | 1 | 0
6539 | 6539 | 2012-09-29 10:59 | 15.45 | 26.24 | 26.24 | 15.45 | 768.4 | 718.48 | 295.59 | 276 | 14.5 | 813.43 | 0.88 | 0.88 | 0.86 | 0.26 | 441.88 | 0 | 0 | 216.66 | 0.84783 | 0.09408 | 0 | 0 | System Off | 1 | 0
6540 | 6540 | 2012-09-29 11:59 | 16.02 | 31.78 | 31.78 | 16.02 | 1147.44 | 1089.13 | 441.85 | 415 | 14.4 | 1190.2 | 0.88 | 0.92 | 0.89 | 0.39 | 667.63 | 0 | 0 | 326.19 | 0.8787 | 0.09408 | 0 | 0 | System Off | 1 | 0
6541 | 6541 | 2012-09-29 12:59 | 15.86 | 38.49 | 38.49 | 15.86 | 1614.27 | 1544.57 | 626.22 | 594 | 14.15 | 1642.8 | 0.89 | 0.94 | 0.92 | 0.56 | 1018.86 | 0 | 0 | 468.34 | 0.91339 | 0.09408 | 0 | 0 | System Off | 1 | 0
6542 | 6542 | 2012-09-29 13:59 | 15.71 | 17.48 | 17.48 | 15.71 | 120.08 | 82.7 | 48.28 | 44 | 14.21 | 137.28 | 0.62 | 0.6 | 0.59 | 0.03 | 60.76 | 0 | 0 | 34.67 | 0.80428 | 0.09408 | 0 | 0 | System Off | 0 | 0
6543 | 6543 | 2012-09-29 14:59 | 15.56 | 18.5 | 18.5 | 15.56 | 200.59 | 161.78 | 79.24 | 73 | 14.31 | 224.49 | 0.76 | 0.72 | 0.7 | 0.06 | 125.12 | 0 | 0 | 57.44 | 0.80901 | 0.09408 | 0 | 0 | System Off | 1 | 0
6544 | 6544 | 2012-09-29 15:59 | 14.47 | 19.08 | 19.08 | 14.47 | 275.65 | 235.47 | 116.03 | 100 | 14.36 | 328 | 0.78 | 0.72 | 0.7 | 0.09 | 182.47 | 0 | 0 | 78.64 | 0.80773 | 0.09408 | 0 | 0 | System Off | 1 | 0
6545 | 6545 | 2012-09-29 16:59 | 13.37 | 13.37 | 13.37 | 13.37 | 0 | 0 | 0 | 0 | 0 | 0 | 0 | 0 | 0 | 0 | 0 | 0 | 0 | 0 | 0 | 0 | 0 | 0 | System Off | 0 | 0
6546 | 6546 | 2012-09-29 17:59 | 12.28 | 12.28 | 12.28 | 12.28 | 0 | 0 | 0 | 0 | 0 | 0 | 0 | 0 | 0 | 0 | 0 | 0 | 0 | 0 | 0 | 0 | 0 | 0 | System Off | 0 | 0
6547 | 6547 | 2012-09-29 18:59 | 11.1 | 11.1 | 11.1 | 11.1 | 0 | 0 | 0 | 0 | 0 | 0 | 0 | 0 | 0 | 0 | 0 | 0 | 0 | 0 | 0 | 0 | 0 | 0 | System Off | 0 | 0
6548 | 6548 | 2012-09-29 19:59 | 9.91 | 9.91 | 9.91 | 9.91 | 0 | 0 | 0 | 0 | 0 | 0 | 0 | 0 | 0 | 0 | 0 | 0 | 0 | 0 | 0 | 0 | 0 | 0 | System Off | 0 | 0
6549 | 6549 | 2012-09-29 20:59 | 8.72 | 8.72 | 8.72 | 8.72 | 0 | 0 | 0 | 0 | 0 | 0 | 0 | 0 | 0 | 0 | 0 | 0 | 0 | 0 | 0 | 0 | 0 | 0 | System Off | 0 | 0
6550 | 6550 | 2012-09-29 21:59 | 8.12 | 8.12 | 8.12 | 8.12 | 0 | 0 | 0 | 0 | 0 | 0 | 0 | 0 | 0 | 0 | 0 | 0 | 0 | 0 | 0 | 0 | 0 | 0 | System Off | 0 | 0
6551 | 6551 | 2012-09-29 22:59 | 7.52 | 7.52 | 7.52 | 7.52 | 0 | 0 | 0 | 0 | 0 | 0 | 0 | 0 | 0 | 0 | 0 | 0 | 0 | 0 | 0 | 0 | 0 | 0 | System Off | 0 | 0
6552 | 6552 | 2012-09-29 23:59 | 6.91 | 6.91 | 6.91 | 6.91 | 0 | 0 | 0 | 0 | 0 | 0 | 0 | 0 | 0 | 0 | 0 | 0 | 0 | 0 | 0 | 0 | 0 | 0 | System Off | 0 | 0
6553 | 6553 | 2012-09-30 00:59 | 6.97 | 6.97 | 6.97 | 6.97 | 0 | 0 | 0 | 0 | 0 | 0 | 0 | 0 | 0 | 0 | 0 | 0 | 0 | 0 | 0 | 0 | 0 | 0 | System Off | 0 | 0
6554 | 6554 | 2012-09-30 01:59 | 7.03 | 7.03 | 7.03 | 7.03 | 0 | 0 | 0 | 0 | 0 | 0 | 0 | 0 | 0 | 0 | 0 | 0 | 0 | 0 | 0 | 0 | 0 | 0 | System Off | 0 | 0
6555 | 6555 | 2012-09-30 02:59 | 7.1 | 7.1 | 7.1 | 7.1 | 0 | 0 | 0 | 0 | 0 | 0 | 0 | 0 | 0 | 0 | 0 | 0 | 0 | 0 | 0 | 0 | 0 | 0 | System Off | 0 | 0
6556 | 6556 | 2012-09-30 03:59 | 6.66 | 6.66 | 6.66 | 6.66 | 0 | 0 | 0 | 0 | 0 | 0 | 0 | 0 | 0 | 0 | 0 | 0 | 0 | 0 | 0 | 0 | 0 | 0 | System Off | 0 | 0
6557 | 6557 | 2012-09-30 04:59 | 6.23 | 6.23 | 6.23 | 6.23 | 0 | 0 | 0 | 0 | 0 | 0 | 0 | 0 | 0 | 0 | 0 | 0 | 0 | 0 | 0 | 0 | 0 | 0 | System Off | 0 | 0
6558 | 6558 | 2012-09-30 05:59 | 5.8 | 10.89 | 10.89 | 5.8 | 262.49 | 222.55 | 108.56 | 92 | 14.86 | 316.2 | 0.74 | 0.7 | 0.69 | 0.08 | 309.75 | 0 | 0 | 71.89 | 0.75518 | 0.09408 | 0 | 0 | System Off | 1 | 0
6559 | 6559 | 2012-09-30 06:59 | 8.32 | 26.41 | 26.41 | 8.32 | 970.01 | 915.73 | 371.4 | 346 | 14.6 | 1021.36 | 0.89 | 0.9 | 0.88 | 0.33 | 833.67 | 0 | 0 | 271.26 | 0.81793 | 0.09408 | 0 | 0 | System Off | 1 | 0
6560 | 6560 | 2012-09-30 07:59 | 10.84 | 41.65 | 41.65 | 10.84 | 1548.62 | 1480.6 | 609.19 | 578 | 13.95 | 1577.93 | 0.89 | 0.94 | 0.92 | 0.54 | 1059.86 | 0 | 0 | 456.88 | 0.87883 | 0.09408 | 0 | 0 | System Off | 1 | 0
6561 | 6561 | 2012-09-30 08:59 | 13.36 | 54.48 | 54.48 | 13.36 | 1902.76 | 1825.44 | 781.45 | 745 | 13.3 | 1919.04 | 0.84 | 0.95 | 0.93 | 0.66 | 1160.46 | 0 | 0 | 593.75 | 0.92886 | 0.09408 | 0 | 0 | System Off | 1 | 0
6562 | 6562 | 2012-09-30 09:59 | 14.24 | 59.26 | 59.26 | 14.24 | 2109.47 | 2026.4 | 880.99 | 841 | 13.06 | 2119.32 | 0.83 | 0.96 | 0.93 | 0.73 | 1235.44 | 0 | 0 | 672.26 | 0.92541 | 0.09408 | 0 | 0 | System Off | 1 | 0
6563 | 6563 | 2012-09-30 10:59 | 15.13 | 56.84 | 56.84 | 15.13 | 2025.75 | 1945.04 | 839.7 | 800 | 13.19 | 2041.3 | 0.83 | 0.95 | 0.93 | 0.7 | 1196.24 | 0 | 0 | 638.49 | 0.92277 | 0.09408 | 0 | 0 | System Off | 1 | 0
6564 | 6564 | 2012-09-30 11:59 | 16.02 | 53.76 | 53.76 | 16.02 | 1904.71 | 1827.34 | 781.07 | 744 | 13.33 | 1924.01 | 0.84 | 0.95 | 0.93 | 0.66 | 1120.15 | 0 | 0 | 592.72 | 0.91714 | 0.09408 | 0 | 0 | System Off | 1 | 0
6565 | 6565 | 2012-09-30 12:59 | 16.05 | 50.94 | 50.94 | 16.05 | 1781.31 | 1707.25 | 722.77 | 689 | 13.47 | 1801.76 | 0.86 | 0.95 | 0.92 | 0.62 | 1126.17 | 0 | 0 | 547.99 | 0.93469 | 0.09408 | 0 | 0 | System Off | 1 | 0
6566 | 6566 | 2012-09-30 13:59 | 16.08 | 42.72 | 42.72 | 16.08 | 1390.95 | 1326.85 | 551.88 | 523 | 13.85 | 1423.32 | 0.87 | 0.93 | 0.91 | 0.48 | 974.84 | 0 | 0 | 413.94 | 0.9011 | 0.09408 | 0 | 0 | System Off | 1 | 0
6567 | 6567 | 2012-09-30 14:59 | 16.11 | 32.26 | 32.26 | 16.11 | 849.5 | 797.85 | 334.82 | 311 | 14.23 | 900.24 | 0.87 | 0.89 | 0.87 | 0.29 | 617.09 | 0 | 0 | 244.99 | 0.85896 | 0.09408 | 0 | 0 | System Off | 1 | 0
6568 | 6568 | 2012-09-30 15:59 | 15 | 20.37 | 20.37 | 15 | 269.63 | 229.56 | 114.73 | 98 | 14.33 | 322.79 | 0.7 | 0.71 | 0.7 | 0.08 | 177.89 | 0 | 0 | 77.1 | 0.81052 | 0.09408 | 0 | 0 | System Off | 1 | 0
6569 | 6569 | 2012-09-30 16:59 | 13.88 | 13.88 | 13.88 | 13.88 | 0 | 0 | 0 | 0 | 0 | 0 | 0 | 0 | 0 | 0 | 0 | 0 | 0 | 0 | 0 | 0 | 0 | 0 | System Off | 0 | 0
6570 | 6570 | 2012-09-30 17:59 | 12.77 | 12.77 | 12.77 | 12.77 | 0 | 0 | 0 | 0 | 0 | 0 | 0 | 0 | 0 | 0 | 0 | 0 | 0 | 0 | 0 | 0 | 0 | 0 | System Off | 0 | 0
6571 | 6571 | 2012-09-30 18:59 | 11.47 | 11.47 | 11.47 | 11.47 | 0 | 0 | 0 | 0 | 0 | 0 | 0 | 0 | 0 | 0 | 0 | 0 | 0 | 0 | 0 | 0 | 0 | 0 | System Off | 0 | 0
6572 | 6572 | 2012-09-30 19:59 | 10.16 | 10.16 | 10.16 | 10.16 | 0 | 0 | 0 | 0 | 0 | 0 | 0 | 0 | 0 | 0 | 0 | 0 | 0 | 0 | 0 | 0 | 0 | 0 | System Off | 0 | 0
6573 | 6573 | 2012-09-30 20:59 | 8.85 | 8.85 | 8.85 | 8.85 | 0 | 0 | 0 | 0 | 0 | 0 | 0 | 0 | 0 | 0 | 0 | 0 | 0 | 0 | 0 | 0 | 0 | 0 | System Off | 0 | 0
6574 | 6574 | 2012-09-30 21:59 | 8.38 | 8.38 | 8.38 | 8.38 | 0 | 0 | 0 | 0 | 0 | 0 | 0 | 0 | 0 | 0 | 0 | 0 | 0 | 0 | 0 | 0 | 0 | 0 | System Off | 0 | 0
6575 | 6575 | 2012-09-30 22:59 | 7.9 | 7.9 | 7.9 | 7.9 | 0 | 0 | 0 | 0 | 0 | 0 | 0 | 0 | 0 | 0 | 0 | 0 | 0 | 0 | 0 | 0 | 0 | 0 | System Off | 0 | 0
6576 | 6576 | 2012-09-30 23:59 | 7.42 | 7.42 | 7.42 | 7.42 | 0 | 0 | 0 | 0 | 0 | 0 | 0 | 0 | 0 | 0 | 0 | 0 | 0 | 0 | 0 | 0 | 0 | 0 | System Off | 0 | 0
6577 | 6577 | 2012-10-01 00:59 | 6.69 | 6.69 | 6.69 | 6.69 | 0 | 0 | 0 | 0 | 0 | 0 | 0 | 0 | 0 | 0 | 0 | 0 | 0 | 0 | 0 | 0 | 0 | 0 | System Off | 0 | 0
6578 | 6578 | 2012-10-01 01:59 | 5.97 | 5.97 | 5.97 | 5.97 | 0 | 0 | 0 | 0 | 0 | 0 | 0 | 0 | 0 | 0 | 0 | 0 | 0 | 0 | 0 | 0 | 0 | 0 | System Off | 0 | 0
6579 | 6579 | 2012-10-01 02:59 | 5.24 | 5.24 | 5.24 | 5.24 | 0 | 0 | 0 | 0 | 0 | 0 | 0 | 0 | 0 | 0 | 0 | 0 | 0 | 0 | 0 | 0 | 0 | 0 | System Off | 0 | 0
6580 | 6580 | 2012-10-01 03:59 | 4.96 | 4.96 | 4.96 | 4.96 | 0 | 0 | 0 | 0 | 0 | 0 | 0 | 0 | 0 | 0 | 0 | 0 | 0 | 0 | 0 | 0 | 0 | 0 | System Off | 0 | 0
6581 | 6581 | 2012-10-01 04:59 | 4.68 | 4.68 | 4.68 | 4.68 | 0 | 0 | 0 | 0 | 0 | 0 | 0 | 0 | 0 | 0 | 0 | 0 | 0 | 0 | 0 | 0 | 0 | 0 | System Off | 0 | 0
6582 | 6582 | 2012-10-01 05:59 | 4.39 | 11.59 | 11.59 | 4.39 | 371.52 | 329.54 | 154.8 | 129 | 15 | 449.76 | 0.78 | 0.73 | 0.72 | 0.12 | 458.66 | 0 | 0 | 100.62 | 0.75387 | 0.09408 | 0 | 0 | System Off | 1 | 0
6583 | 6583 | 2012-10-01 06:59 | 7.71 | 27.25 | 27.25 | 7.71 | 1096.37 | 1039.24 | 419.41 | 390 | 14.64 | 1149.69 | 0.91 | 0.9 | 0.88 | 0.38 | 946.11 | 0 | 0 | 305.6 | 0.82258 | 0.09408 | 0 | 0 | System Off | 1 | 0
6584 | 6584 | 2012-10-01 07:59 | 11.02 | 41.86 | 41.86 | 11.02 | 1685.22 | 1613.68 | 660.69 | 628 | 13.98 | 1709.88 | 0.88 | 0.94 | 0.92 | 0.58 | 1155.13 | 0 | 0 | 496.27 | 0.88969 | 0.09408 | 0 | 0 | System Off | 1 | 0
6585 | 6585 | 2012-10-01 08:59 | 14.34 | 54.02 | 54.02 | 14.34 | 2077.71 | 1995.54 | 847.56 | 811 | 13.34 | 2085.49 | 0.85 | 0.96 | 0.93 | 0.72 | 1268.59 | 0 | 0 | 646.02 | 0.9196 | 0.09408 | 0 | 0 | System Off | 1 | 0
6586 | 6586 | 2012-10-01 09:59 | 15.39 | 60.05 | 60.05 | 15.39 | 2300.97 | 2212.38 | 959.51 | 919 | 13.04 | 2300.21 | 0.83 | 0.96 | 0.94 | 0.8 | 1348.83 | 0 | 0 | 734.83 | 0.94819 | 0.09408 | 0 | 0 | System Off | 1 | 0
6587 | 6587 | 2012-10-01 10:59 | 16.45 | 62.25 | 62.25 | 16.45 | 2352.28 | 2262.18 | 989.53 | 948 | 12.92 | 2349.37 | 0.83 | 0.96 | 0.94 | 0.82 | 1391.29 | 0 | 0 | 759.13 | 0.96107 | 0.09408 | 0 | 0 | System Off | 1 | 0
6588 | 6588 | 2012-10-01 11:59 | 17.5 | 59.95 | 59.95 | 17.5 | 2208.85 | 2122.95 | 922.11 | 883 | 13.03 | 2211.62 | 0.84 | 0.96 | 0.94 | 0.77 | 1301.36 | 0 | 0 | 706.15 | 0.9547 | 0.09408 | 0 | 0 | System Off | 1 | 0
6589 | 6589 | 2012-10-01 12:59 | 17.69 | 53.5 | 53.5 | 17.69 | 1928.8 | 1850.76 | 787.24 | 752 | 13.36 | 1941.37 | 0.85 | 0.95 | 0.93 | 0.67 | 1220.84 | 0 | 0 | 598.9 | 0.92928 | 0.09408 | 0 | 0 | System Off | 1 | 0
6590 | 6590 | 2012-10-01 13:59 | 17.87 | 45.97 | 45.97 | 17.87 | 1565.3 | 1496.85 | 625.08 | 595 | 13.7 | 1590.82 | 0.86 | 0.94 | 0.92 | 0.54 | 1099.74 | 0 | 0 | 471.82 | 0.92714 | 0.09408 | 0 | 0 | System Off | 1 | 0
6591 | 6591 | 2012-10-01 14:59 | 18.06 | 31.07 | 31.07 | 18.06 | 742.28 | 692.9 | 292.76 | 272 | 14.21 | 790.81 | 0.85 | 0.88 | 0.86 | 0.25 | 535.92 | 0 | 0 | 214.3 | 0.86333 | 0.09408 | 0 | 0 | System Off | 1 | 0
6592 | 6592 | 2012-10-01 15:59 | 16.34 | 22.14 | 22.14 | 16.34 | 302.66 | 261.98 | 132.4 | 110 | 14.33 | 370.02 | 0.68 | 0.71 | 0.69 | 0.09 | 203.02 | 0 | 0 | 86.54 | 0.8209 | 0.09408 | 0 | 0 | System Off | 1 | 0
6593 | 6593 | 2012-10-01 16:59 | 14.62 | 14.62 | 14.62 | 14.62 | 0 | 0 | 0 | 0 | 0 | 0 | 0 | 0 | 0 | 0 | 0 | 0 | 0 | 0 | 0 | 0 | 0 | 0 | System Off | 0 | 0
6594 | 6594 | 2012-10-01 17:59 | 12.9 | 12.9 | 12.9 | 12.9 | 0 | 0 | 0 | 0 | 0 | 0 | 0 | 0 | 0 | 0 | 0 | 0 | 0 | 0 | 0 | 0 | 0 | 0 | System Off | 0 | 0
6595 | 6595 | 2012-10-01 18:59 | 12.38 | 12.38 | 12.38 | 12.38 | 0 | 0 | 0 | 0 | 0 | 0 | 0 | 0 | 0 | 0 | 0 | 0 | 0 | 0 | 0 | 0 | 0 | 0 | System Off | 0 | 0
6596 | 6596 | 2012-10-01 19:59 | 11.87 | 11.87 | 11.87 | 11.87 | 0 | 0 | 0 | 0 | 0 | 0 | 0 | 0 | 0 | 0 | 0 | 0 | 0 | 0 | 0 | 0 | 0 | 0 | System Off | 0 | 0
6597 | 6597 | 2012-10-01 20:59 | 11.36 | 11.36 | 11.36 | 11.36 | 0 | 0 | 0 | 0 | 0 | 0 | 0 | 0 | 0 | 0 | 0 | 0 | 0 | 0 | 0 | 0 | 0 | 0 | System Off | 0 | 0
6598 | 6598 | 2012-10-01 21:59 | 11.15 | 11.15 | 11.15 | 11.15 | 0 | 0 | 0 | 0 | 0 | 0 | 0 | 0 | 0 | 0 | 0 | 0 | 0 | 0 | 0 | 0 | 0 | 0 | System Off | 0 | 0
6599 | 6599 | 2012-10-01 22:59 | 10.94 | 10.94 | 10.94 | 10.94 | 0 | 0 | 0 | 0 | 0 | 0 | 0 | 0 | 0 | 0 | 0 | 0 | 0 | 0 | 0 | 0 | 0 | 0 | System Off | 0 | 0
6600 | 6600 | 2012-10-01 23:59 | 10.73 | 10.73 | 10.73 | 10.73 | 0 | 0 | 0 | 0 | 0 | 0 | 0 | 0 | 0 | 0 | 0 | 0 | 0 | 0 | 0 | 0 | 0 | 0 | System Off | 0 | 0
6601 | 6601 | 2012-10-02 00:59 | 10.52 | 10.52 | 10.52 | 10.52 | 0 | 0 | 0 | 0 | 0 | 0 | 0 | 0 | 0 | 0 | 0 | 0 | 0 | 0 | 0 | 0 | 0 | 0 | System Off | 0 | 0
6602 | 6602 | 2012-10-02 01:59 | 10.32 | 10.32 | 10.32 | 10.32 | 0 | 0 | 0 | 0 | 0 | 0 | 0 | 0 | 0 | 0 | 0 | 0 | 0 | 0 | 0 | 0 | 0 | 0 | System Off | 0 | 0
6603 | 6603 | 2012-10-02 02:59 | 10.11 | 10.11 | 10.11 | 10.11 | 0 | 0 | 0 | 0 | 0 | 0 | 0 | 0 | 0 | 0 | 0 | 0 | 0 | 0 | 0 | 0 | 0 | 0 | System Off | 0 | 0
6604 | 6604 | 2012-10-02 03:59 | 9.99 | 9.99 | 9.99 | 9.99 | 0 | 0 | 0 | 0 | 0 | 0 | 0 | 0 | 0 | 0 | 0 | 0 | 0 | 0 | 0 | 0 | 0 | 0 | System Off | 0 | 0
6605 | 6605 | 2012-10-02 04:59 | 9.87 | 9.87 | 9.87 | 9.87 | 0 | 0 | 0 | 0 | 0 | 0 | 0 | 0 | 0 | 0 | 0 | 0 | 0 | 0 | 0 | 0 | 0 | 0 | System Off | 0 | 0
6606 | 6606 | 2012-10-02 05:59 | 9.74 | 11.49 | 11.49 | 9.74 | 95.67 | 58.72 | 39.7 | 35 | 14.24 | 115.37 | 0.5 | 0.51 | 0.5 | 0.02 | 81.73 | 0 | 0 | 27.57 | 0.76738 | 0.09408 | 0 | 0 | System Off | 1 | 0
6607 | 6607 | 2012-10-02 06:59 | 11.25 | 18.76 | 18.76 | 11.25 | 452.46 | 408.94 | 172.95 | 161 | 14.64 | 489.49 | 0.87 | 0.84 | 0.82 | 0.15 | 372.29 | 0 | 0 | 126.16 | 0.80017 | 0.09408 | 0 | 0 | System Off | 1 | 0
6608 | 6608 | 2012-10-02 07:59 | 12.75 | 29.03 | 29.03 | 12.75 | 998.28 | 943.36 | 381.17 | 359 | 14.48 | 1037.78 | 0.89 | 0.91 | 0.89 | 0.34 | 675.29 | 0 | 0 | 281.88 | 0.84744 | 0.09408 | 0 | 0 | System Off | 1 | 0
6609 | 6609 | 2012-10-02 08:59 | 14.26 | 29.96 | 29.96 | 14.26 | 972.93 | 918.58 | 373.99 | 352 | 14.4 | 1014.57 | 0.88 | 0.91 | 0.88 | 0.33 | 583.95 | 0 | 0 | 276.69 | 0.85544 | 0.09408 | 0 | 0 | System Off | 1 | 0
6610 | 6610 | 2012-10-02 09:59 | 14.87 | 21.02 | 21.02 | 14.87 | 384.24 | 342.03 | 149.38 | 138 | 14.5 | 419.24 | 0.8 | 0.82 | 0.8 | 0.12 | 208.53 | 0 | 0 | 108.33 | 0.81745 | 0.09408 | 0 | 0 | System Off | 1 | 0
6611 | 6611 | 2012-10-02 10:59 | 15.48 | 22.4 | 22.4 | 15.48 | 440.71 | 397.41 | 171.3 | 159 | 14.44 | 478.29 | 0.82 | 0.83 | 0.81 | 0.14 | 244.41 | 0 | 0 | 124.92 | 0.82523 | 0.09408 | 0 | 0 | System Off | 1 | 0
6612 | 6612 | 2012-10-02 11:59 | 16.09 | 24 | 24 | 16.09 | 513.65 | 468.92 | 199.61 | 185 | 14.46 | 553.96 | 0.85 | 0.85 | 0.83 | 0.17 | 287.45 | 0 | 0 | 145.3 | 0.83399 | 0.09408 | 0 | 0 | System Off | 1 | 0
6613 | 6613 | 2012-10-02 12:59 | 16.15 | 24.12 | 24.12 | 16.15 | 540.69 | 495.43 | 209.5 | 195 | 14.44 | 581.16 | 0.86 | 0.85 | 0.83 | 0.18 | 326.8 | 0 | 0 | 153.19 | 0.83632 | 0.09408 | 0 | 0 | System Off | 1 | 0
6614 | 6614 | 2012-10-02 13:59 | 16.2 | 19.73 | 19.73 | 16.2 | 245.17 | 205.55 | 96.55 | 89 | 14.35 | 272.28 | 0.73 | 0.75 | 0.74 | 0.07 | 151.02 | 0 | 0 | 70 | 0.81596 | 0.09408 | 0 | 0 | System Off | 1 | 0
6615 | 6615 | 2012-10-02 14:59 | 16.26 | 21.1 | 21.1 | 16.26 | 351.95 | 310.35 | 137.32 | 127 | 14.43 | 385.28 | 0.8 | 0.81 | 0.79 | 0.11 | 240.04 | 0 | 0 | 99.78 | 0.82371 | 0.09408 | 0 | 0 | System Off | 1 | 0
6616 | 6616 | 2012-10-02 15:59 | 15.82 | 17.41 | 17.41 | 15.82 | 105.54 | 68.42 | 43.09 | 39 | 14.09 | 122.57 | 0.46 | 0.56 | 0.55 | 0.02 | 53.02 | 0 | 0 | 30.77 | 0.80397 | 0.09408 | 0 | 0 | System Off | 0 | 0
6617 | 6617 | 2012-10-02 16:59 | 15.38 | 15.38 | 15.38 | 15.38 | 0 | 0 | 0 | 0 | 0 | 0 | 0 | 0 | 0 | 0 | 0 | 0 | 0 | 0 | 0 | 0 | 0 | 0 | System Off | 0 | 0
6618 | 6618 | 2012-10-02 17:59 | 14.94 | 14.94 | 14.94 | 14.94 | 0 | 0 | 0 | 0 | 0 | 0 | 0 | 0 | 0 | 0 | 0 | 0 | 0 | 0 | 0 | 0 | 0 | 0 | System Off | 0 | 0
6619 | 6619 | 2012-10-02 18:59 | 14.71 | 14.71 | 14.71 | 14.71 | 0 | 0 | 0 | 0 | 0 | 0 | 0 | 0 | 0 | 0 | 0 | 0 | 0 | 0 | 0 | 0 | 0 | 0 | System Off | 0 | 0
6620 | 6620 | 2012-10-02 19:59 | 14.49 | 14.49 | 14.49 | 14.49 | 0 | 0 | 0 | 0 | 0 | 0 | 0 | 0 | 0 | 0 | 0 | 0 | 0 | 0 | 0 | 0 | 0 | 0 | System Off | 0 | 0
6621 | 6621 | 2012-10-02 20:59 | 14.26 | 14.26 | 14.26 | 14.26 | 0 | 0 | 0 | 0 | 0 | 0 | 0 | 0 | 0 | 0 | 0 | 0 | 0 | 0 | 0 | 0 | 0 | 0 | System Off | 0 | 0
6622 | 6622 | 2012-10-02 21:59 | 14.17 | 14.17 | 14.17 | 14.17 | 0 | 0 | 0 | 0 | 0 | 0 | 0 | 0 | 0 | 0 | 0 | 0 | 0 | 0 | 0 | 0 | 0 | 0 | System Off | 0 | 0
6623 | 6623 | 2012-10-02 22:59 | 14.07 | 14.07 | 14.07 | 14.07 | 0 | 0 | 0 | 0 | 0 | 0 | 0 | 0 | 0 | 0 | 0 | 0 | 0 | 0 | 0 | 0 | 0 | 0 | System Off | 0 | 0
6624 | 6624 | 2012-10-02 23:59 | 13.98 | 13.98 | 13.98 | 13.98 | 0 | 0 | 0 | 0 | 0 | 0 | 0 | 0 | 0 | 0 | 0 | 0 | 0 | 0 | 0 | 0 | 0 | 0 | System Off | 0 | 0
6625 | 6625 | 2012-10-03 00:59 | 13.66 | 13.66 | 13.66 | 13.66 | 0 | 0 | 0 | 0 | 0 | 0 | 0 | 0 | 0 | 0 | 0 | 0 | 0 | 0 | 0 | 0 | 0 | 0 | System Off | 0 | 0
6626 | 6626 | 2012-10-03 01:59 | 13.35 | 13.35 | 13.35 | 13.35 | 0 | 0 | 0 | 0 | 0 | 0 | 0 | 0 | 0 | 0 | 0 | 0 | 0 | 0 | 0 | 0 | 0 | 0 | System Off | 0 | 0
6627 | 6627 | 2012-10-03 02:59 | 13.03 | 13.03 | 13.03 | 13.03 | 0 | 0 | 0 | 0 | 0 | 0 | 0 | 0 | 0 | 0 | 0 | 0 | 0 | 0 | 0 | 0 | 0 | 0 | System Off | 0 | 0
6628 | 6628 | 2012-10-03 03:59 | 12.91 | 12.91 | 12.91 | 12.91 | 0 | 0 | 0 | 0 | 0 | 0 | 0 | 0 | 0 | 0 | 0 | 0 | 0 | 0 | 0 | 0 | 0 | 0 | System Off | 0 | 0
6629 | 6629 | 2012-10-03 04:59 | 12.79 | 12.79 | 12.79 | 12.79 | 0 | 0 | 0 | 0 | 0 | 0 | 0 | 0 | 0 | 0 | 0 | 0 | 0 | 0 | 0 | 0 | 0 | 0 | System Off | 0 | 0
6630 | 6630 | 2012-10-03 05:59 | 12.66 | 14.56 | 14.56 | 12.66 | 128.4 | 90.88 | 54.18 | 47 | 14.23 | 155.72 | 0.55 | 0.58 | 0.57 | 0.03 | 126.49 | 0 | 0 | 37.02 | 0.78677 | 0.09408 | 0 | 0 | System Off | 1 | 0
6631 | 6631 | 2012-10-03 06:59 | 13.55 | 17.09 | 17.09 | 13.55 | 274.26 | 234.11 | 106.27 | 98 | 14.58 | 302.63 | 0.75 | 0.77 | 0.76 | 0.08 | 213.13 | 0 | 0 | 76.86 | 0.8018 | 0.09408 | 0 | 0 | System Off | 1 | 0
6632 | 6632 | 2012-10-03 07:59 | 14.45 | 25.52 | 25.52 | 14.45 | 923.59 | 870.33 | 349.09 | 328 | 14.67 | 963.26 | 0.89 | 0.9 | 0.88 | 0.31 | 623.01 | 0 | 0 | 256.94 | 0.8517 | 0.09408 | 0 | 0 | System Off | 1 | 0
6633 | 6633 | 2012-10-03 08:59 | 15.34 | 34.07 | 34.07 | 15.34 | 1622.01 | 1552.11 | 618.19 | 587 | 14.39 | 1650.41 | 0.91 | 0.94 | 0.92 | 0.56 | 986.7 | 0 | 0 | 461.43 | 0.90834 | 0.09408 | 0 | 0 | System Off | 1 | 0
6634 | 6634 | 2012-10-03 09:59 | 15.52 | 19.48 | 19.48 | 15.52 | 330.47 | 289.27 | 128.43 | 119 | 14.46 | 362.52 | 0.78 | 0.8 | 0.78 | 0.1 | 176.36 | 0 | 0 | 93.46 | 0.81768 | 0.09408 | 0 | 0 | System Off | 1 | 0
6635 | 6635 | 2012-10-03 10:59 | 15.7 | 25.64 | 25.64 | 15.7 | 828.24 | 777.04 | 316.46 | 296 | 14.57 | 872.83 | 0.88 | 0.89 | 0.87 | 0.28 | 477.9 | 0 | 0 | 232.14 | 0.85322 | 0.09408 | 0 | 0 | System Off | 1 | 0
6636 | 6636 | 2012-10-03 11:59 | 15.88 | 18.82 | 18.82 | 15.88 | 234.05 | 194.63 | 92 | 85 | 14.34 | 260.31 | 0.76 | 0.75 | 0.73 | 0.07 | 119.31 | 0 | 0 | 66.86 | 0.81326 | 0.09408 | 0 | 0 | System Off | 1 | 0
6637 | 6637 | 2012-10-03 12:59 | 16.24 | 20.65 | 20.65 | 16.24 | 343.4 | 301.96 | 133.9 | 124 | 14.42 | 376.31 | 0.82 | 0.8 | 0.78 | 0.11 | 199.19 | 0 | 0 | 97.43 | 0.82301 | 0.09408 | 0 | 0 | System Off | 1 | 0
6638 | 6638 | 2012-10-03 13:59 | 16.6 | 18.54 | 18.54 | 16.6 | 143.15 | 105.37 | 57.38 | 53 | 14.07 | 162.54 | 0.7 | 0.65 | 0.63 | 0.04 | 77.41 | 0 | 0 | 41.83 | 0.81137 | 0.09408 | 0 | 0 | System Off | 1 | 0
6639 | 6639 | 2012-10-03 14:59 | 16.96 | 17.66 | 17.66 | 16.96 | 47.79 | 11.67 | 20.04 | 18 | 13.83 | 56.95 | 0 | 0.2 | 0.2 | 0 | 9.03 | 0 | 0 | 14.25 | 0.80669 | 0.09408 | 0 | 0 | System Off | 0 | 0
6640 | 6640 | 2012-10-03 15:59 | 16.21 | 17.12 | 17.12 | 16.21 | 61.69 | 25.33 | 25.5 | 23 | 13.97 | 72.62 | 0.39 | 0.35 | 0.34 | 0.01 | 19.63 | 0 | 0 | 18.18 | 0.80318 | 0.09408 | 0 | 0 | System Off | 0 | 0
6641 | 6641 | 2012-10-03 16:59 | 15.47 | 15.47 | 15.47 | 15.47 | 0 | 0 | 0 | 0 | 0 | 0 | 0 | 0 | 0 | 0 | 0 | 0 | 0 | 0 | 0 | 0 | 0 | 0 | System Off | 0 | 0
6642 | 6642 | 2012-10-03 17:59 | 14.73 | 14.73 | 14.73 | 14.73 | 0 | 0 | 0 | 0 | 0 | 0 | 0 | 0 | 0 | 0 | 0 | 0 | 0 | 0 | 0 | 0 | 0 | 0 | System Off | 0 | 0
6643 | 6643 | 2012-10-03 18:59 | 14.47 | 14.47 | 14.47 | 14.47 | 0 | 0 | 0 | 0 | 0 | 0 | 0 | 0 | 0 | 0 | 0 | 0 | 0 | 0 | 0 | 0 | 0 | 0 | System Off | 0 | 0
6644 | 6644 | 2012-10-03 19:59 | 14.21 | 14.21 | 14.21 | 14.21 | 0 | 0 | 0 | 0 | 0 | 0 | 0 | 0 | 0 | 0 | 0 | 0 | 0 | 0 | 0 | 0 | 0 | 0 | System Off | 0 | 0
6645 | 6645 | 2012-10-03 20:59 | 13.95 | 13.95 | 13.95 | 13.95 | 0 | 0 | 0 | 0 | 0 | 0 | 0 | 0 | 0 | 0 | 0 | 0 | 0 | 0 | 0 | 0 | 0 | 0 | System Off | 0 | 0
6646 | 6646 | 2012-10-03 21:59 | 13.99 | 13.99 | 13.99 | 13.99 | 0 | 0 | 0 | 0 | 0 | 0 | 0 | 0 | 0 | 0 | 0 | 0 | 0 | 0 | 0 | 0 | 0 | 0 | System Off | 0 | 0
6647 | 6647 | 2012-10-03 22:59 | 14.04 | 14.04 | 14.04 | 14.04 | 0 | 0 | 0 | 0 | 0 | 0 | 0 | 0 | 0 | 0 | 0 | 0 | 0 | 0 | 0 | 0 | 0 | 0 | System Off | 0 | 0
6648 | 6648 | 2012-10-03 23:59 | 14.08 | 14.08 | 14.08 | 14.08 | 0 | 0 | 0 | 0 | 0 | 0 | 0 | 0 | 0 | 0 | 0 | 0 | 0 | 0 | 0 | 0 | 0 | 0 | System Off | 0 | 0
6649 | 6649 | 2012-10-04 00:59 | 13.96 | 13.96 | 13.96 | 13.96 | 0 | 0 | 0 | 0 | 0 | 0 | 0 | 0 | 0 | 0 | 0 | 0 | 0 | 0 | 0 | 0 | 0 | 0 | System Off | 0 | 0
6650 | 6650 | 2012-10-04 01:59 | 13.83 | 13.83 | 13.83 | 13.83 | 0 | 0 | 0 | 0 | 0 | 0 | 0 | 0 | 0 | 0 | 0 | 0 | 0 | 0 | 0 | 0 | 0 | 0 | System Off | 0 | 0
6651 | 6651 | 2012-10-04 02:59 | 13.71 | 13.71 | 13.71 | 13.71 | 0 | 0 | 0 | 0 | 0 | 0 | 0 | 0 | 0 | 0 | 0 | 0 | 0 | 0 | 0 | 0 | 0 | 0 | System Off | 0 | 0
6652 | 6652 | 2012-10-04 03:59 | 13.54 | 13.54 | 13.54 | 13.54 | 0 | 0 | 0 | 0 | 0 | 0 | 0 | 0 | 0 | 0 | 0 | 0 | 0 | 0 | 0 | 0 | 0 | 0 | System Off | 0 | 0
6653 | 6653 | 2012-10-04 04:59 | 13.37 | 13.37 | 13.37 | 13.37 | 0 | 0 | 0 | 0 | 0 | 0 | 0 | 0 | 0 | 0 | 0 | 0 | 0 | 0 | 0 | 0 | 0 | 0 | System Off | 0 | 0
6654 | 6654 | 2012-10-04 05:59 | 13.19 | 13.46 | 13.46 | 13.19 | 16.9 | 0 | 7.29 | 6 | 14.67 | 21.03 | 0 | 0 | 0 | 0 | 0 | 0 | 0 | 4.7 | 0.782 | 0.09408 | 0 | 0 | System Off | 0 | 0
6655 | 6655 | 2012-10-04 06:59 | 13.3 | 16.14 | 16.14 | 13.3 | 208.32 | 169.37 | 81.33 | 75 | 14.47 | 232.42 | 0.74 | 0.73 | 0.71 | 0.06 | 154.19 | 0 | 0 | 58.9 | 0.79591 | 0.09408 | 0 | 0 | System Off | 1 | 0
6656 | 6656 | 2012-10-04 07:59 | 13.4 | 14.32 | 14.32 | 13.4 | 67.2 | 30.75 | 27.33 | 25 | 14 | 78.61 | 0.37 | 0.39 | 0.38 | 0.01 | 22.01 | 0 | 0 | 19.75 | 0.78691 | 0.09408 | 0 | 0 | System Off | 0 | 0
6657 | 6657 | 2012-10-04 08:59 | 13.51 | 14.69 | 14.69 | 13.51 | 90.63 | 53.77 | 36.43 | 33 | 14.3 | 104.67 | 0.55 | 0.51 | 0.5 | 0.02 | 34.18 | 0 | 0 | 25.97 | 0.78909 | 0.09408 | 0 | 0 | System Off | 0 | 0
6658 | 6658 | 2012-10-04 09:59 | 13.07 | 15.04 | 15.04 | 13.07 | 150.25 | 112.34 | 59.21 | 55 | 14.23 | 169.87 | 0.68 | 0.66 | 0.65 | 0.04 | 68.49 | 0 | 0 | 43.32 | 0.79073 | 0.09408 | 0 | 0 | System Off | 0 | 0
6659 | 6659 | 2012-10-04 10:59 | 12.64 | 16.15 | 16.15 | 12.64 | 263.72 | 223.75 | 102.02 | 94 | 14.61 | 291.52 | 0.78 | 0.77 | 0.75 | 0.08 | 137.61 | 0 | 0 | 73.68 | 0.79561 | 0.09408 | 0 | 0 | System Off | 1 | 0
6660 | 6660 | 2012-10-04 11:59 | 12.2 | 14.73 | 14.73 | 12.2 | 181.99 | 143.51 | 71.05 | 66 | 14.36 | 204.08 | 0.7 | 0.7 | 0.69 | 0.05 | 87.97 | 0 | 0 | 51.9 | 0.78769 | 0.09408 | 0 | 0 | System Off | 1 | 0
6661 | 6661 | 2012-10-04 12:59 | 12.29 | 40.71 | 40.71 | 12.29 | 2099.28 | 2016.5 | 809.7 | 775 | 14.11 | 2105.32 | 0.9 | 0.96 | 0.94 | 0.73 | 1330.16 | 0 | 0 | 611.41 | 0.9264 | 0.09408 | 0 | 0 | System Off | 1 | 0
6662 | 6662 | 2012-10-04 13:59 | 12.38 | 20 | 20 | 12.38 | 579.73 | 533.69 | 219.63 | 205 | 14.73 | 618.75 | 0.87 | 0.86 | 0.84 | 0.19 | 392.11 | 0 | 0 | 160.46 | 0.81531 | 0.09408 | 0 | 0 | System Off | 1 | 0
6663 | 6663 | 2012-10-04 14:59 | 12.47 | 25.03 | 25.03 | 12.47 | 960.43 | 906.35 | 366.89 | 341 | 14.67 | 1014.25 | 0.9 | 0.89 | 0.87 | 0.33 | 701.02 | 0 | 0 | 267.11 | 0.84208 | 0.09408 | 0 | 0 | System Off | 1 | 0
6664 | 6664 | 2012-10-04 15:59 | 11.73 | 14.49 | 14.49 | 11.73 | 180.26 | 141.81 | 74.64 | 65 | 14.44 | 214.6 | 0.67 | 0.66 | 0.65 | 0.05 | 109.89 | 0 | 0 | 51.06 | 0.78472 | 0.09408 | 0 | 0 | System Off | 1 | 0
6665 | 6665 | 2012-10-04 16:59 | 10.99 | 10.99 | 10.99 | 10.99 | 0 | 0 | 0 | 0 | 0 | 0 | 0 | 0 | 0 | 0 | 0 | 0 | 0 | 0 | 0 | 0 | 0 | 0 | System Off | 0 | 0
6666 | 6666 | 2012-10-04 17:59 | 10.26 | 10.26 | 10.26 | 10.26 | 0 | 0 | 0 | 0 | 0 | 0 | 0 | 0 | 0 | 0 | 0 | 0 | 0 | 0 | 0 | 0 | 0 | 0 | System Off | 0 | 0
6667 | 6667 | 2012-10-04 18:59 | 9.83 | 9.83 | 9.83 | 9.83 | 0 | 0 | 0 | 0 | 0 | 0 | 0 | 0 | 0 | 0 | 0 | 0 | 0 | 0 | 0 | 0 | 0 | 0 | System Off | 0 | 0
6668 | 6668 | 2012-10-04 19:59 | 9.4 | 9.4 | 9.4 | 9.4 | 0 | 0 | 0 | 0 | 0 | 0 | 0 | 0 | 0 | 0 | 0 | 0 | 0 | 0 | 0 | 0 | 0 | 0 | System Off | 0 | 0
6669 | 6669 | 2012-10-04 20:59 | 8.97 | 8.97 | 8.97 | 8.97 | 0 | 0 | 0 | 0 | 0 | 0 | 0 | 0 | 0 | 0 | 0 | 0 | 0 | 0 | 0 | 0 | 0 | 0 | System Off | 0 | 0
6670 | 6670 | 2012-10-04 21:59 | 8.99 | 8.99 | 8.99 | 8.99 | 0 | 0 | 0 | 0 | 0 | 0 | 0 | 0 | 0 | 0 | 0 | 0 | 0 | 0 | 0 | 0 | 0 | 0 | System Off | 0 | 0
6671 | 6671 | 2012-10-04 22:59 | 9.01 | 9.01 | 9.01 | 9.01 | 0 | 0 | 0 | 0 | 0 | 0 | 0 | 0 | 0 | 0 | 0 | 0 | 0 | 0 | 0 | 0 | 0 | 0 | System Off | 0 | 0
6672 | 6672 | 2012-10-04 23:59 | 9.03 | 9.03 | 9.03 | 9.03 | 0 | 0 | 0 | 0 | 0 | 0 | 0 | 0 | 0 | 0 | 0 | 0 | 0 | 0 | 0 | 0 | 0 | 0 | System Off | 0 | 0
6673 | 6673 | 2012-10-05 00:59 | 9.59 | 9.59 | 9.59 | 9.59 | 0 | 0 | 0 | 0 | 0 | 0 | 0 | 0 | 0 | 0 | 0 | 0 | 0 | 0 | 0 | 0 | 0 | 0 | System Off | 0 | 0
6674 | 6674 | 2012-10-05 01:59 | 10.15 | 10.15 | 10.15 | 10.15 | 0 | 0 | 0 | 0 | 0 | 0 | 0 | 0 | 0 | 0 | 0 | 0 | 0 | 0 | 0 | 0 | 0 | 0 | System Off | 0 | 0
6675 | 6675 | 2012-10-05 02:59 | 10.71 | 10.71 | 10.71 | 10.71 | 0 | 0 | 0 | 0 | 0 | 0 | 0 | 0 | 0 | 0 | 0 | 0 | 0 | 0 | 0 | 0 | 0 | 0 | System Off | 0 | 0
6676 | 6676 | 2012-10-05 03:59 | 11.54 | 11.54 | 11.54 | 11.54 | 0 | 0 | 0 | 0 | 0 | 0 | 0 | 0 | 0 | 0 | 0 | 0 | 0 | 0 | 0 | 0 | 0 | 0 | System Off | 0 | 0
6677 | 6677 | 2012-10-05 04:59 | 12.36 | 12.36 | 12.36 | 12.36 | 0 | 0 | 0 | 0 | 0 | 0 | 0 | 0 | 0 | 0 | 0 | 0 | 0 | 0 | 0 | 0 | 0 | 0 | System Off | 0 | 0
6678 | 6678 | 2012-10-05 05:59 | 13.18 | 13.33 | 13.33 | 13.18 | 10.32 | 0 | 4.55 | 4 | 13.44 | 13.15 | 0 | 0 | 0 | 0 | 0 | 0 | 0 | 3.18 | 0.78157 | 0.09408 | 0 | 0 | System Off | 0 | 0
6679 | 6679 | 2012-10-05 06:59 | 14.09 | 15.78 | 15.78 | 14.09 | 132.96 | 95.36 | 52.83 | 49 | 14.13 | 151.17 | 0.57 | 0.63 | 0.62 | 0.03 | 86.82 | 0 | 0 | 38.65 | 0.79563 | 0.09408 | 0 | 0 | System Off | 1 | 0
6680 | 6680 | 2012-10-05 07:59 | 14.99 | 19.58 | 19.58 | 14.99 | 388 | 345.71 | 149.42 | 139 | 14.54 | 421.6 | 0.87 | 0.82 | 0.8 | 0.13 | 247.47 | 0 | 0 | 109.06 | 0.81835 | 0.09408 | 0 | 0 | System Off | 1 | 0
6681 | 6681 | 2012-10-05 08:59 | 15.9 | 18.27 | 18.27 | 15.9 | 203.2 | 164.34 | 80.16 | 74 | 14.3 | 227.27 | 0.75 | 0.72 | 0.71 | 0.06 | 104.48 | 0 | 0 | 58.24 | 0.81124 | 0.09408 | 0 | 0 | System Off | 1 | 0
6682 | 6682 | 2012-10-05 09:59 | 16.93 | 18.35 | 18.35 | 16.93 | 119.59 | 82.23 | 48.28 | 44 | 14.16 | 136.84 | 0.62 | 0.6 | 0.59 | 0.03 | 50.13 | 0 | 0 | 34.69 | 0.81158 | 0.09408 | 0 | 0 | System Off | 0 | 0
6683 | 6683 | 2012-10-05 10:59 | 17.96 | 19.28 | 19.28 | 17.96 | 112.04 | 74.8 | 45.54 | 42 | 13.89 | 128.65 | 0.66 | 0.58 | 0.57 | 0.03 | 46 | 0 | 0 | 33.22 | 0.8174 | 0.09408 | 0 | 0 | System Off | 0 | 0
6684 | 6684 | 2012-10-05 11:59 | 18.99 | 20.28 | 20.28 | 18.99 | 109.18 | 72 | 44.63 | 41 | 13.87 | 125.61 | 0.67 | 0.57 | 0.56 | 0.03 | 44.14 | 0 | 0 | 32.44 | 0.82341 | 0.09408 | 0 | 0 | System Off | 0 | 0
6685 | 6685 | 2012-10-05 12:59 | 18.62 | 20.17 | 20.17 | 18.62 | 132.67 | 95.07 | 53.74 | 49 | 14.1 | 151.3 | 0.56 | 0.63 | 0.61 | 0.03 | 62.71 | 0 | 0 | 38.66 | 0.82273 | 0.09408 | 0 | 0 | System Off | 0 | 0
6686 | 6686 | 2012-10-05 13:59 | 18.25 | 22.82 | 22.82 | 18.25 | 404 | 361.41 | 157.55 | 146 | 14.41 | 439.18 | 0.83 | 0.82 | 0.8 | 0.13 | 265.53 | 0 | 0 | 114.74 | 0.83952 | 0.09408 | 0 | 0 | System Off | 1 | 0
6687 | 6687 | 2012-10-05 14:59 | 17.88 | 18.94 | 18.94 | 17.88 | 88.85 | 52.02 | 36.43 | 33 | 14.02 | 103.05 | 0.55 | 0.5 | 0.49 | 0.02 | 40.23 | 0 | 0 | 26.06 | 0.81513 | 0.09408 | 0 | 0 | System Off | 0 | 0
6688 | 6688 | 2012-10-05 15:59 | 17.46 | 18.41 | 18.41 | 17.46 | 70.51 | 34 | 29.15 | 27 | 13.6 | 82.6 | 0.34 | 0.41 | 0.4 | 0.01 | 26.35 | 0 | 0 | 21.44 | 0.81146 | 0.09408 | 0 | 0 | System Off | 0 | 0
6689 | 6689 | 2012-10-05 16:59 | 17.05 | 17.05 | 17.05 | 17.05 | 0 | 0 | 0 | 0 | 0 | 0 | 0 | 0 | 0 | 0 | 0 | 0 | 0 | 0 | 0 | 0 | 0 | 0 | System Off | 0 | 0
6690 | 6690 | 2012-10-05 17:59 | 16.64 | 16.64 | 16.64 | 16.64 | 0 | 0 | 0 | 0 | 0 | 0 | 0 | 0 | 0 | 0 | 0 | 0 | 0 | 0 | 0 | 0 | 0 | 0 | System Off | 0 | 0
6691 | 6691 | 2012-10-05 18:59 | 16.37 | 16.37 | 16.37 | 16.37 | 0 | 0 | 0 | 0 | 0 | 0 | 0 | 0 | 0 | 0 | 0 | 0 | 0 | 0 | 0 | 0 | 0 | 0 | System Off | 0 | 0
6692 | 6692 | 2012-10-05 19:59 | 16.1 | 16.1 | 16.1 | 16.1 | 0 | 0 | 0 | 0 | 0 | 0 | 0 | 0 | 0 | 0 | 0 | 0 | 0 | 0 | 0 | 0 | 0 | 0 | System Off | 0 | 0
6693 | 6693 | 2012-10-05 20:59 | 15.83 | 15.83 | 15.83 | 15.83 | 0 | 0 | 0 | 0 | 0 | 0 | 0 | 0 | 0 | 0 | 0 | 0 | 0 | 0 | 0 | 0 | 0 | 0 | System Off | 0 | 0
6694 | 6694 | 2012-10-05 21:59 | 15.78 | 15.78 | 15.78 | 15.78 | 0 | 0 | 0 | 0 | 0 | 0 | 0 | 0 | 0 | 0 | 0 | 0 | 0 | 0 | 0 | 0 | 0 | 0 | System Off | 0 | 0
6695 | 6695 | 2012-10-05 22:59 | 15.74 | 15.74 | 15.74 | 15.74 | 0 | 0 | 0 | 0 | 0 | 0 | 0 | 0 | 0 | 0 | 0 | 0 | 0 | 0 | 0 | 0 | 0 | 0 | System Off | 0 | 0
6696 | 6696 | 2012-10-05 23:59 | 15.69 | 15.69 | 15.69 | 15.69 | 0 | 0 | 0 | 0 | 0 | 0 | 0 | 0 | 0 | 0 | 0 | 0 | 0 | 0 | 0 | 0 | 0 | 0 | System Off | 0 | 0
6697 | 6697 | 2012-10-06 00:59 | 15.69 | 15.69 | 15.69 | 15.69 | 0 | 0 | 0 | 0 | 0 | 0 | 0 | 0 | 0 | 0 | 0 | 0 | 0 | 0 | 0 | 0 | 0 | 0 | System Off | 0 | 0
6698 | 6698 | 2012-10-06 01:59 | 15.68 | 15.68 | 15.68 | 15.68 | 0 | 0 | 0 | 0 | 0 | 0 | 0 | 0 | 0 | 0 | 0 | 0 | 0 | 0 | 0 | 0 | 0 | 0 | System Off | 0 | 0
6699 | 6699 | 2012-10-06 02:59 | 15.68 | 15.68 | 15.68 | 15.68 | 0 | 0 | 0 | 0 | 0 | 0 | 0 | 0 | 0 | 0 | 0 | 0 | 0 | 0 | 0 | 0 | 0 | 0 | System Off | 0 | 0
6700 | 6700 | 2012-10-06 03:59 | 15.73 | 15.73 | 15.73 | 15.73 | 0 | 0 | 0 | 0 | 0 | 0 | 0 | 0 | 0 | 0 | 0 | 0 | 0 | 0 | 0 | 0 | 0 | 0 | System Off | 0 | 0
6701 | 6701 | 2012-10-06 04:59 | 15.78 | 15.78 | 15.78 | 15.78 | 0 | 0 | 0 | 0 | 0 | 0 | 0 | 0 | 0 | 0 | 0 | 0 | 0 | 0 | 0 | 0 | 0 | 0 | System Off | 0 | 0
6702 | 6702 | 2012-10-06 05:59 | 15.82 | 16.26 | 16.26 | 15.82 | 27.72 | 0 | 11.84 | 11 | 13.12 | 33.82 | 0 | 0 | 0 | 0 | 0 | 0 | 0 | 8.79 | 0.79854 | 0.09408 | 0 | 0 | System Off | 0 | 0
6703 | 6703 | 2012-10-06 06:59 | 16.69 | 22.8 | 22.8 | 16.69 | 427.12 | 384.08 | 166.35 | 154 | 14.45 | 463.77 | 0.84 | 0.83 | 0.81 | 0.14 | 349.66 | 0 | 0 | 120.97 | 0.83158 | 0.09408 | 0 | 0 | System Off | 1 | 0
6704 | 6704 | 2012-10-06 07:59 | 17.56 | 21 | 21 | 17.56 | 238.99 | 199.48 | 94.73 | 88 | 14.14 | 265.88 | 0.74 | 0.75 | 0.73 | 0.07 | 142.8 | 0 | 0 | 69.39 | 0.824 | 0.09408 | 0 | 0 | System Off | 1 | 0
6705 | 6705 | 2012-10-06 08:59 | 18.43 | 25.98 | 25.98 | 18.43 | 537.79 | 492.59 | 209.64 | 195 | 14.36 | 577.46 | 0.86 | 0.85 | 0.83 | 0.18 | 313.15 | 0 | 0 | 153.34 | 0.8503 | 0.09408 | 0 | 0 | System Off | 1 | 0
6706 | 6706 | 2012-10-06 09:59 | 18.54 | 23.12 | 23.12 | 18.54 | 327.71 | 286.56 | 129.34 | 120 | 14.22 | 360.15 | 0.77 | 0.8 | 0.78 | 0.1 | 174.71 | 0 | 0 | 94.53 | 0.83623 | 0.09408 | 0 | 0 | System Off | 1 | 0
6707 | 6707 | 2012-10-06 10:59 | 18.65 | 23.44 | 23.44 | 18.65 | 348.91 | 307.36 | 137.54 | 127 | 14.31 | 382.51 | 0.8 | 0.8 | 0.79 | 0.11 | 189.03 | 0 | 0 | 99.94 | 0.83825 | 0.09408 | 0 | 0 | System Off | 1 | 0
6708 | 6708 | 2012-10-06 11:59 | 18.76 | 20.73 | 20.73 | 18.76 | 141.73 | 103.97 | 57.38 | 53 | 13.93 | 161.23 | 0.7 | 0.64 | 0.63 | 0.04 | 63.73 | 0 | 0 | 41.91 | 0.82439 | 0.09408 | 0 | 0 | System Off | 0 | 0
6709 | 6709 | 2012-10-06 12:59 | 17.59 | 20.23 | 20.23 | 17.59 | 177.58 | 139.19 | 71.05 | 66 | 14.01 | 199.99 | 0.7 | 0.7 | 0.68 | 0.05 | 91.81 | 0 | 0 | 52.13 | 0.81988 | 0.09408 | 0 | 0 | System Off | 1 | 0
6710 | 6710 | 2012-10-06 13:59 | 16.42 | 18.56 | 18.56 | 16.42 | 131.29 | 93.72 | 52.83 | 49 | 13.96 | 149.63 | 0.57 | 0.63 | 0.61 | 0.03 | 68.85 | 0 | 0 | 38.73 | 0.80953 | 0.09408 | 0 | 0 | System Off | 0 | 0
6711 | 6711 | 2012-10-06 14:59 | 15.26 | 17.69 | 17.69 | 15.26 | 136.57 | 98.9 | 54.65 | 50 | 14.23 | 155.29 | 0.73 | 0.64 | 0.62 | 0.04 | 76.49 | 0 | 0 | 39.39 | 0.80276 | 0.09408 | 0 | 0 | System Off | 1 | 0
6712 | 6712 | 2012-10-06 15:59 | 14.59 | 15.78 | 15.78 | 14.59 | 62.09 | 25.72 | 25.5 | 23 | 14.06 | 72.98 | 0.39 | 0.35 | 0.34 | 0.01 | 19.93 | 0 | 0 | 18.16 | 0.79355 | 0.09408 | 0 | 0 | System Off | 0 | 0
6713 | 6713 | 2012-10-06 16:59 | 13.92 | 13.92 | 13.92 | 13.92 | 0 | 0 | 0 | 0 | 0 | 0 | 0 | 0 | 0 | 0 | 0 | 0 | 0 | 0 | 0 | 0 | 0 | 0 | System Off | 0 | 0
6714 | 6714 | 2012-10-06 17:59 | 13.26 | 13.26 | 13.26 | 13.26 | 0 | 0 | 0 | 0 | 0 | 0 | 0 | 0 | 0 | 0 | 0 | 0 | 0 | 0 | 0 | 0 | 0 | 0 | System Off | 0 | 0
6715 | 6715 | 2012-10-06 18:59 | 12.84 | 12.84 | 12.84 | 12.84 | 0 | 0 | 0 | 0 | 0 | 0 | 0 | 0 | 0 | 0 | 0 | 0 | 0 | 0 | 0 | 0 | 0 | 0 | System Off | 0 | 0
6716 | 6716 | 2012-10-06 19:59 | 12.43 | 12.43 | 12.43 | 12.43 | 0 | 0 | 0 | 0 | 0 | 0 | 0 | 0 | 0 | 0 | 0 | 0 | 0 | 0 | 0 | 0 | 0 | 0 | System Off | 0 | 0
6717 | 6717 | 2012-10-06 20:59 | 12.02 | 12.02 | 12.02 | 12.02 | 0 | 0 | 0 | 0 | 0 | 0 | 0 | 0 | 0 | 0 | 0 | 0 | 0 | 0 | 0 | 0 | 0 | 0 | System Off | 0 | 0
6718 | 6718 | 2012-10-06 21:59 | 11.85 | 11.85 | 11.85 | 11.85 | 0 | 0 | 0 | 0 | 0 | 0 | 0 | 0 | 0 | 0 | 0 | 0 | 0 | 0 | 0 | 0 | 0 | 0 | System Off | 0 | 0
6719 | 6719 | 2012-10-06 22:59 | 11.69 | 11.69 | 11.69 | 11.69 | 0 | 0 | 0 | 0 | 0 | 0 | 0 | 0 | 0 | 0 | 0 | 0 | 0 | 0 | 0 | 0 | 0 | 0 | System Off | 0 | 0
6720 | 6720 | 2012-10-06 23:59 | 11.52 | 11.52 | 11.52 | 11.52 | 0 | 0 | 0 | 0 | 0 | 0 | 0 | 0 | 0 | 0 | 0 | 0 | 0 | 0 | 0 | 0 | 0 | 0 | System Off | 0 | 0
6721 | 6721 | 2012-10-07 00:59 | 11.09 | 11.09 | 11.09 | 11.09 | 0 | 0 | 0 | 0 | 0 | 0 | 0 | 0 | 0 | 0 | 0 | 0 | 0 | 0 | 0 | 0 | 0 | 0 | System Off | 0 | 0
6722 | 6722 | 2012-10-07 01:59 | 10.65 | 10.65 | 10.65 | 10.65 | 0 | 0 | 0 | 0 | 0 | 0 | 0 | 0 | 0 | 0 | 0 | 0 | 0 | 0 | 0 | 0 | 0 | 0 | System Off | 0 | 0
6723 | 6723 | 2012-10-07 02:59 | 10.22 | 10.22 | 10.22 | 10.22 | 0 | 0 | 0 | 0 | 0 | 0 | 0 | 0 | 0 | 0 | 0 | 0 | 0 | 0 | 0 | 0 | 0 | 0 | System Off | 0 | 0
6724 | 6724 | 2012-10-07 03:59 | 9.83 | 9.83 | 9.83 | 9.83 | 0 | 0 | 0 | 0 | 0 | 0 | 0 | 0 | 0 | 0 | 0 | 0 | 0 | 0 | 0 | 0 | 0 | 0 | System Off | 0 | 0
6725 | 6725 | 2012-10-07 04:59 | 9.44 | 9.44 | 9.44 | 9.44 | 0 | 0 | 0 | 0 | 0 | 0 | 0 | 0 | 0 | 0 | 0 | 0 | 0 | 0 | 0 | 0 | 0 | 0 | System Off | 0 | 0
6726 | 6726 | 2012-10-07 05:59 | 9.05 | 10.08 | 10.08 | 9.05 | 52.93 | 16.73 | 22.33 | 19 | 14.51 | 65.22 | 0.45 | 0.26 | 0.25 | 0.01 | 23.28 | 0 | 0 | 14.91 | 0.76033 | 0.09408 | 0 | 0 | System Off | 0 | 0
6727 | 6727 | 2012-10-07 06:59 | 9.54 | 20.05 | 20.05 | 9.54 | 637 | 589.8 | 241.59 | 224 | 14.81 | 680.49 | 0.87 | 0.87 | 0.85 | 0.21 | 536.95 | 0 | 0 | 175.14 | 0.80191 | 0.09408 | 0 | 0 | System Off | 1 | 0
6728 | 6728 | 2012-10-07 07:59 | 10.04 | 28.76 | 28.76 | 10.04 | 1199.2 | 1139.68 | 453.37 | 428 | 14.59 | 1235.63 | 0.9 | 0.92 | 0.9 | 0.41 | 815.82 | 0 | 0 | 335.58 | 0.84405 | 0.09408 | 0 | 0 | System Off | 1 | 0
6729 | 6729 | 2012-10-07 08:59 | 10.53 | 35.67 | 35.67 | 10.53 | 1671.52 | 1600.34 | 639.93 | 608 | 14.32 | 1697.67 | 0.91 | 0.94 | 0.92 | 0.58 | 1017.36 | 0 | 0 | 478.38 | 0.8822 | 0.09408 | 0 | 0 | System Off | 1 | 0
6730 | 6730 | 2012-10-07 09:59 | 11.66 | 35.14 | 35.14 | 11.66 | 1560.78 | 1492.45 | 599.11 | 568 | 14.31 | 1592.72 | 0.9 | 0.94 | 0.92 | 0.54 | 909.9 | 0 | 0 | 446.95 | 0.8815 | 0.09408 | 0 | 0 | System Off | 1 | 0
6731 | 6731 | 2012-10-07 10:59 | 12.8 | 34.74 | 34.74 | 12.8 | 1459.62 | 1393.83 | 561.48 | 531 | 14.32 | 1495.05 | 0.89 | 0.93 | 0.91 | 0.5 | 857.23 | 0 | 0 | 417.81 | 0.88141 | 0.09408 | 0 | 0 | System Off | 1 | 0
6732 | 6732 | 2012-10-07 11:59 | 13.93 | 26.98 | 26.98 | 13.93 | 875.36 | 823.15 | 334.91 | 314 | 14.52 | 918.98 | 0.9 | 0.9 | 0.88 | 0.3 | 504.59 | 0 | 0 | 246.43 | 0.84591 | 0.09408 | 0 | 0 | System Off | 1 | 0
6733 | 6733 | 2012-10-07 12:59 | 13.82 | 33.15 | 33.15 | 13.82 | 1278.66 | 1217.27 | 490.8 | 464 | 14.35 | 1315.04 | 0.9 | 0.93 | 0.9 | 0.44 | 802.96 | 0 | 0 | 364.92 | 0.87464 | 0.09408 | 0 | 0 | System Off | 1 | 0
6734 | 6734 | 2012-10-07 13:59 | 13.71 | 32.05 | 32.05 | 13.71 | 1203.64 | 1144.02 | 460.79 | 436 | 14.38 | 1239.94 | 0.89 | 0.92 | 0.9 | 0.41 | 840.52 | 0 | 0 | 342.79 | 0.86845 | 0.09408 | 0 | 0 | System Off | 1 | 0
6735 | 6735 | 2012-10-07 14:59 | 13.61 | 26.92 | 26.92 | 13.61 | 855.31 | 803.53 | 331.04 | 307 | 14.51 | 908.58 | 0.88 | 0.88 | 0.86 | 0.29 | 621.49 | 0 | 0 | 240.96 | 0.8426 | 0.09408 | 0 | 0 | System Off | 1 | 0
6736 | 6736 | 2012-10-07 15:59 | 11.74 | 15.95 | 15.95 | 11.74 | 229.8 | 190.46 | 100.52 | 83 | 14.42 | 287.46 | 0.7 | 0.66 | 0.65 | 0.07 | 147.59 | 0 | 0 | 65.22 | 0.78822 | 0.09408 | 0 | 0 | System Off | 1 | 0
6737 | 6737 | 2012-10-07 16:59 | 9.88 | 9.88 | 9.88 | 9.88 | 0 | 0 | 0 | 0 | 0 | 0 | 0 | 0 | 0 | 0 | 0 | 0 | 0 | 0 | 0 | 0 | 0 | 0 | System Off | 0 | 0
6738 | 6738 | 2012-10-07 17:59 | 8.02 | 8.02 | 8.02 | 8.02 | 0 | 0 | 0 | 0 | 0 | 0 | 0 | 0 | 0 | 0 | 0 | 0 | 0 | 0 | 0 | 0 | 0 | 0 | System Off | 0 | 0
6739 | 6739 | 2012-10-07 18:59 | 8.22 | 8.22 | 8.22 | 8.22 | 0 | 0 | 0 | 0 | 0 | 0 | 0 | 0 | 0 | 0 | 0 | 0 | 0 | 0 | 0 | 0 | 0 | 0 | System Off | 0 | 0
6740 | 6740 | 2012-10-07 19:59 | 8.43 | 8.43 | 8.43 | 8.43 | 0 | 0 | 0 | 0 | 0 | 0 | 0 | 0 | 0 | 0 | 0 | 0 | 0 | 0 | 0 | 0 | 0 | 0 | System Off | 0 | 0
6741 | 6741 | 2012-10-07 20:59 | 8.64 | 8.64 | 8.64 | 8.64 | 0 | 0 | 0 | 0 | 0 | 0 | 0 | 0 | 0 | 0 | 0 | 0 | 0 | 0 | 0 | 0 | 0 | 0 | System Off | 0 | 0
6742 | 6742 | 2012-10-07 21:59 | 7.91 | 7.91 | 7.91 | 7.91 | 0 | 0 | 0 | 0 | 0 | 0 | 0 | 0 | 0 | 0 | 0 | 0 | 0 | 0 | 0 | 0 | 0 | 0 | System Off | 0 | 0
6743 | 6743 | 2012-10-07 22:59 | 7.17 | 7.17 | 7.17 | 7.17 | 0 | 0 | 0 | 0 | 0 | 0 | 0 | 0 | 0 | 0 | 0 | 0 | 0 | 0 | 0 | 0 | 0 | 0 | System Off | 0 | 0
6744 | 6744 | 2012-10-07 23:59 | 6.44 | 6.44 | 6.44 | 6.44 | 0 | 0 | 0 | 0 | 0 | 0 | 0 | 0 | 0 | 0 | 0 | 0 | 0 | 0 | 0 | 0 | 0 | 0 | System Off | 0 | 0
6745 | 6745 | 2012-10-08 00:59 | 5.95 | 5.95 | 5.95 | 5.95 | 0 | 0 | 0 | 0 | 0 | 0 | 0 | 0 | 0 | 0 | 0 | 0 | 0 | 0 | 0 | 0 | 0 | 0 | System Off | 0 | 0
6746 | 6746 | 2012-10-08 01:59 | 5.47 | 5.47 | 5.47 | 5.47 | 0 | 0 | 0 | 0 | 0 | 0 | 0 | 0 | 0 | 0 | 0 | 0 | 0 | 0 | 0 | 0 | 0 | 0 | System Off | 0 | 0
6747 | 6747 | 2012-10-08 02:59 | 4.98 | 4.98 | 4.98 | 4.98 | 0 | 0 | 0 | 0 | 0 | 0 | 0 | 0 | 0 | 0 | 0 | 0 | 0 | 0 | 0 | 0 | 0 | 0 | System Off | 0 | 0
6748 | 6748 | 2012-10-08 03:59 | 4.25 | 4.25 | 4.25 | 4.25 | 0 | 0 | 0 | 0 | 0 | 0 | 0 | 0 | 0 | 0 | 0 | 0 | 0 | 0 | 0 | 0 | 0 | 0 | System Off | 0 | 0
6749 | 6749 | 2012-10-08 04:59 | 3.52 | 3.52 | 3.52 | 3.52 | 0 | 0 | 0 | 0 | 0 | 0 | 0 | 0 | 0 | 0 | 0 | 0 | 0 | 0 | 0 | 0 | 0 | 0 | System Off | 0 | 0
6750 | 6750 | 2012-10-08 05:59 | 2.78 |  |  | 2.78 | 0 | 0 | 47.89 | 41 | 0 |  | 0 |  |  | 0 | 0 | 0 | 0 | 38.13 | 0.74848 | 0.09408 | 0 | 0 | System Off | 0 | 0
6751 | 6751 | 2012-10-08 06:59 | 5.77 | 13.25 | 13.25 | 5.77 | 446.01 | 402.61 | 166.91 | 155 | 14.99 | 482.03 | 0.9 | 0.84 | 0.82 | 0.15 | 366.53 | 0 | 0 | 120.92 | 0.76668 | 0.09408 | 0 | 0 | System Off | 1 | 0
6752 | 6752 | 2012-10-08 07:59 | 8.77 | 31.31 | 31.31 | 8.77 | 1381.7 | 1317.82 | 524.28 | 497 | 14.48 | 1414.83 | 0.92 | 0.93 | 0.91 | 0.48 | 943.34 | 0 | 0 | 390.25 | 0.84964 | 0.09408 | 0 | 0 | System Off | 1 | 0
6753 | 6753 | 2012-10-08 08:59 | 11.76 | 42.2 | 42.2 | 11.76 | 1886.38 | 1809.51 | 736.8 | 702 | 14 | 1904.21 | 0.88 | 0.95 | 0.93 | 0.65 | 1150.33 | 0 | 0 | 554.61 | 0.90885 | 0.09408 | 0 | 0 | System Off | 1 | 0
6754 | 6754 | 2012-10-08 09:59 | 12.59 | 47.78 | 47.78 | 12.59 | 2166.15 | 2081.47 | 860.96 | 822 | 13.73 | 2174.75 | 0.87 | 0.96 | 0.93 | 0.75 | 1269.02 | 0 | 0 | 651.64 | 0.90991 | 0.09408 | 0 | 0 | System Off | 1 | 0
6755 | 6755 | 2012-10-08 10:59 | 13.43 | 51.78 | 51.78 | 13.43 | 2354.11 | 2263.96 | 947.4 | 907 | 13.52 | 2353.41 | 0.87 | 0.96 | 0.94 | 0.82 | 1392.38 | 0 | 0 | 720.9 | 0.93218 | 0.09408 | 0 | 0 | System Off | 1 | 0
6756 | 6756 | 2012-10-08 11:59 | 14.27 | 36.85 | 36.85 | 14.27 | 1453.12 | 1387.49 | 563.36 | 533 | 14.2 | 1487.58 | 0.89 | 0.93 | 0.91 | 0.5 | 850.52 | 0 | 0 | 420.01 | 0.89119 | 0.09408 | 0 | 0 | System Off | 1 | 0
6757 | 6757 | 2012-10-08 12:59 | 14.36 | 18.19 | 18.19 | 14.36 | 241.98 | 202.42 | 94.73 | 88 | 14.32 | 268.67 | 0.74 | 0.75 | 0.74 | 0.07 | 133.52 | 0 | 0 | 69.24 | 0.80475 | 0.09408 | 0 | 0 | System Off | 1 | 0
6758 | 6758 | 2012-10-08 13:59 | 14.44 | 21.11 | 21.11 | 14.44 | 424.18 | 381.2 | 163.82 | 152 | 14.53 | 459.61 | 0.85 | 0.83 | 0.81 | 0.14 | 280.07 | 0 | 0 | 119.27 | 0.81756 | 0.09408 | 0 | 0 | System Off | 1 | 0
6759 | 6759 | 2012-10-08 14:59 | 14.53 | 19.8 | 19.8 | 14.53 | 329.33 | 288.15 | 128.26 | 119 | 14.41 | 361.61 | 0.78 | 0.8 | 0.78 | 0.1 | 222.87 | 0 | 0 | 93.52 | 0.81175 | 0.09408 | 0 | 0 | System Off | 1 | 0
6760 | 6760 | 2012-10-08 15:59 | 13.86 | 15.07 | 15.07 | 13.86 | 70.8 | 34.28 | 29.11 | 26 | 14.18 | 83.53 | 0.34 | 0.41 | 0.4 | 0.01 | 26.57 | 0 | 0 | 20.49 | 0.78981 | 0.09408 | 0 | 0 | System Off | 0 | 0
6761 | 6761 | 2012-10-08 16:59 | 13.19 | 13.19 | 13.19 | 13.19 | 0 | 0 | 0 | 0 | 0 | 0 | 0 | 0 | 0 | 0 | 0 | 0 | 0 | 0 | 0 | 0 | 0 | 0 | System Off | 0 | 0
6762 | 6762 | 2012-10-08 17:59 | 12.53 | 12.53 | 12.53 | 12.53 | 0 | 0 | 0 | 0 | 0 | 0 | 0 | 0 | 0 | 0 | 0 | 0 | 0 | 0 | 0 | 0 | 0 | 0 | System Off | 0 | 0
6763 | 6763 | 2012-10-08 18:59 | 12.36 | 12.36 | 12.36 | 12.36 | 0 | 0 | 0 | 0 | 0 | 0 | 0 | 0 | 0 | 0 | 0 | 0 | 0 | 0 | 0 | 0 | 0 | 0 | System Off | 0 | 0
6764 | 6764 | 2012-10-08 19:59 | 12.2 | 12.2 | 12.2 | 12.2 | 0 | 0 | 0 | 0 | 0 | 0 | 0 | 0 | 0 | 0 | 0 | 0 | 0 | 0 | 0 | 0 | 0 | 0 | System Off | 0 | 0
6765 | 6765 | 2012-10-08 20:59 | 12.03 | 12.03 | 12.03 | 12.03 | 0 | 0 | 0 | 0 | 0 | 0 | 0 | 0 | 0 | 0 | 0 | 0 | 0 | 0 | 0 | 0 | 0 | 0 | System Off | 0 | 0
6766 | 6766 | 2012-10-08 21:59 | 12.18 | 12.18 | 12.18 | 12.18 | 0 | 0 | 0 | 0 | 0 | 0 | 0 | 0 | 0 | 0 | 0 | 0 | 0 | 0 | 0 | 0 | 0 | 0 | System Off | 0 | 0
6767 | 6767 | 2012-10-08 22:59 | 12.34 | 12.34 | 12.34 | 12.34 | 0 | 0 | 0 | 0 | 0 | 0 | 0 | 0 | 0 | 0 | 0 | 0 | 0 | 0 | 0 | 0 | 0 | 0 | System Off | 0 | 0
6768 | 6768 | 2012-10-08 23:59 | 12.49 | 12.49 | 12.49 | 12.49 | 0 | 0 | 0 | 0 | 0 | 0 | 0 | 0 | 0 | 0 | 0 | 0 | 0 | 0 | 0 | 0 | 0 | 0 | System Off | 0 | 0
6769 | 6769 | 2012-10-09 00:59 | 11.6 | 11.6 | 11.6 | 11.6 | 0 | 0 | 0 | 0 | 0 | 0 | 0 | 0 | 0 | 0 | 0 | 0 | 0 | 0 | 0 | 0 | 0 | 0 | System Off | 0 | 0
6770 | 6770 | 2012-10-09 01:59 | 10.71 | 10.71 | 10.71 | 10.71 | 0 | 0 | 0 | 0 | 0 | 0 | 0 | 0 | 0 | 0 | 0 | 0 | 0 | 0 | 0 | 0 | 0 | 0 | System Off | 0 | 0
6771 | 6771 | 2012-10-09 02:59 | 9.82 | 9.82 | 9.82 | 9.82 | 0 | 0 | 0 | 0 | 0 | 0 | 0 | 0 | 0 | 0 | 0 | 0 | 0 | 0 | 0 | 0 | 0 | 0 | System Off | 0 | 0
6772 | 6772 | 2012-10-09 03:59 | 9.58 | 9.58 | 9.58 | 9.58 | 0 | 0 | 0 | 0 | 0 | 0 | 0 | 0 | 0 | 0 | 0 | 0 | 0 | 0 | 0 | 0 | 0 | 0 | System Off | 0 | 0
6773 | 6773 | 2012-10-09 04:59 | 9.34 | 9.34 | 9.34 | 9.34 | 0 | 0 | 0 | 0 | 0 | 0 | 0 | 0 | 0 | 0 | 0 | 0 | 0 | 0 | 0 | 0 | 0 | 0 | System Off | 0 | 0
6774 | 6774 | 2012-10-09 05:59 | 9.09 |  |  | 9.09 | 0 | 0 | 51.26 | 44 | 0 |  | 0 |  |  | 0 | 0 | 0 | 0 | 40.92 | 0.76682 | 0.09408 | 0 | 0 | System Off | 0 | 0
6775 | 6775 | 2012-10-09 06:59 | 10.04 | 25.07 | 25.07 | 10.04 | 921.21 | 868 | 351.71 | 327 | 14.67 | 972.14 | 0.88 | 0.89 | 0.87 | 0.31 | 790.21 | 0 | 0 | 256.13 | 0.82462 | 0.09408 | 0 | 0 | System Off | 1 | 0
6776 | 6776 | 2012-10-09 07:59 | 10.99 | 35.36 | 35.36 | 10.99 | 1480.1 | 1413.79 | 568.8 | 540 | 14.28 | 1510.81 | 0.9 | 0.94 | 0.91 | 0.51 | 1012.04 | 0 | 0 | 425.11 | 0.87192 | 0.09408 | 0 | 0 | System Off | 1 | 0
6777 | 6777 | 2012-10-09 08:59 | 11.94 | 44.61 | 44.61 | 11.94 | 1932.26 | 1854.13 | 761.09 | 726 | 13.86 | 1947.78 | 0.88 | 0.95 | 0.93 | 0.67 | 1178.7 | 0 | 0 | 574.54 | 0.91496 | 0.09408 | 0 | 0 | System Off | 1 | 0
6778 | 6778 | 2012-10-09 09:59 | 12.7 | 43.02 | 43.02 | 12.7 | 1859.26 | 1783.11 | 730.12 | 695 | 13.93 | 1880.72 | 0.88 | 0.95 | 0.93 | 0.64 | 1087.11 | 0 | 0 | 549.51 | 0.91357 | 0.09408 | 0 | 0 | System Off | 1 | 0
6779 | 6779 | 2012-10-09 10:59 | 13.46 | 20.24 | 20.24 | 13.46 | 437.71 | 394.46 | 168.69 | 156 | 14.61 | 474.82 | 0.83 | 0.83 | 0.81 | 0.14 | 242.6 | 0 | 0 | 122.28 | 0.81242 | 0.09408 | 0 | 0 | System Off | 1 | 0
6780 | 6780 | 2012-10-09 11:59 | 14.22 | 24.56 | 24.56 | 14.22 | 691.63 | 643.31 | 265.22 | 247 | 14.58 | 734.5 | 0.87 | 0.88 | 0.86 | 0.23 | 394.35 | 0 | 0 | 193.69 | 0.83462 | 0.09408 | 0 | 0 | System Off | 1 | 0
6781 | 6781 | 2012-10-09 12:59 | 14.03 | 18.87 | 18.87 | 14.03 | 316.67 | 275.72 | 122.97 | 114 | 14.47 | 347.88 | 0.81 | 0.79 | 0.78 | 0.1 | 181.88 | 0 | 0 | 89.53 | 0.80778 | 0.09408 | 0 | 0 | System Off | 1 | 0
6782 | 6782 | 2012-10-09 13:59 | 13.84 | 16.19 | 16.19 | 13.84 | 149.49 | 111.59 | 59.21 | 55 | 14.16 | 169.16 | 0.68 | 0.66 | 0.65 | 0.04 | 81.99 | 0 | 0 | 43.36 | 0.7953 | 0.09408 | 0 | 0 | System Off | 1 | 0
6783 | 6783 | 2012-10-09 14:59 | 13.65 | 20.5 | 20.5 | 13.65 | 442.18 | 398.85 | 170.85 | 158 | 14.58 | 480.42 | 0.82 | 0.83 | 0.81 | 0.14 | 308.49 | 0 | 0 | 123.91 | 0.81396 | 0.09408 | 0 | 0 | System Off | 1 | 0
6784 | 6784 | 2012-10-09 15:59 | 12.01 | 13.61 | 13.61 | 12.01 | 91.82 | 54.94 | 38.28 | 34 | 14.07 | 110.41 | 0.52 | 0.5 | 0.49 | 0.02 | 42.58 | 0 | 0 | 26.84 | 0.78047 | 0.09408 | 0 | 0 | System Off | 0 | 0
6785 | 6785 | 2012-10-09 16:59 | 10.37 | 10.37 | 10.37 | 10.37 | 0 | 0 | 0 | 0 | 0 | 0 | 0 | 0 | 0 | 0 | 0 | 0 | 0 | 0 | 0 | 0 | 0 | 0 | System Off | 0 | 0
6786 | 6786 | 2012-10-09 17:59 | 8.74 | 8.74 | 8.74 | 8.74 | 0 | 0 | 0 | 0 | 0 | 0 | 0 | 0 | 0 | 0 | 0 | 0 | 0 | 0 | 0 | 0 | 0 | 0 | System Off | 0 | 0
6787 | 6787 | 2012-10-09 18:59 | 7.97 | 7.97 | 7.97 | 7.97 | 0 | 0 | 0 | 0 | 0 | 0 | 0 | 0 | 0 | 0 | 0 | 0 | 0 | 0 | 0 | 0 | 0 | 0 | System Off | 0 | 0
6788 | 6788 | 2012-10-09 19:59 | 7.21 | 7.21 | 7.21 | 7.21 | 0 | 0 | 0 | 0 | 0 | 0 | 0 | 0 | 0 | 0 | 0 | 0 | 0 | 0 | 0 | 0 | 0 | 0 | System Off | 0 | 0
6789 | 6789 | 2012-10-09 20:59 | 6.45 | 6.45 | 6.45 | 6.45 | 0 | 0 | 0 | 0 | 0 | 0 | 0 | 0 | 0 | 0 | 0 | 0 | 0 | 0 | 0 | 0 | 0 | 0 | System Off | 0 | 0
6790 | 6790 | 2012-10-09 21:59 | 6.15 | 6.15 | 6.15 | 6.15 | 0 | 0 | 0 | 0 | 0 | 0 | 0 | 0 | 0 | 0 | 0 | 0 | 0 | 0 | 0 | 0 | 0 | 0 | System Off | 0 | 0
6791 | 6791 | 2012-10-09 22:59 | 5.86 | 5.86 | 5.86 | 5.86 | 0 | 0 | 0 | 0 | 0 | 0 | 0 | 0 | 0 | 0 | 0 | 0 | 0 | 0 | 0 | 0 | 0 | 0 | System Off | 0 | 0
6792 | 6792 | 2012-10-09 23:59 | 5.56 | 5.56 | 5.56 | 5.56 | 0 | 0 | 0 | 0 | 0 | 0 | 0 | 0 | 0 | 0 | 0 | 0 | 0 | 0 | 0 | 0 | 0 | 0 | System Off | 0 | 0
6793 | 6793 | 2012-10-10 00:59 | 5.05 | 5.05 | 5.05 | 5.05 | 0 | 0 | 0 | 0 | 0 | 0 | 0 | 0 | 0 | 0 | 0 | 0 | 0 | 0 | 0 | 0 | 0 | 0 | System Off | 0 | 0
6794 | 6794 | 2012-10-10 01:59 | 4.53 | 4.53 | 4.53 | 4.53 | 0 | 0 | 0 | 0 | 0 | 0 | 0 | 0 | 0 | 0 | 0 | 0 | 0 | 0 | 0 | 0 | 0 | 0 | System Off | 0 | 0
6795 | 6795 | 2012-10-10 02:59 | 4.02 | 4.02 | 4.02 | 4.02 | 0 | 0 | 0 | 0 | 0 | 0 | 0 | 0 | 0 | 0 | 0 | 0 | 0 | 0 | 0 | 0 | 0 | 0 | System Off | 0 | 0
6796 | 6796 | 2012-10-10 03:59 | 3.74 | 3.74 | 3.74 | 3.74 | 0 | 0 | 0 | 0 | 0 | 0 | 0 | 0 | 0 | 0 | 0 | 0 | 0 | 0 | 0 | 0 | 0 | 0 | System Off | 0 | 0
6797 | 6797 | 2012-10-10 04:59 | 3.45 | 3.45 | 3.45 | 3.45 | 0 | 0 | 0 | 0 | 0 | 0 | 0 | 0 | 0 | 0 | 0 | 0 | 0 | 0 | 0 | 0 | 0 | 0 | System Off | 0 | 0
6798 | 6798 | 2012-10-10 05:59 | 3.16 |  |  | 3.16 | 0 | 0 | 42 | 36 | 0 |  | 0 |  |  | 0 | 0 | 0 | 0 | 33.48 | 0.74957 | 0.09408 | 0 | 0 | System Off | 0 | 0
6799 | 6799 | 2012-10-10 06:59 | 5.71 | 22.74 | 22.74 | 5.71 | 864.08 | 812.11 | 327.67 | 305 | 14.76 | 913.71 | 0.89 | 0.89 | 0.87 | 0.29 | 739.34 | 0 | 0 | 238.65 | 0.79448 | 0.09408 | 0 | 0 | System Off | 1 | 0
6800 | 6800 | 2012-10-10 07:59 | 8.27 | 25.35 | 25.35 | 8.27 | 841.09 | 789.62 | 318.78 | 300 | 14.6 | 880.19 | 0.91 | 0.9 | 0.88 | 0.29 | 565.23 | 0 | 0 | 235.19 | 0.80889 | 0.09408 | 0 | 0 | System Off | 1 | 0
6801 | 6801 | 2012-10-10 08:59 | 10.82 | 54.59 | 54.59 | 10.82 | 1930.69 | 1852.6 | 792.04 | 756 | 13.3 | 1944.16 | 0.85 | 0.95 | 0.93 | 0.67 | 1177.73 | 0 | 0 | 602.52 | 0.91477 | 0.09408 | 0 | 0 | System Off | 1 | 0
6802 | 6802 | 2012-10-10 09:59 | 11.67 | 58.89 | 58.89 | 11.67 | 2195.45 | 2109.93 | 912.65 | 873 | 13.1 | 2198.99 | 0.83 | 0.96 | 0.94 | 0.76 | 1286.37 | 0 | 0 | 697.54 | 0.91529 | 0.09408 | 0 | 0 | System Off | 1 | 0
6803 | 6803 | 2012-10-10 10:59 | 12.52 | 52.51 | 52.51 | 12.52 | 2023.49 | 1942.84 | 822.93 | 785 | 13.43 | 2037.85 | 0.85 | 0.95 | 0.93 | 0.7 | 1194.89 | 0 | 0 | 624.66 | 0.93119 | 0.09408 | 0 | 0 | System Off | 1 | 0
6804 | 6804 | 2012-10-10 11:59 | 13.37 | 37.9 | 37.9 | 13.37 | 1370.67 | 1307.06 | 534.97 | 506 | 14.11 | 1406.71 | 0.88 | 0.93 | 0.91 | 0.47 | 801.22 | 0 | 0 | 399.19 | 0.88035 | 0.09408 | 0 | 0 | System Off | 1 | 0
6805 | 6805 | 2012-10-10 12:59 | 13.3 | 33.46 | 33.46 | 13.3 | 1132.03 | 1074.08 | 437.46 | 413 | 14.28 | 1170.72 | 0.89 | 0.92 | 0.9 | 0.39 | 708.51 | 0 | 0 | 325.13 | 0.86153 | 0.09408 | 0 | 0 | System Off | 1 | 0
6806 | 6806 | 2012-10-10 13:59 | 13.22 | 22.22 | 22.22 | 13.22 | 505.73 | 461.17 | 194.39 | 181 | 14.55 | 543.12 | 0.87 | 0.85 | 0.83 | 0.17 | 338.82 | 0 | 0 | 141.99 | 0.81583 | 0.09408 | 0 | 0 | System Off | 1 | 0
6807 | 6807 | 2012-10-10 14:59 | 13.15 | 26.64 | 26.64 | 13.15 | 745.34 | 695.9 | 289.97 | 268 | 14.48 | 796.74 | 0.86 | 0.87 | 0.85 | 0.25 | 538.24 | 0 | 0 | 210.42 | 0.83225 | 0.09408 | 0 | 0 | System Off | 1 | 0
6808 | 6808 | 2012-10-10 15:59 | 11.36 | 13.49 | 13.49 | 11.36 | 104.47 | 67.37 | 44.5 | 38 | 14.32 | 128.41 | 0.45 | 0.52 | 0.51 | 0.02 | 52.21 | 0 | 0 | 29.9 | 0.7774 | 0.09408 | 0 | 0 | System Off | 0 | 0
6809 | 6809 | 2012-10-10 16:59 | 9.57 | 9.57 | 9.57 | 9.57 | 0 | 0 | 0 | 0 | 0 | 0 | 0 | 0 | 0 | 0 | 0 | 0 | 0 | 0 | 0 | 0 | 0 | 0 | System Off | 0 | 0
6810 | 6810 | 2012-10-10 17:59 | 7.78 | 7.78 | 7.78 | 7.78 | 0 | 0 | 0 | 0 | 0 | 0 | 0 | 0 | 0 | 0 | 0 | 0 | 0 | 0 | 0 | 0 | 0 | 0 | System Off | 0 | 0
6811 | 6811 | 2012-10-10 18:59 | 7.05 | 7.05 | 7.05 | 7.05 | 0 | 0 | 0 | 0 | 0 | 0 | 0 | 0 | 0 | 0 | 0 | 0 | 0 | 0 | 0 | 0 | 0 | 0 | System Off | 0 | 0
6812 | 6812 | 2012-10-10 19:59 | 6.32 | 6.32 | 6.32 | 6.32 | 0 | 0 | 0 | 0 | 0 | 0 | 0 | 0 | 0 | 0 | 0 | 0 | 0 | 0 | 0 | 0 | 0 | 0 | System Off | 0 | 0
6813 | 6813 | 2012-10-10 20:59 | 5.59 | 5.59 | 5.59 | 5.59 | 0 | 0 | 0 | 0 | 0 | 0 | 0 | 0 | 0 | 0 | 0 | 0 | 0 | 0 | 0 | 0 | 0 | 0 | System Off | 0 | 0
6814 | 6814 | 2012-10-10 21:59 | 5.18 | 5.18 | 5.18 | 5.18 | 0 | 0 | 0 | 0 | 0 | 0 | 0 | 0 | 0 | 0 | 0 | 0 | 0 | 0 | 0 | 0 | 0 | 0 | System Off | 0 | 0
6815 | 6815 | 2012-10-10 22:59 | 4.78 | 4.78 | 4.78 | 4.78 | 0 | 0 | 0 | 0 | 0 | 0 | 0 | 0 | 0 | 0 | 0 | 0 | 0 | 0 | 0 | 0 | 0 | 0 | System Off | 0 | 0
6816 | 6816 | 2012-10-10 23:59 | 4.37 | 4.37 | 4.37 | 4.37 | 0 | 0 | 0 | 0 | 0 | 0 | 0 | 0 | 0 | 0 | 0 | 0 | 0 | 0 | 0 | 0 | 0 | 0 | System Off | 0 | 0
6817 | 6817 | 2012-10-11 00:59 | 4.3 | 4.3 | 4.3 | 4.3 | 0 | 0 | 0 | 0 | 0 | 0 | 0 | 0 | 0 | 0 | 0 | 0 | 0 | 0 | 0 | 0 | 0 | 0 | System Off | 0 | 0
6818 | 6818 | 2012-10-11 01:59 | 4.22 | 4.22 | 4.22 | 4.22 | 0 | 0 | 0 | 0 | 0 | 0 | 0 | 0 | 0 | 0 | 0 | 0 | 0 | 0 | 0 | 0 | 0 | 0 | System Off | 0 | 0
6819 | 6819 | 2012-10-11 02:59 | 4.15 | 4.15 | 4.15 | 4.15 | 0 | 0 | 0 | 0 | 0 | 0 | 0 | 0 | 0 | 0 | 0 | 0 | 0 | 0 | 0 | 0 | 0 | 0 | System Off | 0 | 0
6820 | 6820 | 2012-10-11 03:59 | 4.19 | 4.19 | 4.19 | 4.19 | 0 | 0 | 0 | 0 | 0 | 0 | 0 | 0 | 0 | 0 | 0 | 0 | 0 | 0 | 0 | 0 | 0 | 0 | System Off | 0 | 0
6821 | 6821 | 2012-10-11 04:59 | 4.23 | 4.23 | 4.23 | 4.23 | 0 | 0 | 0 | 0 | 0 | 0 | 0 | 0 | 0 | 0 | 0 | 0 | 0 | 0 | 0 | 0 | 0 | 0 | System Off | 0 | 0
6822 | 6822 | 2012-10-11 05:59 | 4.27 |  |  | 4.27 | 0 | 0 | 48.66 | 41 | 0 |  | 0 |  |  | 0 | 0 | 0 | 0 | 38.13 | 0.7384 | 0.09408 | 0 | 0 | System Off | 0 | 0
6823 | 6823 | 2012-10-11 06:59 | 6.43 | 20.89 | 20.89 | 6.43 | 973.59 | 919.22 | 365.12 | 339 | 14.96 | 1025.2 | 0.9 | 0.9 | 0.88 | 0.33 | 836.85 | 0 | 0 | 264.56 | 0.80499 | 0.09408 | 0 | 0 | System Off | 1 | 0
6824 | 6824 | 2012-10-11 07:59 | 8.6 | 32.45 | 32.45 | 8.6 | 1668.97 | 1597.86 | 630.68 | 599 | 14.51 | 1694.41 | 0.92 | 0.94 | 0.92 | 0.58 | 1143.8 | 0 | 0 | 470.14 | 0.86813 | 0.09408 | 0 | 0 | System Off | 1 | 0
6825 | 6825 | 2012-10-11 08:59 | 10.76 | 40.06 | 40.06 | 10.76 | 2101.47 | 2018.64 | 809.47 | 774 | 14.14 | 2110.22 | 0.9 | 0.96 | 0.93 | 0.73 | 1283.28 | 0 | 0 | 610.37 | 0.91633 | 0.09408 | 0 | 0 | System Off | 1 | 0
6826 | 6826 | 2012-10-11 09:59 | 11.88 | 45.04 | 45.04 | 11.88 | 2320.03 | 2230.88 | 908.68 | 870 | 13.89 | 2321.44 | 0.89 | 0.96 | 0.94 | 0.81 | 1360.11 | 0 | 0 | 688.27 | 0.91436 | 0.09408 | 0 | 0 | System Off | 1 | 0
6827 | 6827 | 2012-10-11 10:59 | 13 | 46.82 | 46.82 | 13 | 2331.74 | 2242.25 | 920 | 880 | 13.8 | 2333.19 | 0.88 | 0.96 | 0.94 | 0.81 | 1379.03 | 0 | 0 | 696.96 | 0.92358 | 0.09408 | 0 | 0 | System Off | 1 | 0
6828 | 6828 | 2012-10-11 11:59 | 14.12 | 46.13 | 46.13 | 14.12 | 2191.68 | 2106.27 | 863.87 | 826 | 13.82 | 2197.01 | 0.88 | 0.96 | 0.94 | 0.76 | 1291.14 | 0 | 0 | 654.03 | 0.92017 | 0.09408 | 0 | 0 | System Off | 1 | 0
6829 | 6829 | 2012-10-11 12:59 | 14.36 | 40.85 | 40.85 | 14.36 | 1837.64 | 1762.08 | 713.69 | 681 | 14.05 | 1854.62 | 0.9 | 0.95 | 0.93 | 0.64 | 1162.34 | 0 | 0 | 537.62 | 0.92121 | 0.09408 | 0 | 0 | System Off | 1 | 0
6830 | 6830 | 2012-10-11 13:59 | 14.6 | 34.81 | 34.81 | 14.6 | 1415.73 | 1351.02 | 543.43 | 516 | 14.29 | 1446.56 | 0.9 | 0.93 | 0.91 | 0.49 | 992.6 | 0 | 0 | 406.14 | 0.8898 | 0.09408 | 0 | 0 | System Off | 1 | 0
6831 | 6831 | 2012-10-11 14:59 | 14.84 | 22.01 | 22.01 | 14.84 | 496.86 | 452.47 | 192.5 | 178 | 14.54 | 538.26 | 0.83 | 0.84 | 0.82 | 0.16 | 349.96 | 0 | 0 | 139.66 | 0.82502 | 0.09408 | 0 | 0 | System Off | 1 | 0
6832 | 6832 | 2012-10-11 15:59 | 13.88 | 16.26 | 16.26 | 13.88 | 141.31 | 103.56 | 63.48 | 52 | 14.15 | 181.34 | 0.63 | 0.57 | 0.56 | 0.04 | 80.25 | 0 | 0 | 41 | 0.79496 | 0.09408 | 0 | 0 | System Off | 1 | 0
6833 | 6833 | 2012-10-11 16:59 | 12.92 | 12.92 | 12.92 | 12.92 | 0 | 0 | 0 | 0 | 0 | 0 | 0 | 0 | 0 | 0 | 0 | 0 | 0 | 0 | 0 | 0 | 0 | 0 | System Off | 0 | 0
6834 | 6834 | 2012-10-11 17:59 | 11.97 | 11.97 | 11.97 | 11.97 | 0 | 0 | 0 | 0 | 0 | 0 | 0 | 0 | 0 | 0 | 0 | 0 | 0 | 0 | 0 | 0 | 0 | 0 | System Off | 0 | 0
6835 | 6835 | 2012-10-11 18:59 | 11.74 | 11.74 | 11.74 | 11.74 | 0 | 0 | 0 | 0 | 0 | 0 | 0 | 0 | 0 | 0 | 0 | 0 | 0 | 0 | 0 | 0 | 0 | 0 | System Off | 0 | 0
6836 | 6836 | 2012-10-11 19:59 | 11.52 | 11.52 | 11.52 | 11.52 | 0 | 0 | 0 | 0 | 0 | 0 | 0 | 0 | 0 | 0 | 0 | 0 | 0 | 0 | 0 | 0 | 0 | 0 | System Off | 0 | 0
6837 | 6837 | 2012-10-11 20:59 | 11.29 | 11.29 | 11.29 | 11.29 | 0 | 0 | 0 | 0 | 0 | 0 | 0 | 0 | 0 | 0 | 0 | 0 | 0 | 0 | 0 | 0 | 0 | 0 | System Off | 0 | 0
6838 | 6838 | 2012-10-11 21:59 | 11.3 | 11.3 | 11.3 | 11.3 | 0 | 0 | 0 | 0 | 0 | 0 | 0 | 0 | 0 | 0 | 0 | 0 | 0 | 0 | 0 | 0 | 0 | 0 | System Off | 0 | 0
6839 | 6839 | 2012-10-11 22:59 | 11.31 | 11.31 | 11.31 | 11.31 | 0 | 0 | 0 | 0 | 0 | 0 | 0 | 0 | 0 | 0 | 0 | 0 | 0 | 0 | 0 | 0 | 0 | 0 | System Off | 0 | 0
6840 | 6840 | 2012-10-11 23:59 | 11.32 | 11.32 | 11.32 | 11.32 | 0 | 0 | 0 | 0 | 0 | 0 | 0 | 0 | 0 | 0 | 0 | 0 | 0 | 0 | 0 | 0 | 0 | 0 | System Off | 0 | 0
6841 | 6841 | 2012-10-12 00:59 | 11.61 | 11.61 | 11.61 | 11.61 | 0 | 0 | 0 | 0 | 0 | 0 | 0 | 0 | 0 | 0 | 0 | 0 | 0 | 0 | 0 | 0 | 0 | 0 | System Off | 0 | 0
6842 | 6842 | 2012-10-12 01:59 | 11.91 | 11.91 | 11.91 | 11.91 | 0 | 0 | 0 | 0 | 0 | 0 | 0 | 0 | 0 | 0 | 0 | 0 | 0 | 0 | 0 | 0 | 0 | 0 | System Off | 0 | 0
6843 | 6843 | 2012-10-12 02:59 | 12.2 | 12.2 | 12.2 | 12.2 | 0 | 0 | 0 | 0 | 0 | 0 | 0 | 0 | 0 | 0 | 0 | 0 | 0 | 0 | 0 | 0 | 0 | 0 | System Off | 0 | 0
6844 | 6844 | 2012-10-12 03:59 | 12.52 | 12.52 | 12.52 | 12.52 | 0 | 0 | 0 | 0 | 0 | 0 | 0 | 0 | 0 | 0 | 0 | 0 | 0 | 0 | 0 | 0 | 0 | 0 | System Off | 0 | 0
6845 | 6845 | 2012-10-12 04:59 | 12.84 | 12.84 | 12.84 | 12.84 | 0 | 0 | 0 | 0 | 0 | 0 | 0 | 0 | 0 | 0 | 0 | 0 | 0 | 0 | 0 | 0 | 0 | 0 | System Off | 0 | 0
6846 | 6846 | 2012-10-12 05:59 | 13.15 |  |  | 13.15 | 0 | 0 | 53.36 | 45 | 0 |  | 0 |  |  | 0 | 0 | 0 | 0 | 41.85 | 0.79085 | 0.09408 | 0 | 0 | System Off | 0 | 0
6847 | 6847 | 2012-10-12 06:59 | 13.48 | 16.62 | 16.62 | 13.48 | 198.33 | 159.56 | 77.74 | 72 | 14.35 | 221.77 | 0.77 | 0.72 | 0.7 | 0.06 | 145.26 | 0 | 0 | 56.63 | 0.79642 | 0.09408 | 0 | 0 | System Off | 1 | 0
6848 | 6848 | 2012-10-12 07:59 | 13.82 | 18.68 | 18.68 | 13.82 | 301.75 | 261.09 | 117.05 | 109 | 14.42 | 331.39 | 0.77 | 0.79 | 0.77 | 0.09 | 186.9 | 0 | 0 | 85.65 | 0.80557 | 0.09408 | 0 | 0 | System Off | 1 | 0
6849 | 6849 | 2012-10-12 08:59 | 14.15 | 15.75 | 15.75 | 14.15 | 92.55 | 55.65 | 37.35 | 34 | 14.18 | 106.87 | 0.54 | 0.52 | 0.51 | 0.02 | 35.38 | 0 | 0 | 26.8 | 0.79307 | 0.09408 | 0 | 0 | System Off | 0 | 0
6850 | 6850 | 2012-10-12 09:59 | 13.72 | 18.04 | 18.04 | 13.72 | 271.34 | 231.24 | 105.66 | 98 | 14.42 | 299.84 | 0.76 | 0.77 | 0.75 | 0.08 | 140.98 | 0 | 0 | 77.01 | 0.80285 | 0.09408 | 0 | 0 | System Off | 1 | 0
6851 | 6851 | 2012-10-12 10:59 | 13.3 | 26.18 | 26.18 | 13.3 | 861.83 | 809.91 | 328.82 | 308 | 14.57 | 905.05 | 0.88 | 0.89 | 0.87 | 0.29 | 498.11 | 0 | 0 | 241.55 | 0.84085 | 0.09408 | 0 | 0 | System Off | 1 | 0
6852 | 6852 | 2012-10-12 11:59 | 12.88 | 14.39 | 14.39 | 12.88 | 100.27 | 63.24 | 40.08 | 37 | 14.11 | 115.27 | 0.5 | 0.55 | 0.54 | 0.02 | 38.76 | 0 | 0 | 29.19 | 0.78616 | 0.09408 | 0 | 0 | System Off | 0 | 0
6853 | 6853 | 2012-10-12 12:59 | 13.27 | 32.44 | 32.44 | 13.27 | 1403.24 | 1338.84 | 534.28 | 506 | 14.44 | 1435.49 | 0.9 | 0.93 | 0.91 | 0.48 | 883.15 | 0 | 0 | 397.49 | 0.87931 | 0.09408 | 0 | 0 | System Off | 1 | 0
6854 | 6854 | 2012-10-12 13:59 | 13.66 | 16.91 | 16.91 | 13.66 | 243.33 | 203.74 | 94.73 | 88 | 14.4 | 269.94 | 0.74 | 0.75 | 0.74 | 0.07 | 149.69 | 0 | 0 | 69.17 | 0.80057 | 0.09408 | 0 | 0 | System Off | 1 | 0
6855 | 6855 | 2012-10-12 14:59 | 14.05 | 24.55 | 24.55 | 14.05 | 828.38 | 777.18 | 318.98 | 295 | 14.63 | 883.41 | 0.88 | 0.88 | 0.86 | 0.28 | 601.11 | 0 | 0 | 231.21 | 0.84287 | 0.09408 | 0 | 0 | System Off | 1 | 0
6856 | 6856 | 2012-10-12 15:59 | 12.99 | 13.55 | 13.55 | 12.99 | 39.52 | 3.54 | 16.4 | 15 | 13.72 | 47.3 | 0 | 0.07 | 0.07 | 0 | 2.75 | 0 | 0 | 11.89 | 0.78258 | 0.09408 | 0 | 0 | System Off | 0 | 0
6857 | 6857 | 2012-10-12 16:59 | 11.94 | 11.94 | 11.94 | 11.94 | 0 | 0 | 0 | 0 | 0 | 0 | 0 | 0 | 0 | 0 | 0 | 0 | 0 | 0 | 0 | 0 | 0 | 0 | System Off | 0 | 0
6858 | 6858 | 2012-10-12 17:59 | 10.89 | 10.89 | 10.89 | 10.89 | 0 | 0 | 0 | 0 | 0 | 0 | 0 | 0 | 0 | 0 | 0 | 0 | 0 | 0 | 0 | 0 | 0 | 0 | System Off | 0 | 0
6859 | 6859 | 2012-10-12 18:59 | 10.34 | 10.34 | 10.34 | 10.34 | 0 | 0 | 0 | 0 | 0 | 0 | 0 | 0 | 0 | 0 | 0 | 0 | 0 | 0 | 0 | 0 | 0 | 0 | System Off | 0 | 0
6860 | 6860 | 2012-10-12 19:59 | 9.8 | 9.8 | 9.8 | 9.8 | 0 | 0 | 0 | 0 | 0 | 0 | 0 | 0 | 0 | 0 | 0 | 0 | 0 | 0 | 0 | 0 | 0 | 0 | System Off | 0 | 0
6861 | 6861 | 2012-10-12 20:59 | 9.26 | 9.26 | 9.26 | 9.26 | 0 | 0 | 0 | 0 | 0 | 0 | 0 | 0 | 0 | 0 | 0 | 0 | 0 | 0 | 0 | 0 | 0 | 0 | System Off | 0 | 0
6862 | 6862 | 2012-10-12 21:59 | 9.02 | 9.02 | 9.02 | 9.02 | 0 | 0 | 0 | 0 | 0 | 0 | 0 | 0 | 0 | 0 | 0 | 0 | 0 | 0 | 0 | 0 | 0 | 0 | System Off | 0 | 0
6863 | 6863 | 2012-10-12 22:59 | 8.78 | 8.78 | 8.78 | 8.78 | 0 | 0 | 0 | 0 | 0 | 0 | 0 | 0 | 0 | 0 | 0 | 0 | 0 | 0 | 0 | 0 | 0 | 0 | System Off | 0 | 0
6864 | 6864 | 2012-10-12 23:59 | 8.54 | 8.54 | 8.54 | 8.54 | 0 | 0 | 0 | 0 | 0 | 0 | 0 | 0 | 0 | 0 | 0 | 0 | 0 | 0 | 0 | 0 | 0 | 0 | System Off | 0 | 0
6865 | 6865 | 2012-10-13 00:59 | 8.37 | 8.37 | 8.37 | 8.37 | 0 | 0 | 0 | 0 | 0 | 0 | 0 | 0 | 0 | 0 | 0 | 0 | 0 | 0 | 0 | 0 | 0 | 0 | System Off | 0 | 0
6866 | 6866 | 2012-10-13 01:59 | 8.21 | 8.21 | 8.21 | 8.21 | 0 | 0 | 0 | 0 | 0 | 0 | 0 | 0 | 0 | 0 | 0 | 0 | 0 | 0 | 0 | 0 | 0 | 0 | System Off | 0 | 0
6867 | 6867 | 2012-10-13 02:59 | 8.04 | 8.04 | 8.04 | 8.04 | 0 | 0 | 0 | 0 | 0 | 0 | 0 | 0 | 0 | 0 | 0 | 0 | 0 | 0 | 0 | 0 | 0 | 0 | System Off | 0 | 0
6868 | 6868 | 2012-10-13 03:59 | 8 | 8 | 8 | 8 | 0 | 0 | 0 | 0 | 0 | 0 | 0 | 0 | 0 | 0 | 0 | 0 | 0 | 0 | 0 | 0 | 0 | 0 | System Off | 0 | 0
6869 | 6869 | 2012-10-13 04:59 | 7.96 | 7.96 | 7.96 | 7.96 | 0 | 0 | 0 | 0 | 0 | 0 | 0 | 0 | 0 | 0 | 0 | 0 | 0 | 0 | 0 | 0 | 0 | 0 | System Off | 0 | 0
6870 | 6870 | 2012-10-13 05:59 | 7.91 |  |  | 7.91 | 0 | 0 | 21.78 | 17 | 0 |  | 0 |  |  | 0 | 0 | 0 | 0 | 15.81 | 0.75396 | 0.09408 | 0 | 0 | System Off | 0 | 0
6871 | 6871 | 2012-10-13 06:59 | 9 | 13.13 | 13.13 | 9 | 298.07 | 257.48 | 113.27 | 105 | 14.79 | 327.26 | 0.79 | 0.79 | 0.77 | 0.09 | 234.41 | 0 | 0 | 82.13 | 0.77622 | 0.09408 | 0 | 0 | System Off | 1 | 0
6872 | 6872 | 2012-10-13 07:59 | 10.1 | 25.63 | 25.63 | 10.1 | 1154.38 | 1095.91 | 431.71 | 408 | 14.74 | 1190.71 | 0.93 | 0.92 | 0.9 | 0.4 | 784.49 | 0 | 0 | 319.32 | 0.84043 | 0.09408 | 0 | 0 | System Off | 1 | 0
6873 | 6873 | 2012-10-13 08:59 | 11.19 | 29.91 | 29.91 | 11.19 | 1397.22 | 1332.96 | 526.93 | 499 | 14.58 | 1429.76 | 0.91 | 0.93 | 0.91 | 0.48 | 847.38 | 0 | 0 | 391.3 | 0.86482 | 0.09408 | 0 | 0 | System Off | 1 | 0
6874 | 6874 | 2012-10-13 09:59 | 11.73 | 18.63 | 18.63 | 11.73 | 524.65 | 479.71 | 199.05 | 185 | 14.77 | 563.62 | 0.85 | 0.85 | 0.83 | 0.17 | 292.46 | 0 | 0 | 144.72 | 0.80757 | 0.09408 | 0 | 0 | System Off | 1 | 0
6875 | 6875 | 2012-10-13 10:59 | 12.27 | 18.67 | 18.67 | 12.27 | 496.75 | 452.36 | 189.07 | 176 | 14.7 | 535.28 | 0.85 | 0.85 | 0.83 | 0.16 | 278.21 | 0 | 0 | 137.81 | 0.8091 | 0.09408 | 0 | 0 | System Off | 1 | 0
6876 | 6876 | 2012-10-13 11:59 | 12.81 | 19.41 | 19.41 | 12.81 | 524.25 | 479.32 | 199.56 | 186 | 14.68 | 563.44 | 0.85 | 0.85 | 0.83 | 0.17 | 293.82 | 0 | 0 | 145.68 | 0.81427 | 0.09408 | 0 | 0 | System Off | 1 | 0
6877 | 6877 | 2012-10-13 12:59 | 12.58 | 18.86 | 18.86 | 12.58 | 488.84 | 444.61 | 186.04 | 173 | 14.72 | 526.34 | 0.86 | 0.84 | 0.83 | 0.16 | 293.28 | 0 | 0 | 135.43 | 0.81038 | 0.09408 | 0 | 0 | System Off | 1 | 0
6878 | 6878 | 2012-10-13 13:59 | 12.34 | 23.21 | 23.21 | 12.34 | 837 | 785.61 | 314.85 | 296 | 14.73 | 876.43 | 0.89 | 0.9 | 0.88 | 0.28 | 577.19 | 0 | 0 | 231.69 | 0.83257 | 0.09408 | 0 | 0 | System Off | 1 | 0
6879 | 6879 | 2012-10-13 14:59 | 12.11 | 15.24 | 15.24 | 12.11 | 228.4 | 189.09 | 88.61 | 82 | 14.51 | 254.06 | 0.79 | 0.74 | 0.73 | 0.07 | 146.25 | 0 | 0 | 64.36 | 0.7902 | 0.09408 | 0 | 0 | System Off | 1 | 0
6880 | 6880 | 2012-10-13 15:59 | 11.4 | 11.56 | 11.56 | 11.4 | 10.42 | 0 | 4.55 | 4 | 13.57 | 13.23 | 0 | 0 | 0 | 0 | 0 | 0 | 0 | 3.18 | 0.77115 | 0.09408 | 0 | 0 | System Off | 0 | 0
6881 | 6881 | 2012-10-13 16:59 | 10.7 | 10.7 | 10.7 | 10.7 | 0 | 0 | 0 | 0 | 0 | 0 | 0 | 0 | 0 | 0 | 0 | 0 | 0 | 0 | 0 | 0 | 0 | 0 | System Off | 0 | 0
6882 | 6882 | 2012-10-13 17:59 | 10 | 10 | 10 | 10 | 0 | 0 | 0 | 0 | 0 | 0 | 0 | 0 | 0 | 0 | 0 | 0 | 0 | 0 | 0 | 0 | 0 | 0 | System Off | 0 | 0
6883 | 6883 | 2012-10-13 18:59 | 9.42 | 9.42 | 9.42 | 9.42 | 0 | 0 | 0 | 0 | 0 | 0 | 0 | 0 | 0 | 0 | 0 | 0 | 0 | 0 | 0 | 0 | 0 | 0 | System Off | 0 | 0
6884 | 6884 | 2012-10-13 19:59 | 8.85 | 8.85 | 8.85 | 8.85 | 0 | 0 | 0 | 0 | 0 | 0 | 0 | 0 | 0 | 0 | 0 | 0 | 0 | 0 | 0 | 0 | 0 | 0 | System Off | 0 | 0
6885 | 6885 | 2012-10-13 20:59 | 8.28 | 8.28 | 8.28 | 8.28 | 0 | 0 | 0 | 0 | 0 | 0 | 0 | 0 | 0 | 0 | 0 | 0 | 0 | 0 | 0 | 0 | 0 | 0 | System Off | 0 | 0
6886 | 6886 | 2012-10-13 21:59 | 7.99 | 7.99 | 7.99 | 7.99 | 0 | 0 | 0 | 0 | 0 | 0 | 0 | 0 | 0 | 0 | 0 | 0 | 0 | 0 | 0 | 0 | 0 | 0 | System Off | 0 | 0
6887 | 6887 | 2012-10-13 22:59 | 7.71 | 7.71 | 7.71 | 7.71 | 0 | 0 | 0 | 0 | 0 | 0 | 0 | 0 | 0 | 0 | 0 | 0 | 0 | 0 | 0 | 0 | 0 | 0 | System Off | 0 | 0
6888 | 6888 | 2012-10-13 23:59 | 7.42 | 7.42 | 7.42 | 7.42 | 0 | 0 | 0 | 0 | 0 | 0 | 0 | 0 | 0 | 0 | 0 | 0 | 0 | 0 | 0 | 0 | 0 | 0 | System Off | 0 | 0
6889 | 6889 | 2012-10-14 00:59 | 7.52 | 7.52 | 7.52 | 7.52 | 0 | 0 | 0 | 0 | 0 | 0 | 0 | 0 | 0 | 0 | 0 | 0 | 0 | 0 | 0 | 0 | 0 | 0 | System Off | 0 | 0
6890 | 6890 | 2012-10-14 01:59 | 7.62 | 7.62 | 7.62 | 7.62 | 0 | 0 | 0 | 0 | 0 | 0 | 0 | 0 | 0 | 0 | 0 | 0 | 0 | 0 | 0 | 0 | 0 | 0 | System Off | 0 | 0
6891 | 6891 | 2012-10-14 02:59 | 7.72 | 7.72 | 7.72 | 7.72 | 0 | 0 | 0 | 0 | 0 | 0 | 0 | 0 | 0 | 0 | 0 | 0 | 0 | 0 | 0 | 0 | 0 | 0 | System Off | 0 | 0
6892 | 6892 | 2012-10-14 03:59 | 7.75 | 7.75 | 7.75 | 7.75 | 0 | 0 | 0 | 0 | 0 | 0 | 0 | 0 | 0 | 0 | 0 | 0 | 0 | 0 | 0 | 0 | 0 | 0 | System Off | 0 | 0
6893 | 6893 | 2012-10-14 04:59 | 7.78 | 7.78 | 7.78 | 7.78 | 0 | 0 | 0 | 0 | 0 | 0 | 0 | 0 | 0 | 0 | 0 | 0 | 0 | 0 | 0 | 0 | 0 | 0 | System Off | 0 | 0
6894 | 6894 | 2012-10-14 05:59 | 7.8 | 7.8 | 7.8 | 7.8 | 0 | 0 | 0 | 0 | 0 | 0 | 0 | 0 | 0 | 0 | 0 | 0 | 0 | 0 | 0 | 0 | 0 | 0 | System Off | 0 | 0
6895 | 6895 | 2012-10-14 06:59 | 8.34 | 15.51 | 15.51 | 8.34 | 458.57 | 414.93 | 173.04 | 161 | 14.83 | 495.63 | 0.87 | 0.84 | 0.82 | 0.15 | 377.74 | 0 | 0 | 125.85 | 0.78289 | 0.09408 | 0 | 0 | System Off | 1 | 0
6896 | 6896 | 2012-10-14 07:59 | 8.87 | 31.92 | 31.92 | 8.87 | 1577.61 | 1508.85 | 596.36 | 566 | 14.52 | 1605.58 | 0.92 | 0.94 | 0.92 | 0.55 | 1080.08 | 0 | 0 | 444.21 | 0.86346 | 0.09408 | 0 | 0 | System Off | 1 | 0
6897 | 6897 | 2012-10-14 08:59 | 9.41 | 16.28 | 16.28 | 9.41 | 504.12 | 459.58 | 189.45 | 176 | 14.92 | 541.12 | 0.9 | 0.85 | 0.83 | 0.17 | 292.16 | 0 | 0 | 137.42 | 0.792 | 0.09408 | 0 | 0 | System Off | 1 | 0
6898 | 6898 | 2012-10-14 09:59 | 9.7 | 16.95 | 16.95 | 9.7 | 504.79 | 460.24 | 190.55 | 177 | 14.85 | 542.93 | 0.89 | 0.85 | 0.83 | 0.17 | 280.59 | 0 | 0 | 138.32 | 0.79393 | 0.09408 | 0 | 0 | System Off | 1 | 0
6899 | 6899 | 2012-10-14 10:59 | 9.99 | 18.65 | 18.65 | 9.99 | 573.56 | 527.64 | 216.77 | 202 | 14.79 | 613.76 | 0.88 | 0.86 | 0.84 | 0.19 | 324.51 | 0 | 0 | 157.99 | 0.80042 | 0.09408 | 0 | 0 | System Off | 1 | 0
6900 | 6900 | 2012-10-14 11:59 | 10.28 | 16.85 | 16.85 | 10.28 | 409.23 | 366.54 | 155.98 | 145 | 14.7 | 444.57 | 0.83 | 0.82 | 0.81 | 0.13 | 224.69 | 0 | 0 | 113.54 | 0.79135 | 0.09408 | 0 | 0 | System Off | 1 | 0
6901 | 6901 | 2012-10-14 12:59 | 9.93 | 14.84 | 14.84 | 9.93 | 299.81 | 259.18 | 114.77 | 106 | 14.73 | 329.54 | 0.78 | 0.79 | 0.77 | 0.09 | 170.97 | 0 | 0 | 82.96 | 0.78188 | 0.09408 | 0 | 0 | System Off | 1 | 0
6902 | 6902 | 2012-10-14 13:59 | 9.58 | 11.84 | 11.84 | 9.58 | 132.9 | 95.3 | 51.92 | 48 | 14.42 | 150.71 | 0.58 | 0.63 | 0.62 | 0.03 | 70.02 | 0 | 0 | 37.72 | 0.7689 | 0.09408 | 0 | 0 | System Off | 0 | 0
6903 | 6903 | 2012-10-14 14:59 | 9.24 | 11.49 | 11.49 | 9.24 | 130.67 | 93.11 | 51.01 | 47 | 14.48 | 148.25 | 0.59 | 0.63 | 0.61 | 0.03 | 72.01 | 0 | 0 | 36.9 | 0.76672 | 0.09408 | 0 | 0 | System Off | 1 | 0
6904 | 6904 | 2012-10-14 15:59 | 8.96 | 9.34 | 9.34 | 8.96 | 19.53 | 0 | 8.2 | 7 | 14.53 | 24.01 | 0 | 0 | 0 | 0 | 0 | 0 | 0 | 5.49 | 0.75754 | 0.09408 | 0 | 0 | System Off | 0 | 0
6905 | 6905 | 2012-10-14 16:59 | 8.69 | 8.69 | 8.69 | 8.69 | 0 | 0 | 0 | 0 | 0 | 0 | 0 | 0 | 0 | 0 | 0 | 0 | 0 | 0 | 0 | 0 | 0 | 0 | System Off | 0 | 0
6906 | 6906 | 2012-10-14 17:59 | 8.42 | 8.42 | 8.42 | 8.42 | 0 | 0 | 0 | 0 | 0 | 0 | 0 | 0 | 0 | 0 | 0 | 0 | 0 | 0 | 0 | 0 | 0 | 0 | System Off | 0 | 0
6907 | 6907 | 2012-10-14 18:59 | 8.32 | 8.32 | 8.32 | 8.32 | 0 | 0 | 0 | 0 | 0 | 0 | 0 | 0 | 0 | 0 | 0 | 0 | 0 | 0 | 0 | 0 | 0 | 0 | System Off | 0 | 0
6908 | 6908 | 2012-10-14 19:59 | 8.23 | 8.23 | 8.23 | 8.23 | 0 | 0 | 0 | 0 | 0 | 0 | 0 | 0 | 0 | 0 | 0 | 0 | 0 | 0 | 0 | 0 | 0 | 0 | System Off | 0 | 0
6909 | 6909 | 2012-10-14 20:59 | 8.14 | 8.14 | 8.14 | 8.14 | 0 | 0 | 0 | 0 | 0 | 0 | 0 | 0 | 0 | 0 | 0 | 0 | 0 | 0 | 0 | 0 | 0 | 0 | System Off | 0 | 0
6910 | 6910 | 2012-10-14 21:59 | 8.11 | 8.11 | 8.11 | 8.11 | 0 | 0 | 0 | 0 | 0 | 0 | 0 | 0 | 0 | 0 | 0 | 0 | 0 | 0 | 0 | 0 | 0 | 0 | System Off | 0 | 0
6911 | 6911 | 2012-10-14 22:59 | 8.08 | 8.08 | 8.08 | 8.08 | 0 | 0 | 0 | 0 | 0 | 0 | 0 | 0 | 0 | 0 | 0 | 0 | 0 | 0 | 0 | 0 | 0 | 0 | System Off | 0 | 0
6912 | 6912 | 2012-10-14 23:59 | 8.05 | 8.05 | 8.05 | 8.05 | 0 | 0 | 0 | 0 | 0 | 0 | 0 | 0 | 0 | 0 | 0 | 0 | 0 | 0 | 0 | 0 | 0 | 0 | System Off | 0 | 0
6913 | 6913 | 2012-10-15 00:59 | 7.48 | 7.48 | 7.48 | 7.48 | 0 | 0 | 0 | 0 | 0 | 0 | 0 | 0 | 0 | 0 | 0 | 0 | 0 | 0 | 0 | 0 | 0 | 0 | System Off | 0 | 0
6914 | 6914 | 2012-10-15 01:59 | 6.91 | 6.91 | 6.91 | 6.91 | 0 | 0 | 0 | 0 | 0 | 0 | 0 | 0 | 0 | 0 | 0 | 0 | 0 | 0 | 0 | 0 | 0 | 0 | System Off | 0 | 0
6915 | 6915 | 2012-10-15 02:59 | 6.34 | 6.34 | 6.34 | 6.34 | 0 | 0 | 0 | 0 | 0 | 0 | 0 | 0 | 0 | 0 | 0 | 0 | 0 | 0 | 0 | 0 | 0 | 0 | System Off | 0 | 0
6916 | 6916 | 2012-10-15 03:59 | 6.45 | 6.45 | 6.45 | 6.45 | 0 | 0 | 0 | 0 | 0 | 0 | 0 | 0 | 0 | 0 | 0 | 0 | 0 | 0 | 0 | 0 | 0 | 0 | System Off | 0 | 0
6917 | 6917 | 2012-10-15 04:59 | 6.56 | 6.56 | 6.56 | 6.56 | 0 | 0 | 0 | 0 | 0 | 0 | 0 | 0 | 0 | 0 | 0 | 0 | 0 | 0 | 0 | 0 | 0 | 0 | System Off | 0 | 0
6918 | 6918 | 2012-10-15 05:59 | 6.67 | 6.67 | 6.67 | 6.67 | 0 | 0 | 0 | 0 | 0 | 0 | 0 | 0 | 0 | 0 | 0 | 0 | 0 | 0 | 0 | 0 | 0 | 0 | System Off | 0 | 0
6919 | 6919 | 2012-10-15 06:59 | 7.41 | 16.27 | 16.27 | 7.41 | 565.67 | 519.91 | 212.44 | 197 | 14.96 | 606.81 | 0.89 | 0.86 | 0.84 | 0.19 | 473.32 | 0 | 0 | 153.75 | 0.78414 | 0.09408 | 0 | 0 | System Off | 1 | 0
6920 | 6920 | 2012-10-15 07:59 | 8.15 | 9.59 | 9.59 | 8.15 | 92.77 | 55.87 | 36.43 | 33 | 14.64 | 106.62 | 0.55 | 0.52 | 0.51 | 0.02 | 40 | 0 | 0 | 25.86 | 0.75775 | 0.09408 | 0 | 0 | System Off | 0 | 0
6921 | 6921 | 2012-10-15 08:59 | 8.89 | 10.09 | 10.09 | 8.89 | 80.52 | 43.84 | 31.88 | 29 | 14.46 | 93.13 | 0.63 | 0.47 | 0.46 | 0.02 | 27.87 | 0 | 0 | 22.78 | 0.76129 | 0.09408 | 0 | 0 | System Off | 0 | 0
6922 | 6922 | 2012-10-15 09:59 | 9.57 | 24.75 | 24.75 | 9.57 | 1069.71 | 1013.18 | 400.98 | 378 | 14.74 | 1109.68 | 0.92 | 0.91 | 0.89 | 0.37 | 617.71 | 0 | 0 | 295.83 | 0.83147 | 0.09408 | 0 | 0 | System Off | 1 | 0
6923 | 6923 | 2012-10-15 10:59 | 10.26 | 28.62 | 28.62 | 10.26 | 1276.64 | 1215.3 | 482.03 | 455 | 14.61 | 1314.44 | 0.91 | 0.92 | 0.9 | 0.44 | 747.43 | 0 | 0 | 356.66 | 0.85056 | 0.09408 | 0 | 0 | System Off | 1 | 0
6924 | 6924 | 2012-10-15 11:59 | 10.94 | 18.05 | 18.05 | 10.94 | 488.73 | 444.5 | 185.61 | 172 | 14.8 | 526.68 | 0.86 | 0.84 | 0.83 | 0.16 | 272.47 | 0 | 0 | 134.51 | 0.80036 | 0.09408 | 0 | 0 | System Off | 1 | 0
6925 | 6925 | 2012-10-15 12:59 | 11.05 | 21.34 | 21.34 | 11.05 | 682.17 | 634.05 | 257.69 | 241 | 14.74 | 722.36 | 0.89 | 0.88 | 0.86 | 0.23 | 418.24 | 0 | 0 | 188.6 | 0.81422 | 0.09408 | 0 | 0 | System Off | 1 | 0
6926 | 6926 | 2012-10-15 13:59 | 11.15 | 26.83 | 26.83 | 11.15 | 994.46 | 939.63 | 376.24 | 355 | 14.59 | 1033.02 | 0.9 | 0.91 | 0.89 | 0.34 | 690.35 | 0 | 0 | 278.36 | 0.8368 | 0.09408 | 0 | 0 | System Off | 1 | 0
6927 | 6927 | 2012-10-15 14:59 | 11.26 | 23.67 | 23.67 | 11.26 | 738.38 | 689.09 | 284.92 | 263 | 14.62 | 791.72 | 0.88 | 0.87 | 0.85 | 0.25 | 532.97 | 0 | 0 | 206.13 | 0.81977 | 0.09408 | 0 | 0 | System Off | 1 | 0
6928 | 6928 | 2012-10-15 15:59 | 10.45 | 12.06 | 12.06 | 10.45 | 84.18 | 47.43 | 37.62 | 31 | 14.14 | 109.12 | 0.53 | 0.43 | 0.43 | 0.02 | 36.76 | 0 | 0 | 24.45 | 0.77076 | 0.09408 | 0 | 0 | System Off | 0 | 0
6929 | 6929 | 2012-10-15 16:59 | 9.65 | 9.65 | 9.65 | 9.65 | 0 | 0 | 0 | 0 | 0 | 0 | 0 | 0 | 0 | 0 | 0 | 0 | 0 | 0 | 0 | 0 | 0 | 0 | System Off | 0 | 0
6930 | 6930 | 2012-10-15 17:59 | 8.85 | 8.85 | 8.85 | 8.85 | 0 | 0 | 0 | 0 | 0 | 0 | 0 | 0 | 0 | 0 | 0 | 0 | 0 | 0 | 0 | 0 | 0 | 0 | System Off | 0 | 0
6931 | 6931 | 2012-10-15 18:59 | 8.56 | 8.56 | 8.56 | 8.56 | 0 | 0 | 0 | 0 | 0 | 0 | 0 | 0 | 0 | 0 | 0 | 0 | 0 | 0 | 0 | 0 | 0 | 0 | System Off | 0 | 0
6932 | 6932 | 2012-10-15 19:59 | 8.28 | 8.28 | 8.28 | 8.28 | 0 | 0 | 0 | 0 | 0 | 0 | 0 | 0 | 0 | 0 | 0 | 0 | 0 | 0 | 0 | 0 | 0 | 0 | System Off | 0 | 0
6933 | 6933 | 2012-10-15 20:59 | 7.99 | 7.99 | 7.99 | 7.99 | 0 | 0 | 0 | 0 | 0 | 0 | 0 | 0 | 0 | 0 | 0 | 0 | 0 | 0 | 0 | 0 | 0 | 0 | System Off | 0 | 0
6934 | 6934 | 2012-10-15 21:59 | 7.82 | 7.82 | 7.82 | 7.82 | 0 | 0 | 0 | 0 | 0 | 0 | 0 | 0 | 0 | 0 | 0 | 0 | 0 | 0 | 0 | 0 | 0 | 0 | System Off | 0 | 0
6935 | 6935 | 2012-10-15 22:59 | 7.66 | 7.66 | 7.66 | 7.66 | 0 | 0 | 0 | 0 | 0 | 0 | 0 | 0 | 0 | 0 | 0 | 0 | 0 | 0 | 0 | 0 | 0 | 0 | System Off | 0 | 0
6936 | 6936 | 2012-10-15 23:59 | 7.49 | 7.49 | 7.49 | 7.49 | 0 | 0 | 0 | 0 | 0 | 0 | 0 | 0 | 0 | 0 | 0 | 0 | 0 | 0 | 0 | 0 | 0 | 0 | System Off | 0 | 0
6937 | 6937 | 2012-10-16 00:59 | 7.1 | 7.1 | 7.1 | 7.1 | 0 | 0 | 0 | 0 | 0 | 0 | 0 | 0 | 0 | 0 | 0 | 0 | 0 | 0 | 0 | 0 | 0 | 0 | System Off | 0 | 0
6938 | 6938 | 2012-10-16 01:59 | 6.71 | 6.71 | 6.71 | 6.71 | 0 | 0 | 0 | 0 | 0 | 0 | 0 | 0 | 0 | 0 | 0 | 0 | 0 | 0 | 0 | 0 | 0 | 0 | System Off | 0 | 0
6939 | 6939 | 2012-10-16 02:59 | 6.32 | 6.32 | 6.32 | 6.32 | 0 | 0 | 0 | 0 | 0 | 0 | 0 | 0 | 0 | 0 | 0 | 0 | 0 | 0 | 0 | 0 | 0 | 0 | System Off | 0 | 0
6940 | 6940 | 2012-10-16 03:59 | 6.36 | 6.36 | 6.36 | 6.36 | 0 | 0 | 0 | 0 | 0 | 0 | 0 | 0 | 0 | 0 | 0 | 0 | 0 | 0 | 0 | 0 | 0 | 0 | System Off | 0 | 0
6941 | 6941 | 2012-10-16 04:59 | 6.39 | 6.39 | 6.39 | 6.39 | 0 | 0 | 0 | 0 | 0 | 0 | 0 | 0 | 0 | 0 | 0 | 0 | 0 | 0 | 0 | 0 | 0 | 0 | System Off | 0 | 0
6942 | 6942 | 2012-10-16 05:59 | 6.42 | 6.42 | 6.42 | 6.42 | 0 | 0 | 0 | 0 | 0 | 0 | 0 | 0 | 0 | 0 | 0 | 0 | 0 | 0 | 0 | 0 | 0 | 0 | System Off | 0 | 0
6943 | 6943 | 2012-10-16 06:59 | 7.38 | 10.92 | 10.92 | 7.38 | 258.56 | 218.69 | 97.94 | 91 | 14.8 | 285.25 | 0.82 | 0.77 | 0.75 | 0.08 | 199.1 | 0 | 0 | 71.16 | 0.76414 | 0.09408 | 0 | 0 | System Off | 1 | 0
6944 | 6944 | 2012-10-16 07:59 | 8.34 | 9.11 | 9.11 | 8.34 | 54.54 | 18.31 | 21.86 | 20 | 14.2 | 64.08 | 0.46 | 0.29 | 0.28 | 0.01 | 13.11 | 0 | 0 | 15.76 | 0.75643 | 0.09408 | 0 | 0 | System Off | 0 | 0
6945 | 6945 | 2012-10-16 08:59 | 9.3 | 11.04 | 11.04 | 9.3 | 130.93 | 93.36 | 51.01 | 47 | 14.51 | 148.49 | 0.59 | 0.63 | 0.62 | 0.03 | 59.35 | 0 | 0 | 36.89 | 0.76707 | 0.09408 | 0 | 0 | System Off | 0 | 0
6946 | 6946 | 2012-10-16 09:59 | 9.41 | 11.18 | 11.18 | 9.41 | 133.29 | 95.68 | 51.92 | 48 | 14.46 | 151.07 | 0.58 | 0.63 | 0.62 | 0.03 | 58.33 | 0 | 0 | 37.7 | 0.7679 | 0.09408 | 0 | 0 | System Off | 0 | 0
6947 | 6947 | 2012-10-16 10:59 | 9.53 | 12.36 | 12.36 | 9.53 | 215.93 | 176.84 | 82.89 | 77 | 14.61 | 240.16 | 0.72 | 0.74 | 0.72 | 0.06 | 108.76 | 0 | 0 | 60.36 | 0.77407 | 0.09408 | 0 | 0 | System Off | 1 | 0
6948 | 6948 | 2012-10-16 11:59 | 9.64 | 14.05 | 14.05 | 9.64 | 340.65 | 299.26 | 129.34 | 120 | 14.79 | 372.45 | 0.85 | 0.8 | 0.79 | 0.11 | 183.44 | 0 | 0 | 93.86 | 0.78281 | 0.09408 | 0 | 0 | System Off | 1 | 0
6949 | 6949 | 2012-10-16 12:59 | 9.93 | 15.41 | 15.41 | 9.93 | 415.15 | 372.34 | 157 | 146 | 14.81 | 449.85 | 0.83 | 0.83 | 0.81 | 0.13 | 245.61 | 0 | 0 | 114.16 | 0.78943 | 0.09408 | 0 | 0 | System Off | 1 | 0
6950 | 6950 | 2012-10-16 13:59 | 10.22 | 12.66 | 12.66 | 10.22 | 176.29 | 137.91 | 68.31 | 63 | 14.57 | 197.71 | 0.73 | 0.7 | 0.68 | 0.05 | 101.33 | 0 | 0 | 49.41 | 0.77546 | 0.09408 | 0 | 0 | System Off | 1 | 0
6951 | 6951 | 2012-10-16 14:59 | 10.52 | 15.17 | 15.17 | 10.52 | 331.33 | 290.12 | 126.92 | 117 | 14.75 | 363.97 | 0.79 | 0.8 | 0.78 | 0.1 | 224.39 | 0 | 0 | 91.55 | 0.78743 | 0.09408 | 0 | 0 | System Off | 1 | 0
6952 | 6952 | 2012-10-16 15:59 | 10.27 | 10.74 | 10.74 | 10.27 | 30.8 | 0 | 12.75 | 11 | 14.58 | 37.16 | 0 | 0 | 0 | 0 | 0 | 0 | 0 | 8.63 | 0.76589 | 0.09408 | 0 | 0 | System Off | 0 | 0
6953 | 6953 | 2012-10-16 16:59 | 10.02 | 10.02 | 10.02 | 10.02 | 0 | 0 | 0 | 0 | 0 | 0 | 0 | 0 | 0 | 0 | 0 | 0 | 0 | 0 | 0 | 0 | 0 | 0 | System Off | 0 | 0
6954 | 6954 | 2012-10-16 17:59 | 9.78 | 9.78 | 9.78 | 9.78 | 0 | 0 | 0 | 0 | 0 | 0 | 0 | 0 | 0 | 0 | 0 | 0 | 0 | 0 | 0 | 0 | 0 | 0 | System Off | 0 | 0
6955 | 6955 | 2012-10-16 18:59 | 9.29 | 9.29 | 9.29 | 9.29 | 0 | 0 | 0 | 0 | 0 | 0 | 0 | 0 | 0 | 0 | 0 | 0 | 0 | 0 | 0 | 0 | 0 | 0 | System Off | 0 | 0
6956 | 6956 | 2012-10-16 19:59 | 8.81 | 8.81 | 8.81 | 8.81 | 0 | 0 | 0 | 0 | 0 | 0 | 0 | 0 | 0 | 0 | 0 | 0 | 0 | 0 | 0 | 0 | 0 | 0 | System Off | 0 | 0
6957 | 6957 | 2012-10-16 20:59 | 8.33 | 8.33 | 8.33 | 8.33 | 0 | 0 | 0 | 0 | 0 | 0 | 0 | 0 | 0 | 0 | 0 | 0 | 0 | 0 | 0 | 0 | 0 | 0 | System Off | 0 | 0
6958 | 6958 | 2012-10-16 21:59 | 7.96 | 7.96 | 7.96 | 7.96 | 0 | 0 | 0 | 0 | 0 | 0 | 0 | 0 | 0 | 0 | 0 | 0 | 0 | 0 | 0 | 0 | 0 | 0 | System Off | 0 | 0
6959 | 6959 | 2012-10-16 22:59 | 7.59 | 7.59 | 7.59 | 7.59 | 0 | 0 | 0 | 0 | 0 | 0 | 0 | 0 | 0 | 0 | 0 | 0 | 0 | 0 | 0 | 0 | 0 | 0 | System Off | 0 | 0
6960 | 6960 | 2012-10-16 23:59 | 7.22 | 7.22 | 7.22 | 7.22 | 0 | 0 | 0 | 0 | 0 | 0 | 0 | 0 | 0 | 0 | 0 | 0 | 0 | 0 | 0 | 0 | 0 | 0 | System Off | 0 | 0
6961 | 6961 | 2012-10-17 00:59 | 7.08 | 7.08 | 7.08 | 7.08 | 0 | 0 | 0 | 0 | 0 | 0 | 0 | 0 | 0 | 0 | 0 | 0 | 0 | 0 | 0 | 0 | 0 | 0 | System Off | 0 | 0
6962 | 6962 | 2012-10-17 01:59 | 6.94 | 6.94 | 6.94 | 6.94 | 0 | 0 | 0 | 0 | 0 | 0 | 0 | 0 | 0 | 0 | 0 | 0 | 0 | 0 | 0 | 0 | 0 | 0 | System Off | 0 | 0
6963 | 6963 | 2012-10-17 02:59 | 6.8 | 6.8 | 6.8 | 6.8 | 0 | 0 | 0 | 0 | 0 | 0 | 0 | 0 | 0 | 0 | 0 | 0 | 0 | 0 | 0 | 0 | 0 | 0 | System Off | 0 | 0
6964 | 6964 | 2012-10-17 03:59 | 7.46 | 7.46 | 7.46 | 7.46 | 0 | 0 | 0 | 0 | 0 | 0 | 0 | 0 | 0 | 0 | 0 | 0 | 0 | 0 | 0 | 0 | 0 | 0 | System Off | 0 | 0
6965 | 6965 | 2012-10-17 04:59 | 8.12 | 8.12 | 8.12 | 8.12 | 0 | 0 | 0 | 0 | 0 | 0 | 0 | 0 | 0 | 0 | 0 | 0 | 0 | 0 | 0 | 0 | 0 | 0 | System Off | 0 | 0
6966 | 6966 | 2012-10-17 05:59 | 8.77 | 8.77 | 8.77 | 8.77 | 0 | 0 | 0 | 0 | 0 | 0 | 0 | 0 | 0 | 0 | 0 | 0 | 0 | 0 | 0 | 0 | 0 | 0 | System Off | 0 | 0
6967 | 6967 | 2012-10-17 06:59 | 10.02 | 10.82 | 10.82 | 10.02 | 56.46 | 20.19 | 22.77 | 21 | 14 | 66.34 | 0.44 | 0.3 | 0.3 | 0.01 | 18.38 | 0 | 0 | 16.59 | 0.76636 | 0.09408 | 0 | 0 | System Off | 0 | 0
6968 | 6968 | 2012-10-17 07:59 | 11.28 | 12.77 | 12.77 | 11.28 | 110.61 | 73.4 | 43.72 | 40 | 14.4 | 126.49 | 0.69 | 0.58 | 0.57 | 0.03 | 52.54 | 0 | 0 | 31.44 | 0.77731 | 0.09408 | 0 | 0 | System Off | 0 | 0
6969 | 6969 | 2012-10-17 08:59 | 12.53 | 14.31 | 14.31 | 12.53 | 136.25 | 98.59 | 53.74 | 49 | 14.48 | 154.61 | 0.74 | 0.64 | 0.62 | 0.04 | 62.67 | 0 | 0 | 38.47 | 0.78636 | 0.09408 | 0 | 0 | System Off | 0 | 0
6970 | 6970 | 2012-10-17 09:59 | 13.72 | 18.23 | 18.23 | 13.72 | 358.14 | 316.42 | 137.96 | 128 | 14.57 | 391.22 | 0.8 | 0.81 | 0.79 | 0.11 | 192.91 | 0 | 0 | 100.39 | 0.80859 | 0.09408 | 0 | 0 | System Off | 1 | 0
6971 | 6971 | 2012-10-17 10:59 | 14.92 | 20.25 | 20.25 | 14.92 | 426.98 | 383.95 | 164.65 | 153 | 14.53 | 463.43 | 0.85 | 0.83 | 0.81 | 0.14 | 236.14 | 0 | 0 | 120.05 | 0.82065 | 0.09408 | 0 | 0 | System Off | 1 | 0
6972 | 6972 | 2012-10-17 11:59 | 16.11 | 18.04 | 18.04 | 16.11 | 150.63 | 112.71 | 60.12 | 55 | 14.26 | 170.6 | 0.67 | 0.66 | 0.65 | 0.04 | 69.09 | 0 | 0 | 43.3 | 0.80881 | 0.09408 | 0 | 0 | System Off | 0 | 0
6973 | 6973 | 2012-10-17 12:59 | 16.16 | 18.1 | 18.1 | 16.16 | 145.82 | 107.99 | 58.29 | 54 | 14.06 | 165.39 | 0.69 | 0.65 | 0.64 | 0.04 | 71.24 | 0 | 0 | 42.63 | 0.80894 | 0.09408 | 0 | 0 | System Off | 0 | 0
6974 | 6974 | 2012-10-17 13:59 | 16.21 | 17.63 | 17.63 | 16.21 | 101.12 | 64.07 | 40.99 | 38 | 13.86 | 116.49 | 0.49 | 0.55 | 0.54 | 0.02 | 47.08 | 0 | 0 | 30.07 | 0.80613 | 0.09408 | 0 | 0 | System Off | 0 | 0
6975 | 6975 | 2012-10-17 14:59 | 16.27 | 17.62 | 17.62 | 16.27 | 91.74 | 54.86 | 37.35 | 34 | 14.05 | 106.14 | 0.54 | 0.52 | 0.51 | 0.02 | 42.43 | 0 | 0 | 26.84 | 0.80569 | 0.09408 | 0 | 0 | System Off | 0 | 0
6976 | 6976 | 2012-10-17 15:59 | 16.11 | 16.18 | 16.18 | 16.11 | 3.87 | 0 | 1.82 | 1 | 20.16 | 5.21 | 0 | 0 | 0 | 0 | 0 | 0 | 0 | 0.73 | 0.79827 | 0.09408 | 0 | 0 | System Off | 0 | 0
6977 | 6977 | 2012-10-17 16:59 | 15.96 | 15.96 | 15.96 | 15.96 | 0 | 0 | 0 | 0 | 0 | 0 | 0 | 0 | 0 | 0 | 0 | 0 | 0 | 0 | 0 | 0 | 0 | 0 | System Off | 0 | 0
6978 | 6978 | 2012-10-17 17:59 | 15.81 | 15.81 | 15.81 | 15.81 | 0 | 0 | 0 | 0 | 0 | 0 | 0 | 0 | 0 | 0 | 0 | 0 | 0 | 0 | 0 | 0 | 0 | 0 | System Off | 0 | 0
6979 | 6979 | 2012-10-17 18:59 | 16 | 16 | 16 | 16 | 0 | 0 | 0 | 0 | 0 | 0 | 0 | 0 | 0 | 0 | 0 | 0 | 0 | 0 | 0 | 0 | 0 | 0 | System Off | 0 | 0
6980 | 6980 | 2012-10-17 19:59 | 16.2 | 16.2 | 16.2 | 16.2 | 0 | 0 | 0 | 0 | 0 | 0 | 0 | 0 | 0 | 0 | 0 | 0 | 0 | 0 | 0 | 0 | 0 | 0 | System Off | 0 | 0
6981 | 6981 | 2012-10-17 20:59 | 16.4 | 16.4 | 16.4 | 16.4 | 0 | 0 | 0 | 0 | 0 | 0 | 0 | 0 | 0 | 0 | 0 | 0 | 0 | 0 | 0 | 0 | 0 | 0 | System Off | 0 | 0
6982 | 6982 | 2012-10-17 21:59 | 16.44 | 16.44 | 16.44 | 16.44 | 0 | 0 | 0 | 0 | 0 | 0 | 0 | 0 | 0 | 0 | 0 | 0 | 0 | 0 | 0 | 0 | 0 | 0 | System Off | 0 | 0
6983 | 6983 | 2012-10-17 22:59 | 16.48 | 16.48 | 16.48 | 16.48 | 0 | 0 | 0 | 0 | 0 | 0 | 0 | 0 | 0 | 0 | 0 | 0 | 0 | 0 | 0 | 0 | 0 | 0 | System Off | 0 | 0
6984 | 6984 | 2012-10-17 23:59 | 16.52 | 16.52 | 16.52 | 16.52 | 0 | 0 | 0 | 0 | 0 | 0 | 0 | 0 | 0 | 0 | 0 | 0 | 0 | 0 | 0 | 0 | 0 | 0 | System Off | 0 | 0
6985 | 6985 | 2012-10-18 00:59 | 16.03 | 16.03 | 16.03 | 16.03 | 0 | 0 | 0 | 0 | 0 | 0 | 0 | 0 | 0 | 0 | 0 | 0 | 0 | 0 | 0 | 0 | 0 | 0 | System Off | 0 | 0
6986 | 6986 | 2012-10-18 01:59 | 15.53 | 15.53 | 15.53 | 15.53 | 0 | 0 | 0 | 0 | 0 | 0 | 0 | 0 | 0 | 0 | 0 | 0 | 0 | 0 | 0 | 0 | 0 | 0 | System Off | 0 | 0
6987 | 6987 | 2012-10-18 02:59 | 15.04 | 15.04 | 15.04 | 15.04 | 0 | 0 | 0 | 0 | 0 | 0 | 0 | 0 | 0 | 0 | 0 | 0 | 0 | 0 | 0 | 0 | 0 | 0 | System Off | 0 | 0
6988 | 6988 | 2012-10-18 03:59 | 14.93 | 14.93 | 14.93 | 14.93 | 0 | 0 | 0 | 0 | 0 | 0 | 0 | 0 | 0 | 0 | 0 | 0 | 0 | 0 | 0 | 0 | 0 | 0 | System Off | 0 | 0
6989 | 6989 | 2012-10-18 04:59 | 14.82 | 14.82 | 14.82 | 14.82 | 0 | 0 | 0 | 0 | 0 | 0 | 0 | 0 | 0 | 0 | 0 | 0 | 0 | 0 | 0 | 0 | 0 | 0 | System Off | 0 | 0
6990 | 6990 | 2012-10-18 05:59 | 14.71 | 14.71 | 14.71 | 14.71 | 0 | 0 | 0 | 0 | 0 | 0 | 0 | 0 | 0 | 0 | 0 | 0 | 0 | 0 | 0 | 0 | 0 | 0 | System Off | 0 | 0
6991 | 6991 | 2012-10-18 06:59 | 15.65 | 19.03 | 19.03 | 15.65 | 246.46 | 206.82 | 96.73 | 89 | 14.42 | 273.49 | 0.72 | 0.76 | 0.74 | 0.07 | 188.28 | 0 | 0 | 69.93 | 0.81264 | 0.09408 | 0 | 0 | System Off | 1 | 0
6992 | 6992 | 2012-10-18 07:59 | 16.59 | 31.91 | 31.91 | 16.59 | 1155.62 | 1097.13 | 442.69 | 419 | 14.36 | 1191.87 | 0.9 | 0.92 | 0.9 | 0.4 | 785.36 | 0 | 0 | 329.48 | 0.8831 | 0.09408 | 0 | 0 | System Off | 1 | 0
6993 | 6993 | 2012-10-18 08:59 | 17.53 | 27.41 | 27.41 | 17.53 | 749.39 | 699.87 | 288.11 | 270 | 14.46 | 789.29 | 0.87 | 0.89 | 0.87 | 0.25 | 444.92 | 0 | 0 | 212.07 | 0.85949 | 0.09408 | 0 | 0 | System Off | 1 | 0
6994 | 6994 | 2012-10-18 09:59 | 18.43 | 27.6 | 27.6 | 18.43 | 699.59 | 651.1 | 270.74 | 253 | 14.4 | 741.17 | 0.89 | 0.88 | 0.86 | 0.24 | 396.96 | 0 | 0 | 198.85 | 0.86173 | 0.09408 | 0 | 0 | System Off | 1 | 0
6995 | 6995 | 2012-10-18 10:59 | 19.33 | 24.05 | 24.05 | 19.33 | 357.6 | 315.89 | 141.18 | 131 | 14.22 | 391.75 | 0.78 | 0.81 | 0.79 | 0.11 | 194.28 | 0 | 0 | 103.2 | 0.84322 | 0.09408 | 0 | 0 | System Off | 1 | 0
6996 | 6996 | 2012-10-18 11:59 | 20.23 | 27.65 | 27.65 | 20.23 | 574.54 | 528.6 | 224.77 | 210 | 14.25 | 615.2 | 0.85 | 0.86 | 0.84 | 0.19 | 324.03 | 0 | 0 | 165.38 | 0.86444 | 0.09408 | 0 | 0 | System Off | 1 | 0
6997 | 6997 | 2012-10-18 12:59 | 20.37 | 29.56 | 29.56 | 20.37 | 687.04 | 638.82 | 267.84 | 251 | 14.26 | 727.74 | 0.86 | 0.88 | 0.86 | 0.23 | 421.39 | 0 | 0 | 197.65 | 0.87347 | 0.09408 | 0 | 0 | System Off | 1 | 0
6998 | 6998 | 2012-10-18 13:59 | 20.51 | 30.04 | 30.04 | 20.51 | 684.64 | 636.46 | 267.02 | 251 | 14.21 | 724.14 | 0.86 | 0.88 | 0.86 | 0.23 | 467.61 | 0 | 0 | 197.77 | 0.87438 | 0.09408 | 0 | 0 | System Off | 1 | 0
6999 | 6999 | 2012-10-18 14:59 | 20.66 | 29.57 | 29.57 | 20.66 | 600.59 | 554.13 | 239.44 | 220 | 14.22 | 650.54 | 0.84 | 0.85 | 0.83 | 0.2 | 428.59 | 0 | 0 | 173.32 | 0.86912 | 0.09408 | 0 | 0 | System Off | 1 | 0
7000 | 7000 | 2012-10-18 15:59 | 19.73 | 20.33 | 20.33 | 19.73 | 34.67 | 0 | 16.07 | 13 | 13.89 | 45.22 | 0 | 0 | 0 | 0 | 0 | 0 | 0 | 10.28 | 0.82233 | 0.09408 | 0 | 0 | System Off | 0 | 0
7001 | 7001 | 2012-10-18 16:59 | 18.8 | 18.8 | 18.8 | 18.8 | 0 | 0 | 0 | 0 | 0 | 0 | 0 | 0 | 0 | 0 | 0 | 0 | 0 | 0 | 0 | 0 | 0 | 0 | System Off | 0 | 0
7002 | 7002 | 2012-10-18 17:59 | 17.88 | 17.88 | 17.88 | 17.88 | 0 | 0 | 0 | 0 | 0 | 0 | 0 | 0 | 0 | 0 | 0 | 0 | 0 | 0 | 0 | 0 | 0 | 0 | System Off | 0 | 0
7003 | 7003 | 2012-10-18 18:59 | 17.57 | 17.57 | 17.57 | 17.57 | 0 | 0 | 0 | 0 | 0 | 0 | 0 | 0 | 0 | 0 | 0 | 0 | 0 | 0 | 0 | 0 | 0 | 0 | System Off | 0 | 0
7004 | 7004 | 2012-10-18 19:59 | 17.26 | 17.26 | 17.26 | 17.26 | 0 | 0 | 0 | 0 | 0 | 0 | 0 | 0 | 0 | 0 | 0 | 0 | 0 | 0 | 0 | 0 | 0 | 0 | System Off | 0 | 0
7005 | 7005 | 2012-10-18 20:59 | 16.95 | 16.95 | 16.95 | 16.95 | 0 | 0 | 0 | 0 | 0 | 0 | 0 | 0 | 0 | 0 | 0 | 0 | 0 | 0 | 0 | 0 | 0 | 0 | System Off | 0 | 0
7006 | 7006 | 2012-10-18 21:59 | 16.91 | 16.91 | 16.91 | 16.91 | 0 | 0 | 0 | 0 | 0 | 0 | 0 | 0 | 0 | 0 | 0 | 0 | 0 | 0 | 0 | 0 | 0 | 0 | System Off | 0 | 0
7007 | 7007 | 2012-10-18 22:59 | 16.86 | 16.86 | 16.86 | 16.86 | 0 | 0 | 0 | 0 | 0 | 0 | 0 | 0 | 0 | 0 | 0 | 0 | 0 | 0 | 0 | 0 | 0 | 0 | System Off | 0 | 0
7008 | 7008 | 2012-10-18 23:59 | 16.82 | 16.82 | 16.82 | 16.82 | 0 | 0 | 0 | 0 | 0 | 0 | 0 | 0 | 0 | 0 | 0 | 0 | 0 | 0 | 0 | 0 | 0 | 0 | System Off | 0 | 0
7009 | 7009 | 2012-10-19 00:59 | 16.56 | 16.56 | 16.56 | 16.56 | 0 | 0 | 0 | 0 | 0 | 0 | 0 | 0 | 0 | 0 | 0 | 0 | 0 | 0 | 0 | 0 | 0 | 0 | System Off | 0 | 0
7010 | 7010 | 2012-10-19 01:59 | 16.31 | 16.31 | 16.31 | 16.31 | 0 | 0 | 0 | 0 | 0 | 0 | 0 | 0 | 0 | 0 | 0 | 0 | 0 | 0 | 0 | 0 | 0 | 0 | System Off | 0 | 0
7011 | 7011 | 2012-10-19 02:59 | 16.05 | 16.05 | 16.05 | 16.05 | 0 | 0 | 0 | 0 | 0 | 0 | 0 | 0 | 0 | 0 | 0 | 0 | 0 | 0 | 0 | 0 | 0 | 0 | System Off | 0 | 0
7012 | 7012 | 2012-10-19 03:59 | 15.78 | 15.78 | 15.78 | 15.78 | 0 | 0 | 0 | 0 | 0 | 0 | 0 | 0 | 0 | 0 | 0 | 0 | 0 | 0 | 0 | 0 | 0 | 0 | System Off | 0 | 0
7013 | 7013 | 2012-10-19 04:59 | 15.5 | 15.5 | 15.5 | 15.5 | 0 | 0 | 0 | 0 | 0 | 0 | 0 | 0 | 0 | 0 | 0 | 0 | 0 | 0 | 0 | 0 | 0 | 0 | System Off | 0 | 0
7014 | 7014 | 2012-10-19 05:59 | 15.22 | 15.22 | 15.22 | 15.22 | 0 | 0 | 0 | 0 | 0 | 0 | 0 | 0 | 0 | 0 | 0 | 0 | 0 | 0 | 0 | 0 | 0 | 0 | System Off | 0 | 0
7015 | 7015 | 2012-10-19 06:59 | 16.52 | 26.18 | 26.18 | 16.52 | 652.59 | 605.07 | 253.76 | 235 | 14.46 | 698.44 | 0.87 | 0.87 | 0.85 | 0.22 | 550.85 | 0 | 0 | 184.56 | 0.8464 | 0.09408 | 0 | 0 | System Off | 1 | 0
7016 | 7016 | 2012-10-19 07:59 | 17.81 | 36.15 | 36.15 | 17.81 | 1246.23 | 1185.61 | 483.89 | 458 | 14.17 | 1281.28 | 0.89 | 0.93 | 0.9 | 0.43 | 848.7 | 0 | 0 | 361.03 | 0.89872 | 0.09408 | 0 | 0 | System Off | 1 | 0
7017 | 7017 | 2012-10-19 08:59 | 19.11 | 42.61 | 42.61 | 19.11 | 1578.87 | 1510.07 | 622.21 | 592 | 13.89 | 1605.44 | 0.88 | 0.94 | 0.92 | 0.55 | 959.98 | 0 | 0 | 468.33 | 0.93424 | 0.09408 | 0 | 0 | System Off | 1 | 0
7018 | 7018 | 2012-10-19 09:59 | 20.09 | 46.47 | 46.47 | 20.09 | 1745.77 | 1672.65 | 696.52 | 663 | 13.71 | 1768.92 | 0.86 | 0.95 | 0.92 | 0.6 | 1019.77 | 0 | 0 | 525.66 | 0.92635 | 0.09408 | 0 | 0 | System Off | 1 | 0
7019 | 7019 | 2012-10-19 10:59 | 21.07 | 47.8 | 47.8 | 21.07 | 1752.15 | 1678.86 | 703.02 | 669 | 13.64 | 1775.64 | 0.87 | 0.95 | 0.92 | 0.61 | 1032.54 | 0 | 0 | 530.91 | 0.93392 | 0.09408 | 0 | 0 | System Off | 1 | 0
7020 | 7020 | 2012-10-19 11:59 | 22.05 | 47.11 | 47.11 | 22.05 | 1636.79 | 1566.51 | 656.45 | 624 | 13.66 | 1662.79 | 0.87 | 0.94 | 0.92 | 0.57 | 960.26 | 0 | 0 | 495.07 | 0.93119 | 0.09408 | 0 | 0 | System Off | 1 | 0
7021 | 7021 | 2012-10-19 12:59 | 21.75 | 42.94 | 42.94 | 21.75 | 1316.09 | 1253.8 | 523.63 | 497 | 13.79 | 1349.23 | 0.86 | 0.93 | 0.91 | 0.45 | 827.06 | 0 | 0 | 393.66 | 0.93219 | 0.09408 | 0 | 0 | System Off | 1 | 0
7022 | 7022 | 2012-10-19 13:59 | 21.45 | 40.17 | 40.17 | 21.45 | 1094.61 | 1037.52 | 434.63 | 411 | 13.87 | 1132.52 | 0.87 | 0.92 | 0.89 | 0.38 | 762.27 | 0 | 0 | 325.22 | 0.91274 | 0.09408 | 0 | 0 | System Off | 1 | 0
7023 | 7023 | 2012-10-19 14:59 | 21.15 | 33.84 | 33.84 | 21.15 | 681.46 | 633.35 | 275.68 | 253 | 14.03 | 736.65 | 0.83 | 0.86 | 0.84 | 0.23 | 489.86 | 0 | 0 | 199.8 | 0.87889 | 0.09408 | 0 | 0 | System Off | 1 | 0
7024 | 7024 | 2012-10-19 15:59 | 19.74 | 19.82 | 19.82 | 19.74 | 3.79 | 0 | 1.82 | 1 | 19.74 | 5.14 | 0 | 0 | 0 | 0 | 0 | 0 | 0 | 0.73 | 0.81999 | 0.09408 | 0 | 0 | System Off | 0 | 0
7025 | 7025 | 2012-10-19 16:59 | 18.34 | 18.34 | 18.34 | 18.34 | 0 | 0 | 0 | 0 | 0 | 0 | 0 | 0 | 0 | 0 | 0 | 0 | 0 | 0 | 0 | 0 | 0 | 0 | System Off | 0 | 0
7026 | 7026 | 2012-10-19 17:59 | 16.94 | 16.94 | 16.94 | 16.94 | 0 | 0 | 0 | 0 | 0 | 0 | 0 | 0 | 0 | 0 | 0 | 0 | 0 | 0 | 0 | 0 | 0 | 0 | System Off | 0 | 0
7027 | 7027 | 2012-10-19 18:59 | 16.37 | 16.37 | 16.37 | 16.37 | 0 | 0 | 0 | 0 | 0 | 0 | 0 | 0 | 0 | 0 | 0 | 0 | 0 | 0 | 0 | 0 | 0 | 0 | System Off | 0 | 0
7028 | 7028 | 2012-10-19 19:59 | 15.81 | 15.81 | 15.81 | 15.81 | 0 | 0 | 0 | 0 | 0 | 0 | 0 | 0 | 0 | 0 | 0 | 0 | 0 | 0 | 0 | 0 | 0 | 0 | System Off | 0 | 0
7029 | 7029 | 2012-10-19 20:59 | 15.24 | 15.24 | 15.24 | 15.24 | 0 | 0 | 0 | 0 | 0 | 0 | 0 | 0 | 0 | 0 | 0 | 0 | 0 | 0 | 0 | 0 | 0 | 0 | System Off | 0 | 0
7030 | 7030 | 2012-10-19 21:59 | 15.19 | 15.19 | 15.19 | 15.19 | 0 | 0 | 0 | 0 | 0 | 0 | 0 | 0 | 0 | 0 | 0 | 0 | 0 | 0 | 0 | 0 | 0 | 0 | System Off | 0 | 0
7031 | 7031 | 2012-10-19 22:59 | 15.13 | 15.13 | 15.13 | 15.13 | 0 | 0 | 0 | 0 | 0 | 0 | 0 | 0 | 0 | 0 | 0 | 0 | 0 | 0 | 0 | 0 | 0 | 0 | System Off | 0 | 0
7032 | 7032 | 2012-10-19 23:59 | 15.08 | 15.08 | 15.08 | 15.08 | 0 | 0 | 0 | 0 | 0 | 0 | 0 | 0 | 0 | 0 | 0 | 0 | 0 | 0 | 0 | 0 | 0 | 0 | System Off | 0 | 0
7033 | 7033 | 2012-10-20 00:59 | 15.6 | 15.6 | 15.6 | 15.6 | 0 | 0 | 0 | 0 | 0 | 0 | 0 | 0 | 0 | 0 | 0 | 0 | 0 | 0 | 0 | 0 | 0 | 0 | System Off | 0 | 0
7034 | 7034 | 2012-10-20 01:59 | 16.12 | 16.12 | 16.12 | 16.12 | 0 | 0 | 0 | 0 | 0 | 0 | 0 | 0 | 0 | 0 | 0 | 0 | 0 | 0 | 0 | 0 | 0 | 0 | System Off | 0 | 0
7035 | 7035 | 2012-10-20 02:59 | 16.64 | 16.64 | 16.64 | 16.64 | 0 | 0 | 0 | 0 | 0 | 0 | 0 | 0 | 0 | 0 | 0 | 0 | 0 | 0 | 0 | 0 | 0 | 0 | System Off | 0 | 0
7036 | 7036 | 2012-10-20 03:59 | 16.52 | 16.52 | 16.52 | 16.52 | 0 | 0 | 0 | 0 | 0 | 0 | 0 | 0 | 0 | 0 | 0 | 0 | 0 | 0 | 0 | 0 | 0 | 0 | System Off | 0 | 0
7037 | 7037 | 2012-10-20 04:59 | 16.4 | 16.4 | 16.4 | 16.4 | 0 | 0 | 0 | 0 | 0 | 0 | 0 | 0 | 0 | 0 | 0 | 0 | 0 | 0 | 0 | 0 | 0 | 0 | System Off | 0 | 0
7038 | 7038 | 2012-10-20 05:59 | 16.28 | 16.28 | 16.28 | 16.28 | 0 | 0 | 0 | 0 | 0 | 0 | 0 | 0 | 0 | 0 | 0 | 0 | 0 | 0 | 0 | 0 | 0 | 0 | System Off | 0 | 0
7039 | 7039 | 2012-10-20 06:59 | 17.24 | 19.99 | 19.99 | 17.24 | 150.87 | 112.95 | 60.72 | 56 | 14.03 | 171.08 | 0.66 | 0.66 | 0.65 | 0.04 | 102.83 | 0 | 0 | 44.22 | 0.81581 | 0.09408 | 0 | 0 | System Off | 1 | 0
7040 | 7040 | 2012-10-20 07:59 | 18.19 | 25.73 | 25.73 | 18.19 | 419.3 | 376.41 | 164.42 | 153 | 14.27 | 453.33 | 0.85 | 0.83 | 0.81 | 0.14 | 269.45 | 0 | 0 | 120.45 | 0.84059 | 0.09408 | 0 | 0 | System Off | 1 | 0
7041 | 7041 | 2012-10-20 08:59 | 19.15 | 46.84 | 46.84 | 19.15 | 1483.44 | 1417.05 | 596.45 | 567 | 13.63 | 1512.52 | 0.86 | 0.94 | 0.91 | 0.51 | 900.84 | 0 | 0 | 450.05 | 0.92985 | 0.09408 | 0 | 0 | System Off | 1 | 0
7042 | 7042 | 2012-10-20 09:59 | 20 | 54.88 | 54.88 | 20 | 1753.23 | 1679.91 | 724.07 | 690 | 13.23 | 1775.07 | 0.84 | 0.95 | 0.92 | 0.61 | 1024.2 | 0 | 0 | 550.39 | 0.93195 | 0.09408 | 0 | 0 | System Off | 1 | 0
7043 | 7043 | 2012-10-20 10:59 | 20.86 | 58.19 | 58.19 | 20.86 | 1780.52 | 1706.48 | 745.47 | 710 | 13.06 | 1801.69 | 0.83 | 0.95 | 0.92 | 0.62 | 1049.52 | 0 | 0 | 567.56 | 0.94175 | 0.09408 | 0 | 0 | System Off | 1 | 0
7044 | 7044 | 2012-10-20 11:59 | 21.72 | 56.85 | 56.85 | 21.72 | 1610.57 | 1540.97 | 673.2 | 641 | 13.09 | 1636.5 | 0.83 | 0.94 | 0.92 | 0.56 | 944.6 | 0 | 0 | 512.25 | 0.93339 | 0.09408 | 0 | 0 | System Off | 1 | 0
7045 | 7045 | 2012-10-20 12:59 | 21.46 | 46.71 | 46.71 | 21.46 | 1254.08 | 1193.27 | 507.9 | 481 | 13.58 | 1288.63 | 0.85 | 0.93 | 0.9 | 0.43 | 787.13 | 0 | 0 | 382.01 | 0.92734 | 0.09408 | 0 | 0 | System Off | 1 | 0
7046 | 7046 | 2012-10-20 13:59 | 21.19 | 37.64 | 37.64 | 21.19 | 871.92 | 819.79 | 346.49 | 326 | 13.93 | 912.06 | 0.87 | 0.9 | 0.88 | 0.3 | 602.3 | 0 | 0 | 257.77 | 0.89389 | 0.09408 | 0 | 0 | System Off | 1 | 0
7047 | 7047 | 2012-10-20 14:59 | 20.93 | 26.11 | 26.11 | 20.93 | 281.91 | 241.61 | 113.91 | 105 | 13.98 | 313.61 | 0.79 | 0.77 | 0.75 | 0.09 | 186.87 | 0 | 0 | 82.97 | 0.84792 | 0.09408 | 0 | 0 | System Off | 1 | 0
7048 | 7048 | 2012-10-20 15:59 | 19.43 | 19.43 | 19.43 | 19.43 | 0 | 0 | 0 | 0 | 0 | 0 | 0 | 0 | 0 | 0 | 0 | 0 | 0 | 0 | 0 | 0 | 0 | 0 | System Off | 0 | 0
7049 | 7049 | 2012-10-20 16:59 | 17.94 | 17.94 | 17.94 | 17.94 | 0 | 0 | 0 | 0 | 0 | 0 | 0 | 0 | 0 | 0 | 0 | 0 | 0 | 0 | 0 | 0 | 0 | 0 | System Off | 0 | 0
7050 | 7050 | 2012-10-20 17:59 | 16.45 | 16.45 | 16.45 | 16.45 | 0 | 0 | 0 | 0 | 0 | 0 | 0 | 0 | 0 | 0 | 0 | 0 | 0 | 0 | 0 | 0 | 0 | 0 | System Off | 0 | 0
7051 | 7051 | 2012-10-20 18:59 | 15.79 | 15.79 | 15.79 | 15.79 | 0 | 0 | 0 | 0 | 0 | 0 | 0 | 0 | 0 | 0 | 0 | 0 | 0 | 0 | 0 | 0 | 0 | 0 | System Off | 0 | 0
7052 | 7052 | 2012-10-20 19:59 | 15.13 | 15.13 | 15.13 | 15.13 | 0 | 0 | 0 | 0 | 0 | 0 | 0 | 0 | 0 | 0 | 0 | 0 | 0 | 0 | 0 | 0 | 0 | 0 | System Off | 0 | 0
7053 | 7053 | 2012-10-20 20:59 | 14.47 | 14.47 | 14.47 | 14.47 | 0 | 0 | 0 | 0 | 0 | 0 | 0 | 0 | 0 | 0 | 0 | 0 | 0 | 0 | 0 | 0 | 0 | 0 | System Off | 0 | 0
7054 | 7054 | 2012-10-20 21:59 | 14.08 | 14.08 | 14.08 | 14.08 | 0 | 0 | 0 | 0 | 0 | 0 | 0 | 0 | 0 | 0 | 0 | 0 | 0 | 0 | 0 | 0 | 0 | 0 | System Off | 0 | 0
7055 | 7055 | 2012-10-20 22:59 | 13.7 | 13.7 | 13.7 | 13.7 | 0 | 0 | 0 | 0 | 0 | 0 | 0 | 0 | 0 | 0 | 0 | 0 | 0 | 0 | 0 | 0 | 0 | 0 | System Off | 0 | 0
7056 | 7056 | 2012-10-20 23:59 | 13.31 | 13.31 | 13.31 | 13.31 | 0 | 0 | 0 | 0 | 0 | 0 | 0 | 0 | 0 | 0 | 0 | 0 | 0 | 0 | 0 | 0 | 0 | 0 | System Off | 0 | 0
7057 | 7057 | 2012-10-21 00:59 | 13.35 | 13.35 | 13.35 | 13.35 | 0 | 0 | 0 | 0 | 0 | 0 | 0 | 0 | 0 | 0 | 0 | 0 | 0 | 0 | 0 | 0 | 0 | 0 | System Off | 0 | 0
7058 | 7058 | 2012-10-21 01:59 | 13.4 | 13.4 | 13.4 | 13.4 | 0 | 0 | 0 | 0 | 0 | 0 | 0 | 0 | 0 | 0 | 0 | 0 | 0 | 0 | 0 | 0 | 0 | 0 | System Off | 0 | 0
7059 | 7059 | 2012-10-21 02:59 | 13.44 | 13.44 | 13.44 | 13.44 | 0 | 0 | 0 | 0 | 0 | 0 | 0 | 0 | 0 | 0 | 0 | 0 | 0 | 0 | 0 | 0 | 0 | 0 | System Off | 0 | 0
7060 | 7060 | 2012-10-21 03:59 | 12.82 | 12.82 | 12.82 | 12.82 | 0 | 0 | 0 | 0 | 0 | 0 | 0 | 0 | 0 | 0 | 0 | 0 | 0 | 0 | 0 | 0 | 0 | 0 | System Off | 0 | 0
7061 | 7061 | 2012-10-21 04:59 | 12.2 | 12.2 | 12.2 | 12.2 | 0 | 0 | 0 | 0 | 0 | 0 | 0 | 0 | 0 | 0 | 0 | 0 | 0 | 0 | 0 | 0 | 0 | 0 | System Off | 0 | 0
7062 | 7062 | 2012-10-21 05:59 | 11.57 | 11.57 | 11.57 | 11.57 | 0 | 0 | 0 | 0 | 0 | 0 | 0 | 0 | 0 | 0 | 0 | 0 | 0 | 0 | 0 | 0 | 0 | 0 | System Off | 0 | 0
7063 | 7063 | 2012-10-21 06:59 | 13.2 | 18.49 | 18.49 | 13.2 | 316.52 | 275.58 | 122.73 | 114 | 14.46 | 347.69 | 0.81 | 0.79 | 0.78 | 0.1 | 250.88 | 0 | 0 | 89.53 | 0.80282 | 0.09408 | 0 | 0 | System Off | 1 | 0
7064 | 7064 | 2012-10-21 07:59 | 14.83 | 37.42 | 37.42 | 14.83 | 1387.76 | 1323.73 | 538.97 | 511 | 14.14 | 1419.98 | 0.89 | 0.93 | 0.91 | 0.48 | 947.57 | 0 | 0 | 402.95 | 0.89045 | 0.09408 | 0 | 0 | System Off | 1 | 0
7065 | 7065 | 2012-10-21 08:59 | 16.46 | 45.76 | 45.76 | 16.46 | 1813.62 | 1738.7 | 719.15 | 686 | 13.77 | 1831.79 | 0.88 | 0.95 | 0.93 | 0.63 | 1105.32 | 0 | 0 | 543.52 | 0.93621 | 0.09408 | 0 | 0 | System Off | 1 | 0
7066 | 7066 | 2012-10-21 09:59 | 17.85 | 51.33 | 51.33 | 17.85 | 2029.12 | 1948.32 | 819.76 | 783 | 13.5 | 2040.18 | 0.85 | 0.95 | 0.93 | 0.7 | 1187.84 | 0 | 0 | 622.51 | 0.93616 | 0.09408 | 0 | 0 | System Off | 1 | 0
7067 | 7067 | 2012-10-21 10:59 | 19.24 | 34.07 | 34.07 | 19.24 | 926.19 | 872.87 | 362.6 | 341 | 14.15 | 968.02 | 0.88 | 0.9 | 0.88 | 0.32 | 536.83 | 0 | 0 | 268.89 | 0.88444 | 0.09408 | 0 | 0 | System Off | 1 | 0
7068 | 7068 | 2012-10-21 11:59 | 20.63 | 27.34 | 27.34 | 20.63 | 411.95 | 369.21 | 163.66 | 152 | 14.12 | 448.48 | 0.79 | 0.82 | 0.8 | 0.13 | 226.32 | 0 | 0 | 119.9 | 0.85541 | 0.09408 | 0 | 0 | System Off | 1 | 0
7069 | 7069 | 2012-10-21 12:59 | 20.73 | 25.58 | 25.58 | 20.73 | 287.12 | 246.73 | 115.08 | 107 | 13.98 | 317.48 | 0.78 | 0.78 | 0.76 | 0.09 | 162.75 | 0 | 0 | 84.56 | 0.8471 | 0.09408 | 0 | 0 | System Off | 1 | 0
7070 | 7070 | 2012-10-21 13:59 | 20.83 | 39.99 | 39.99 | 20.83 | 1113.36 | 1055.83 | 441.33 | 417 | 13.91 | 1150.83 | 0.86 | 0.92 | 0.9 | 0.38 | 775.72 | 0 | 0 | 329.82 | 0.90997 | 0.09408 | 0 | 0 | System Off | 1 | 0
7071 | 7071 | 2012-10-21 14:59 | 20.93 | 31.14 | 31.14 | 20.93 | 566.25 | 520.49 | 228.19 | 210 | 14.04 | 616.2 | 0.83 | 0.84 | 0.83 | 0.19 | 402.57 | 0 | 0 | 165.81 | 0.86889 | 0.09408 | 0 | 0 | System Off | 1 | 0
7072 | 7072 | 2012-10-21 15:59 | 19.04 | 19.04 | 19.04 | 19.04 | 0 | 0 | 0 | 0 | 0 | 0 | 0 | 0 | 0 | 0 | 0 | 0 | 0 | 0 | 0 | 0 | 0 | 0 | System Off | 0 | 0
7073 | 7073 | 2012-10-21 16:59 | 17.16 | 17.16 | 17.16 | 17.16 | 0 | 0 | 0 | 0 | 0 | 0 | 0 | 0 | 0 | 0 | 0 | 0 | 0 | 0 | 0 | 0 | 0 | 0 | System Off | 0 | 0
7074 | 7074 | 2012-10-21 17:59 | 15.28 | 15.28 | 15.28 | 15.28 | 0 | 0 | 0 | 0 | 0 | 0 | 0 | 0 | 0 | 0 | 0 | 0 | 0 | 0 | 0 | 0 | 0 | 0 | System Off | 0 | 0
7075 | 7075 | 2012-10-21 18:59 | 14.54 | 14.54 | 14.54 | 14.54 | 0 | 0 | 0 | 0 | 0 | 0 | 0 | 0 | 0 | 0 | 0 | 0 | 0 | 0 | 0 | 0 | 0 | 0 | System Off | 0 | 0
7076 | 7076 | 2012-10-21 19:59 | 13.8 | 13.8 | 13.8 | 13.8 | 0 | 0 | 0 | 0 | 0 | 0 | 0 | 0 | 0 | 0 | 0 | 0 | 0 | 0 | 0 | 0 | 0 | 0 | System Off | 0 | 0
7077 | 7077 | 2012-10-21 20:59 | 13.06 | 13.06 | 13.06 | 13.06 | 0 | 0 | 0 | 0 | 0 | 0 | 0 | 0 | 0 | 0 | 0 | 0 | 0 | 0 | 0 | 0 | 0 | 0 | System Off | 0 | 0
7078 | 7078 | 2012-10-21 21:59 | 12.61 | 12.61 | 12.61 | 12.61 | 0 | 0 | 0 | 0 | 0 | 0 | 0 | 0 | 0 | 0 | 0 | 0 | 0 | 0 | 0 | 0 | 0 | 0 | System Off | 0 | 0
7079 | 7079 | 2012-10-21 22:59 | 12.15 | 12.15 | 12.15 | 12.15 | 0 | 0 | 0 | 0 | 0 | 0 | 0 | 0 | 0 | 0 | 0 | 0 | 0 | 0 | 0 | 0 | 0 | 0 | System Off | 0 | 0
7080 | 7080 | 2012-10-21 23:59 | 11.7 | 11.7 | 11.7 | 11.7 | 0 | 0 | 0 | 0 | 0 | 0 | 0 | 0 | 0 | 0 | 0 | 0 | 0 | 0 | 0 | 0 | 0 | 0 | System Off | 0 | 0
7081 | 7081 | 2012-10-22 00:59 | 11.71 | 11.71 | 11.71 | 11.71 | 0 | 0 | 0 | 0 | 0 | 0 | 0 | 0 | 0 | 0 | 0 | 0 | 0 | 0 | 0 | 0 | 0 | 0 | System Off | 0 | 0
7082 | 7082 | 2012-10-22 01:59 | 11.73 | 11.73 | 11.73 | 11.73 | 0 | 0 | 0 | 0 | 0 | 0 | 0 | 0 | 0 | 0 | 0 | 0 | 0 | 0 | 0 | 0 | 0 | 0 | System Off | 0 | 0
7083 | 7083 | 2012-10-22 02:59 | 11.74 | 11.74 | 11.74 | 11.74 | 0 | 0 | 0 | 0 | 0 | 0 | 0 | 0 | 0 | 0 | 0 | 0 | 0 | 0 | 0 | 0 | 0 | 0 | System Off | 0 | 0
7084 | 7084 | 2012-10-22 03:59 | 11.42 | 11.42 | 11.42 | 11.42 | 0 | 0 | 0 | 0 | 0 | 0 | 0 | 0 | 0 | 0 | 0 | 0 | 0 | 0 | 0 | 0 | 0 | 0 | System Off | 0 | 0
7085 | 7085 | 2012-10-22 04:59 | 11.09 | 11.09 | 11.09 | 11.09 | 0 | 0 | 0 | 0 | 0 | 0 | 0 | 0 | 0 | 0 | 0 | 0 | 0 | 0 | 0 | 0 | 0 | 0 | System Off | 0 | 0
7086 | 7086 | 2012-10-22 05:59 | 10.76 | 10.76 | 10.76 | 10.76 | 0 | 0 | 0 | 0 | 0 | 0 | 0 | 0 | 0 | 0 | 0 | 0 | 0 | 0 | 0 | 0 | 0 | 0 | System Off | 0 | 0
7087 | 7087 | 2012-10-22 06:59 | 12.47 | 22.9 | 22.9 | 12.47 | 641.62 | 594.33 | 246.53 | 229 | 14.59 | 687.04 | 0.85 | 0.87 | 0.85 | 0.21 | 541.07 | 0 | 0 | 179.55 | 0.82054 | 0.09408 | 0 | 0 | System Off | 1 | 0
7088 | 7088 | 2012-10-22 07:59 | 14.17 | 36.26 | 36.26 | 14.17 | 1366.97 | 1303.46 | 528.8 | 501 | 14.21 | 1399.61 | 0.89 | 0.93 | 0.91 | 0.47 | 933.06 | 0 | 0 | 394.73 | 0.88425 | 0.09408 | 0 | 0 | System Off | 1 | 0
7089 | 7089 | 2012-10-22 08:59 | 15.88 | 45.07 | 45.07 | 15.88 | 1790.1 | 1715.81 | 708.22 | 675 | 13.81 | 1809.08 | 0.88 | 0.95 | 0.93 | 0.62 | 1090.76 | 0 | 0 | 534.52 | 0.93019 | 0.09408 | 0 | 0 | System Off | 1 | 0
7090 | 7090 | 2012-10-22 09:59 | 17.28 | 51.21 | 51.21 | 17.28 | 2021.42 | 1940.83 | 816.37 | 780 | 13.5 | 2032.78 | 0.86 | 0.95 | 0.93 | 0.7 | 1183.27 | 0 | 0 | 620.12 | 0.93192 | 0.09408 | 0 | 0 | System Off | 1 | 0
7091 | 7091 | 2012-10-22 10:59 | 18.68 | 53.81 | 53.81 | 18.68 | 2054.16 | 1972.66 | 838.1 | 801 | 13.36 | 2064.08 | 0.85 | 0.96 | 0.93 | 0.71 | 1213.22 | 0 | 0 | 637.94 | 0.94533 | 0.09408 | 0 | 0 | System Off | 1 | 0
7092 | 7092 | 2012-10-22 11:59 | 20.08 | 53.07 | 53.07 | 20.08 | 1914.31 | 1836.68 | 780.44 | 745 | 13.38 | 1928.12 | 0.85 | 0.95 | 0.93 | 0.66 | 1125.87 | 0 | 0 | 593.15 | 0.94315 | 0.09408 | 0 | 0 | System Off | 1 | 0
7093 | 7093 | 2012-10-22 12:59 | 19.97 | 48.41 | 48.41 | 19.97 | 1611.78 | 1542.14 | 648.89 | 618 | 13.58 | 1634.76 | 0.86 | 0.94 | 0.92 | 0.56 | 1017.26 | 0 | 0 | 490.79 | 0.9169 | 0.09408 | 0 | 0 | System Off | 1 | 0
7094 | 7094 | 2012-10-22 13:59 | 19.85 | 40.16 | 40.16 | 19.85 | 1125.27 | 1067.47 | 446.16 | 422 | 13.89 | 1162.62 | 0.87 | 0.92 | 0.9 | 0.39 | 784.28 | 0 | 0 | 333.85 | 0.90476 | 0.09408 | 0 | 0 | System Off | 1 | 0
7095 | 7095 | 2012-10-22 14:59 | 19.74 | 29.62 | 29.62 | 19.74 | 519.46 | 474.63 | 208.76 | 192 | 14.09 | 567.06 | 0.81 | 0.84 | 0.82 | 0.17 | 367.1 | 0 | 0 | 151.5 | 0.8579 | 0.09408 | 0 | 0 | System Off | 1 | 0
7096 | 7096 | 2012-10-22 15:59 | 17.81 | 17.81 | 17.81 | 17.81 | 0 | 0 | 0 | 0 | 0 | 0 | 0 | 0 | 0 | 0 | 0 | 0 | 0 | 0 | 0 | 0 | 0 | 0 | System Off | 0 | 0
7097 | 7097 | 2012-10-22 16:59 | 15.88 | 15.88 | 15.88 | 15.88 | 0 | 0 | 0 | 0 | 0 | 0 | 0 | 0 | 0 | 0 | 0 | 0 | 0 | 0 | 0 | 0 | 0 | 0 | System Off | 0 | 0
7098 | 7098 | 2012-10-22 17:59 | 13.96 | 13.96 | 13.96 | 13.96 | 0 | 0 | 0 | 0 | 0 | 0 | 0 | 0 | 0 | 0 | 0 | 0 | 0 | 0 | 0 | 0 | 0 | 0 | System Off | 0 | 0
7099 | 7099 | 2012-10-22 18:59 | 13.12 | 13.12 | 13.12 | 13.12 | 0 | 0 | 0 | 0 | 0 | 0 | 0 | 0 | 0 | 0 | 0 | 0 | 0 | 0 | 0 | 0 | 0 | 0 | System Off | 0 | 0
7100 | 7100 | 2012-10-22 19:59 | 12.29 | 12.29 | 12.29 | 12.29 | 0 | 0 | 0 | 0 | 0 | 0 | 0 | 0 | 0 | 0 | 0 | 0 | 0 | 0 | 0 | 0 | 0 | 0 | System Off | 0 | 0
7101 | 7101 | 2012-10-22 20:59 | 11.45 | 11.45 | 11.45 | 11.45 | 0 | 0 | 0 | 0 | 0 | 0 | 0 | 0 | 0 | 0 | 0 | 0 | 0 | 0 | 0 | 0 | 0 | 0 | System Off | 0 | 0
7102 | 7102 | 2012-10-22 21:59 | 10.99 | 10.99 | 10.99 | 10.99 | 0 | 0 | 0 | 0 | 0 | 0 | 0 | 0 | 0 | 0 | 0 | 0 | 0 | 0 | 0 | 0 | 0 | 0 | System Off | 0 | 0
7103 | 7103 | 2012-10-22 22:59 | 10.52 | 10.52 | 10.52 | 10.52 | 0 | 0 | 0 | 0 | 0 | 0 | 0 | 0 | 0 | 0 | 0 | 0 | 0 | 0 | 0 | 0 | 0 | 0 | System Off | 0 | 0
7104 | 7104 | 2012-10-22 23:59 | 10.06 | 10.06 | 10.06 | 10.06 | 0 | 0 | 0 | 0 | 0 | 0 | 0 | 0 | 0 | 0 | 0 | 0 | 0 | 0 | 0 | 0 | 0 | 0 | System Off | 0 | 0
7105 | 7105 | 2012-10-23 00:59 | 10.13 | 10.13 | 10.13 | 10.13 | 0 | 0 | 0 | 0 | 0 | 0 | 0 | 0 | 0 | 0 | 0 | 0 | 0 | 0 | 0 | 0 | 0 | 0 | System Off | 0 | 0
7106 | 7106 | 2012-10-23 01:59 | 10.19 | 10.19 | 10.19 | 10.19 | 0 | 0 | 0 | 0 | 0 | 0 | 0 | 0 | 0 | 0 | 0 | 0 | 0 | 0 | 0 | 0 | 0 | 0 | System Off | 0 | 0
7107 | 7107 | 2012-10-23 02:59 | 10.26 | 10.26 | 10.26 | 10.26 | 0 | 0 | 0 | 0 | 0 | 0 | 0 | 0 | 0 | 0 | 0 | 0 | 0 | 0 | 0 | 0 | 0 | 0 | System Off | 0 | 0
7108 | 7108 | 2012-10-23 03:59 | 9.77 | 9.77 | 9.77 | 9.77 | 0 | 0 | 0 | 0 | 0 | 0 | 0 | 0 | 0 | 0 | 0 | 0 | 0 | 0 | 0 | 0 | 0 | 0 | System Off | 0 | 0
7109 | 7109 | 2012-10-23 04:59 | 9.28 | 9.28 | 9.28 | 9.28 | 0 | 0 | 0 | 0 | 0 | 0 | 0 | 0 | 0 | 0 | 0 | 0 | 0 | 0 | 0 | 0 | 0 | 0 | System Off | 0 | 0
7110 | 7110 | 2012-10-23 05:59 | 8.78 | 8.78 | 8.78 | 8.78 | 0 | 0 | 0 | 0 | 0 | 0 | 0 | 0 | 0 | 0 | 0 | 0 | 0 | 0 | 0 | 0 | 0 | 0 | System Off | 0 | 0
7111 | 7111 | 2012-10-23 06:59 | 10.32 | 19.13 | 19.13 | 10.32 | 536.51 | 491.33 | 204.44 | 189 | 14.78 | 577.84 | 0.88 | 0.85 | 0.83 | 0.18 | 447.3 | 0 | 0 | 147.83 | 0.79992 | 0.09408 | 0 | 0 | System Off | 1 | 0
7112 | 7112 | 2012-10-23 07:59 | 11.86 | 33.46 | 33.46 | 11.86 | 1320.25 | 1257.86 | 505.86 | 479 | 14.36 | 1353.73 | 0.89 | 0.93 | 0.91 | 0.45 | 900.42 | 0 | 0 | 376.71 | 0.86538 | 0.09408 | 0 | 0 | System Off | 1 | 0
7113 | 7113 | 2012-10-23 08:59 | 13.4 | 42.01 | 42.01 | 13.4 | 1725.13 | 1652.55 | 675.23 | 643 | 13.97 | 1746.43 | 0.89 | 0.95 | 0.92 | 0.6 | 1050.55 | 0 | 0 | 508.14 | 0.9077 | 0.09408 | 0 | 0 | System Off | 1 | 0
7114 | 7114 | 2012-10-23 09:59 | 14.47 | 49.99 | 49.99 | 14.47 | 2057.85 | 1976.24 | 826.11 | 789 | 13.58 | 2067.58 | 0.86 | 0.96 | 0.93 | 0.71 | 1204.86 | 0 | 0 | 626.59 | 0.91566 | 0.09408 | 0 | 0 | System Off | 1 | 0
7115 | 7115 | 2012-10-23 10:59 | 15.54 | 51.84 | 51.84 | 15.54 | 2057.53 | 1975.93 | 832.56 | 795 | 13.48 | 2067.56 | 0.85 | 0.96 | 0.93 | 0.71 | 1215.24 | 0 | 0 | 632.19 | 0.92382 | 0.09408 | 0 | 0 | System Off | 1 | 0
7116 | 7116 | 2012-10-23 11:59 | 16.61 | 51.6 | 51.6 | 16.61 | 1952.8 | 1874.11 | 790.46 | 755 | 13.47 | 1965.03 | 0.86 | 0.95 | 0.93 | 0.68 | 1148.82 | 0 | 0 | 600.44 | 0.92279 | 0.09408 | 0 | 0 | System Off | 1 | 0
7117 | 7117 | 2012-10-23 12:59 | 16.67 | 45.52 | 45.52 | 16.67 | 1618.11 | 1548.31 | 643.52 | 613 | 13.75 | 1640.79 | 0.87 | 0.94 | 0.92 | 0.56 | 1021.33 | 0 | 0 | 485.81 | 0.92297 | 0.09408 | 0 | 0 | System Off | 1 | 0
7118 | 7118 | 2012-10-23 13:59 | 16.73 | 39.56 | 39.56 | 16.73 | 1280.47 | 1219.04 | 503.23 | 477 | 13.98 | 1314.54 | 0.87 | 0.93 | 0.91 | 0.44 | 895.63 | 0 | 0 | 376.92 | 0.8959 | 0.09408 | 0 | 0 | System Off | 1 | 0
7119 | 7119 | 2012-10-23 14:59 | 16.79 | 25.14 | 25.14 | 16.79 | 458.53 | 414.89 | 181.74 | 167 | 14.3 | 502.2 | 0.83 | 0.83 | 0.81 | 0.15 | 320.89 | 0 | 0 | 131.43 | 0.8348 | 0.09408 | 0 | 0 | System Off | 1 | 0
7120 | 7120 | 2012-10-23 15:59 | 15.25 | 15.25 | 15.25 | 15.25 | 0 | 0 | 0 | 0 | 0 | 0 | 0 | 0 | 0 | 0 | 0 | 0 | 0 | 0 | 0 | 0 | 0 | 0 | System Off | 0 | 0
7121 | 7121 | 2012-10-23 16:59 | 13.71 | 13.71 | 13.71 | 13.71 | 0 | 0 | 0 | 0 | 0 | 0 | 0 | 0 | 0 | 0 | 0 | 0 | 0 | 0 | 0 | 0 | 0 | 0 | System Off | 0 | 0
7122 | 7122 | 2012-10-23 17:59 | 12.17 | 12.17 | 12.17 | 12.17 | 0 | 0 | 0 | 0 | 0 | 0 | 0 | 0 | 0 | 0 | 0 | 0 | 0 | 0 | 0 | 0 | 0 | 0 | System Off | 0 | 0
7123 | 7123 | 2012-10-23 18:59 | 11.56 | 11.56 | 11.56 | 11.56 | 0 | 0 | 0 | 0 | 0 | 0 | 0 | 0 | 0 | 0 | 0 | 0 | 0 | 0 | 0 | 0 | 0 | 0 | System Off | 0 | 0
7124 | 7124 | 2012-10-23 19:59 | 10.96 | 10.96 | 10.96 | 10.96 | 0 | 0 | 0 | 0 | 0 | 0 | 0 | 0 | 0 | 0 | 0 | 0 | 0 | 0 | 0 | 0 | 0 | 0 | System Off | 0 | 0
7125 | 7125 | 2012-10-23 20:59 | 10.36 | 10.36 | 10.36 | 10.36 | 0 | 0 | 0 | 0 | 0 | 0 | 0 | 0 | 0 | 0 | 0 | 0 | 0 | 0 | 0 | 0 | 0 | 0 | System Off | 0 | 0
7126 | 7126 | 2012-10-23 21:59 | 10.02 | 10.02 | 10.02 | 10.02 | 0 | 0 | 0 | 0 | 0 | 0 | 0 | 0 | 0 | 0 | 0 | 0 | 0 | 0 | 0 | 0 | 0 | 0 | System Off | 0 | 0
7127 | 7127 | 2012-10-23 22:59 | 9.69 | 9.69 | 9.69 | 9.69 | 0 | 0 | 0 | 0 | 0 | 0 | 0 | 0 | 0 | 0 | 0 | 0 | 0 | 0 | 0 | 0 | 0 | 0 | System Off | 0 | 0
7128 | 7128 | 2012-10-23 23:59 | 9.35 | 9.35 | 9.35 | 9.35 | 0 | 0 | 0 | 0 | 0 | 0 | 0 | 0 | 0 | 0 | 0 | 0 | 0 | 0 | 0 | 0 | 0 | 0 | System Off | 0 | 0
7129 | 7129 | 2012-10-24 00:59 | 8.88 | 8.88 | 8.88 | 8.88 | 0 | 0 | 0 | 0 | 0 | 0 | 0 | 0 | 0 | 0 | 0 | 0 | 0 | 0 | 0 | 0 | 0 | 0 | System Off | 0 | 0
7130 | 7130 | 2012-10-24 01:59 | 8.41 | 8.41 | 8.41 | 8.41 | 0 | 0 | 0 | 0 | 0 | 0 | 0 | 0 | 0 | 0 | 0 | 0 | 0 | 0 | 0 | 0 | 0 | 0 | System Off | 0 | 0
7131 | 7131 | 2012-10-24 02:59 | 7.94 | 7.94 | 7.94 | 7.94 | 0 | 0 | 0 | 0 | 0 | 0 | 0 | 0 | 0 | 0 | 0 | 0 | 0 | 0 | 0 | 0 | 0 | 0 | System Off | 0 | 0
7132 | 7132 | 2012-10-24 03:59 | 7.82 | 7.82 | 7.82 | 7.82 | 0 | 0 | 0 | 0 | 0 | 0 | 0 | 0 | 0 | 0 | 0 | 0 | 0 | 0 | 0 | 0 | 0 | 0 | System Off | 0 | 0
7133 | 7133 | 2012-10-24 04:59 | 7.7 | 7.7 | 7.7 | 7.7 | 0 | 0 | 0 | 0 | 0 | 0 | 0 | 0 | 0 | 0 | 0 | 0 | 0 | 0 | 0 | 0 | 0 | 0 | System Off | 0 | 0
7134 | 7134 | 2012-10-24 05:59 | 7.57 | 7.57 | 7.57 | 7.57 | 0 | 0 | 0 | 0 | 0 | 0 | 0 | 0 | 0 | 0 | 0 | 0 | 0 | 0 | 0 | 0 | 0 | 0 | System Off | 0 | 0
7135 | 7135 | 2012-10-24 06:59 | 9.17 | 16.46 | 16.46 | 9.17 | 396.94 | 354.49 | 151.4 | 140 | 14.77 | 432.14 | 0.86 | 0.82 | 0.8 | 0.13 | 322.72 | 0 | 0 | 109.53 | 0.78383 | 0.09408 | 0 | 0 | System Off | 1 | 0
7136 | 7136 | 2012-10-24 07:59 | 10.78 | 28.36 | 28.36 | 10.78 | 963.57 | 909.43 | 366.73 | 346 | 14.5 | 1001 | 0.9 | 0.91 | 0.89 | 0.33 | 651 | 0 | 0 | 271.59 | 0.83289 | 0.09408 | 0 | 0 | System Off | 1 | 0
7137 | 7137 | 2012-10-24 08:59 | 12.38 | 26.58 | 26.58 | 12.38 | 779.22 | 729.07 | 297.67 | 280 | 14.49 | 818.07 | 0.87 | 0.89 | 0.87 | 0.26 | 463.48 | 0 | 0 | 219.82 | 0.82989 | 0.09408 | 0 | 0 | System Off | 1 | 0
7138 | 7138 | 2012-10-24 09:59 | 13.37 | 48.84 | 48.84 | 13.37 | 1810.44 | 1735.61 | 727.66 | 693 | 13.61 | 1829.97 | 0.87 | 0.95 | 0.93 | 0.63 | 1058.15 | 0 | 0 | 550.2 | 0.91802 | 0.09408 | 0 | 0 | System Off | 1 | 0
7139 | 7139 | 2012-10-24 10:59 | 14.37 | 55.97 | 55.97 | 14.37 | 2027.33 | 1946.58 | 835.04 | 798 | 13.23 | 2037.57 | 0.84 | 0.96 | 0.93 | 0.7 | 1197.19 | 0 | 0 | 636.55 | 0.91747 | 0.09408 | 0 | 0 | System Off | 1 | 0
7140 | 7140 | 2012-10-24 11:59 | 15.37 | 55.72 | 55.72 | 15.37 | 1922.1 | 1844.25 | 792.04 | 757 | 13.22 | 1934.72 | 0.85 | 0.95 | 0.93 | 0.67 | 1130.52 | 0 | 0 | 603.9 | 0.91578 | 0.09408 | 0 | 0 | System Off | 1 | 0
7141 | 7141 | 2012-10-24 12:59 | 15.61 | 47.95 | 47.95 | 15.61 | 1586.98 | 1517.98 | 638.03 | 608 | 13.59 | 1610.51 | 0.86 | 0.94 | 0.92 | 0.55 | 1001.32 | 0 | 0 | 482.78 | 0.91543 | 0.09408 | 0 | 0 | System Off | 1 | 0
7142 | 7142 | 2012-10-24 13:59 | 15.85 | 37.49 | 37.49 | 15.85 | 1093.82 | 1036.74 | 429.56 | 406 | 14.03 | 1131.39 | 0.86 | 0.92 | 0.89 | 0.37 | 761.7 | 0 | 0 | 320.61 | 0.87625 | 0.09408 | 0 | 0 | System Off | 1 | 0
7143 | 7143 | 2012-10-24 14:59 | 16.09 | 26.22 | 26.22 | 16.09 | 509.35 | 464.71 | 202.24 | 185 | 14.34 | 556.57 | 0.84 | 0.83 | 0.82 | 0.17 | 359.43 | 0 | 0 | 145.52 | 0.83405 | 0.09408 | 0 | 0 | System Off | 1 | 0
7144 | 7144 | 2012-10-24 15:59 | 14.46 | 14.46 | 14.46 | 14.46 | 0 | 0 | 0 | 0 | 0 | 0 | 0 | 0 | 0 | 0 | 0 | 0 | 0 | 0 | 0 | 0 | 0 | 0 | System Off | 0 | 0
7145 | 7145 | 2012-10-24 16:59 | 12.83 | 12.83 | 12.83 | 12.83 | 0 | 0 | 0 | 0 | 0 | 0 | 0 | 0 | 0 | 0 | 0 | 0 | 0 | 0 | 0 | 0 | 0 | 0 | System Off | 0 | 0
7146 | 7146 | 2012-10-24 17:59 | 11.21 | 11.21 | 11.21 | 11.21 | 0 | 0 | 0 | 0 | 0 | 0 | 0 | 0 | 0 | 0 | 0 | 0 | 0 | 0 | 0 | 0 | 0 | 0 | System Off | 0 | 0
7147 | 7147 | 2012-10-24 18:59 | 10.62 | 10.62 | 10.62 | 10.62 | 0 | 0 | 0 | 0 | 0 | 0 | 0 | 0 | 0 | 0 | 0 | 0 | 0 | 0 | 0 | 0 | 0 | 0 | System Off | 0 | 0
7148 | 7148 | 2012-10-24 19:59 | 10.03 | 10.03 | 10.03 | 10.03 | 0 | 0 | 0 | 0 | 0 | 0 | 0 | 0 | 0 | 0 | 0 | 0 | 0 | 0 | 0 | 0 | 0 | 0 | System Off | 0 | 0
7149 | 7149 | 2012-10-24 20:59 | 9.44 | 9.44 | 9.44 | 9.44 | 0 | 0 | 0 | 0 | 0 | 0 | 0 | 0 | 0 | 0 | 0 | 0 | 0 | 0 | 0 | 0 | 0 | 0 | System Off | 0 | 0
7150 | 7150 | 2012-10-24 21:59 | 9.18 | 9.18 | 9.18 | 9.18 | 0 | 0 | 0 | 0 | 0 | 0 | 0 | 0 | 0 | 0 | 0 | 0 | 0 | 0 | 0 | 0 | 0 | 0 | System Off | 0 | 0
7151 | 7151 | 2012-10-24 22:59 | 8.92 | 8.92 | 8.92 | 8.92 | 0 | 0 | 0 | 0 | 0 | 0 | 0 | 0 | 0 | 0 | 0 | 0 | 0 | 0 | 0 | 0 | 0 | 0 | System Off | 0 | 0
7152 | 7152 | 2012-10-24 23:59 | 8.66 | 8.66 | 8.66 | 8.66 | 0 | 0 | 0 | 0 | 0 | 0 | 0 | 0 | 0 | 0 | 0 | 0 | 0 | 0 | 0 | 0 | 0 | 0 | System Off | 0 | 0
7153 | 7153 | 2012-10-25 00:59 | 8.33 | 8.33 | 8.33 | 8.33 | 0 | 0 | 0 | 0 | 0 | 0 | 0 | 0 | 0 | 0 | 0 | 0 | 0 | 0 | 0 | 0 | 0 | 0 | System Off | 0 | 0
7154 | 7154 | 2012-10-25 01:59 | 8.01 | 8.01 | 8.01 | 8.01 | 0 | 0 | 0 | 0 | 0 | 0 | 0 | 0 | 0 | 0 | 0 | 0 | 0 | 0 | 0 | 0 | 0 | 0 | System Off | 0 | 0
7155 | 7155 | 2012-10-25 02:59 | 7.68 | 7.68 | 7.68 | 7.68 | 0 | 0 | 0 | 0 | 0 | 0 | 0 | 0 | 0 | 0 | 0 | 0 | 0 | 0 | 0 | 0 | 0 | 0 | System Off | 0 | 0
7156 | 7156 | 2012-10-25 03:59 | 7.61 | 7.61 | 7.61 | 7.61 | 0 | 0 | 0 | 0 | 0 | 0 | 0 | 0 | 0 | 0 | 0 | 0 | 0 | 0 | 0 | 0 | 0 | 0 | System Off | 0 | 0
7157 | 7157 | 2012-10-25 04:59 | 7.53 | 7.53 | 7.53 | 7.53 | 0 | 0 | 0 | 0 | 0 | 0 | 0 | 0 | 0 | 0 | 0 | 0 | 0 | 0 | 0 | 0 | 0 | 0 | System Off | 0 | 0
7158 | 7158 | 2012-10-25 05:59 | 7.45 | 7.45 | 7.45 | 7.45 | 0 | 0 | 0 | 0 | 0 | 0 | 0 | 0 | 0 | 0 | 0 | 0 | 0 | 0 | 0 | 0 | 0 | 0 | System Off | 0 | 0
7159 | 7159 | 2012-10-25 06:59 | 8.84 | 10.29 | 10.29 | 8.84 | 70.87 | 34.35 | 28.24 | 26 | 14.2 | 82.42 | 0.35 | 0.42 | 0.41 | 0.01 | 31.28 | 0 | 0 | 20.49 | 0.76045 | 0.09408 | 0 | 0 | System Off | 0 | 0
7160 | 7160 | 2012-10-25 07:59 | 10.24 | 14.16 | 14.16 | 10.24 | 193.64 | 154.96 | 75.15 | 69 | 14.62 | 216.31 | 0.8 | 0.72 | 0.7 | 0.06 | 110.92 | 0 | 0 | 54.08 | 0.7767 | 0.09408 | 0 | 0 | System Off | 1 | 0
7161 | 7161 | 2012-10-25 08:59 | 11.63 | 13.76 | 13.76 | 11.63 | 100.54 | 63.51 | 40.08 | 37 | 14.15 | 115.53 | 0.5 | 0.55 | 0.54 | 0.02 | 40.37 | 0 | 0 | 29.17 | 0.77881 | 0.09408 | 0 | 0 | System Off | 0 | 0
7162 | 7162 | 2012-10-25 09:59 | 12.66 | 14.65 | 14.65 | 12.66 | 97.77 | 60.78 | 39.17 | 36 | 14.14 | 112.54 | 0.51 | 0.54 | 0.53 | 0.02 | 37.06 | 0 | 0 | 28.39 | 0.78467 | 0.09408 | 0 | 0 | System Off | 0 | 0
7163 | 7163 | 2012-10-25 10:59 | 13.7 | 15.43 | 15.43 | 13.7 | 87.96 | 51.15 | 35.52 | 33 | 13.88 | 101.78 | 0.56 | 0.5 | 0.49 | 0.02 | 31.46 | 0 | 0 | 26.11 | 0.79024 | 0.09408 | 0 | 0 | System Off | 0 | 0
7164 | 7164 | 2012-10-25 11:59 | 14.73 | 16.3 | 16.3 | 14.73 | 82.91 | 46.18 | 33.7 | 31 | 13.93 | 96.25 | 0.59 | 0.48 | 0.47 | 0.02 | 28.31 | 0 | 0 | 24.51 | 0.79595 | 0.09408 | 0 | 0 | System Off | 0 | 0
7165 | 7165 | 2012-10-25 12:59 | 14.79 | 17.34 | 17.34 | 14.79 | 141.55 | 103.8 | 56.47 | 52 | 14.18 | 160.67 | 0.71 | 0.65 | 0.63 | 0.04 | 68.47 | 0 | 0 | 40.99 | 0.80036 | 0.09408 | 0 | 0 | System Off | 0 | 0
7166 | 7166 | 2012-10-25 13:59 | 14.85 | 17.64 | 17.64 | 14.85 | 160.47 | 122.38 | 63.76 | 59 | 14.17 | 181.21 | 0.63 | 0.68 | 0.66 | 0.04 | 89.91 | 0 | 0 | 46.51 | 0.80208 | 0.09408 | 0 | 0 | System Off | 1 | 0
7167 | 7167 | 2012-10-25 14:59 | 14.92 | 16.76 | 16.76 | 14.92 | 107.99 | 70.83 | 43.52 | 40 | 14.06 | 124.08 | 0.69 | 0.57 | 0.56 | 0.03 | 54.78 | 0 | 0 | 31.58 | 0.79881 | 0.09408 | 0 | 0 | System Off | 0 | 0
7168 | 7168 | 2012-10-25 15:59 | 13.98 | 13.98 | 13.98 | 13.98 | 0 | 0 | 0 | 0 | 0 | 0 | 0 | 0 | 0 | 0 | 0 | 0 | 0 | 0 | 0 | 0 | 0 | 0 | System Off | 0 | 0
7169 | 7169 | 2012-10-25 16:59 | 13.05 | 13.05 | 13.05 | 13.05 | 0 | 0 | 0 | 0 | 0 | 0 | 0 | 0 | 0 | 0 | 0 | 0 | 0 | 0 | 0 | 0 | 0 | 0 | System Off | 0 | 0
7170 | 7170 | 2012-10-25 17:59 | 12.12 | 12.12 | 12.12 | 12.12 | 0 | 0 | 0 | 0 | 0 | 0 | 0 | 0 | 0 | 0 | 0 | 0 | 0 | 0 | 0 | 0 | 0 | 0 | System Off | 0 | 0
7171 | 7171 | 2012-10-25 18:59 | 11.68 | 11.68 | 11.68 | 11.68 | 0 | 0 | 0 | 0 | 0 | 0 | 0 | 0 | 0 | 0 | 0 | 0 | 0 | 0 | 0 | 0 | 0 | 0 | System Off | 0 | 0
7172 | 7172 | 2012-10-25 19:59 | 11.24 | 11.24 | 11.24 | 11.24 | 0 | 0 | 0 | 0 | 0 | 0 | 0 | 0 | 0 | 0 | 0 | 0 | 0 | 0 | 0 | 0 | 0 | 0 | System Off | 0 | 0
7173 | 7173 | 2012-10-25 20:59 | 10.8 | 10.8 | 10.8 | 10.8 | 0 | 0 | 0 | 0 | 0 | 0 | 0 | 0 | 0 | 0 | 0 | 0 | 0 | 0 | 0 | 0 | 0 | 0 | System Off | 0 | 0
7174 | 7174 | 2012-10-25 21:59 | 10.27 | 10.27 | 10.27 | 10.27 | 0 | 0 | 0 | 0 | 0 | 0 | 0 | 0 | 0 | 0 | 0 | 0 | 0 | 0 | 0 | 0 | 0 | 0 | System Off | 0 | 0
7175 | 7175 | 2012-10-25 22:59 | 9.75 | 9.75 | 9.75 | 9.75 | 0 | 0 | 0 | 0 | 0 | 0 | 0 | 0 | 0 | 0 | 0 | 0 | 0 | 0 | 0 | 0 | 0 | 0 | System Off | 0 | 0
7176 | 7176 | 2012-10-25 23:59 | 9.22 | 9.22 | 9.22 | 9.22 | 0 | 0 | 0 | 0 | 0 | 0 | 0 | 0 | 0 | 0 | 0 | 0 | 0 | 0 | 0 | 0 | 0 | 0 | System Off | 0 | 0
7177 | 7177 | 2012-10-26 00:59 | 8.91 | 8.91 | 8.91 | 8.91 | 0 | 0 | 0 | 0 | 0 | 0 | 0 | 0 | 0 | 0 | 0 | 0 | 0 | 0 | 0 | 0 | 0 | 0 | System Off | 0 | 0
7178 | 7178 | 2012-10-26 01:59 | 8.59 | 8.59 | 8.59 | 8.59 | 0 | 0 | 0 | 0 | 0 | 0 | 0 | 0 | 0 | 0 | 0 | 0 | 0 | 0 | 0 | 0 | 0 | 0 | System Off | 0 | 0
7179 | 7179 | 2012-10-26 02:59 | 8.28 | 8.28 | 8.28 | 8.28 | 0 | 0 | 0 | 0 | 0 | 0 | 0 | 0 | 0 | 0 | 0 | 0 | 0 | 0 | 0 | 0 | 0 | 0 | System Off | 0 | 0
7180 | 7180 | 2012-10-26 03:59 | 8 | 8 | 8 | 8 | 0 | 0 | 0 | 0 | 0 | 0 | 0 | 0 | 0 | 0 | 0 | 0 | 0 | 0 | 0 | 0 | 0 | 0 | System Off | 0 | 0
7181 | 7181 | 2012-10-26 04:59 | 7.72 | 7.72 | 7.72 | 7.72 | 0 | 0 | 0 | 0 | 0 | 0 | 0 | 0 | 0 | 0 | 0 | 0 | 0 | 0 | 0 | 0 | 0 | 0 | System Off | 0 | 0
7182 | 7182 | 2012-10-26 05:59 | 7.43 | 7.43 | 7.43 | 7.43 | 0 | 0 | 0 | 0 | 0 | 0 | 0 | 0 | 0 | 0 | 0 | 0 | 0 | 0 | 0 | 0 | 0 | 0 | System Off | 0 | 0
7183 | 7183 | 2012-10-26 06:59 | 7.49 | 7.8 | 7.8 | 7.49 | 17.4 | 0 | 7.29 | 6 | 15.1 | 21.46 | 0 | 0 | 0 | 0 | 0 | 0 | 0 | 4.67 | 0.74888 | 0.09408 | 0 | 0 | System Off | 0 | 0
7184 | 7184 | 2012-10-26 07:59 | 7.54 | 8.75 | 8.75 | 7.54 | 73.78 | 37.21 | 29.15 | 27 | 14.23 | 85.55 | 0.34 | 0.43 | 0.43 | 0.01 | 26.64 | 0 | 0 | 21.27 | 0.75313 | 0.09408 | 0 | 0 | System Off | 0 | 0
7185 | 7185 | 2012-10-26 08:59 | 7.6 | 9.66 | 9.66 | 7.6 | 131.73 | 94.15 | 51.01 | 47 | 14.6 | 149.23 | 0.59 | 0.63 | 0.62 | 0.03 | 59.85 | 0 | 0 | 36.85 | 0.7572 | 0.09408 | 0 | 0 | System Off | 0 | 0
7186 | 7186 | 2012-10-26 09:59 | 7.55 | 8.89 | 8.89 | 7.55 | 83.38 | 46.65 | 32.79 | 30 | 14.48 | 96.2 | 0.61 | 0.48 | 0.47 | 0.02 | 28.44 | 0 | 0 | 23.56 | 0.75374 | 0.09408 | 0 | 0 | System Off | 0 | 0
7187 | 7187 | 2012-10-26 10:59 | 7.51 | 9.27 | 9.27 | 7.51 | 109.93 | 72.73 | 42.81 | 39 | 14.68 | 125.42 | 0.7 | 0.58 | 0.57 | 0.03 | 44.73 | 0 | 0 | 30.54 | 0.75518 | 0.09408 | 0 | 0 | System Off | 0 | 0
7188 | 7188 | 2012-10-26 11:59 | 7.47 | 9.4 | 9.4 | 7.47 | 119.63 | 82.26 | 46.45 | 43 | 14.49 | 136.03 | 0.65 | 0.6 | 0.59 | 0.03 | 50.43 | 0 | 0 | 33.76 | 0.75572 | 0.09408 | 0 | 0 | System Off | 0 | 0
7189 | 7189 | 2012-10-26 12:59 | 7.44 | 9.63 | 9.63 | 7.44 | 134.2 | 96.58 | 51.92 | 48 | 14.56 | 151.91 | 0.58 | 0.64 | 0.62 | 0.03 | 63.71 | 0 | 0 | 37.65 | 0.75647 | 0.09408 | 0 | 0 | System Off | 0 | 0
7190 | 7190 | 2012-10-26 13:59 | 7.41 | 8.54 | 8.54 | 7.41 | 66.64 | 30.2 | 26.41 | 24 | 14.46 | 77.59 | 0.38 | 0.39 | 0.38 | 0.01 | 22.19 | 0 | 0 | 18.85 | 0.75181 | 0.09408 | 0 | 0 | System Off | 0 | 0
7191 | 7191 | 2012-10-26 14:59 | 7.38 | 7.77 | 7.77 | 7.38 | 21.98 | 0 | 9.11 | 8 | 14.31 | 26.83 | 0 | 0 | 0 | 0 | 0 | 0 | 0 | 6.3 | 0.74864 | 0.09408 | 0 | 0 | System Off | 0 | 0
7192 | 7192 | 2012-10-26 15:59 | 6.98 | 6.98 | 6.98 | 6.98 | 0 | 0 | 0 | 0 | 0 | 0 | 0 | 0 | 0 | 0 | 0 | 0 | 0 | 0 | 0 | 0 | 0 | 0 | System Off | 0 | 0
7193 | 7193 | 2012-10-26 16:59 | 6.58 | 6.58 | 6.58 | 6.58 | 0 | 0 | 0 | 0 | 0 | 0 | 0 | 0 | 0 | 0 | 0 | 0 | 0 | 0 | 0 | 0 | 0 | 0 | System Off | 0 | 0
7194 | 7194 | 2012-10-26 17:59 | 6.18 | 6.18 | 6.18 | 6.18 | 0 | 0 | 0 | 0 | 0 | 0 | 0 | 0 | 0 | 0 | 0 | 0 | 0 | 0 | 0 | 0 | 0 | 0 | System Off | 0 | 0
7195 | 7195 | 2012-10-26 18:59 | 5.82 | 5.82 | 5.82 | 5.82 | 0 | 0 | 0 | 0 | 0 | 0 | 0 | 0 | 0 | 0 | 0 | 0 | 0 | 0 | 0 | 0 | 0 | 0 | System Off | 0 | 0
7196 | 7196 | 2012-10-26 19:59 | 5.47 | 5.47 | 5.47 | 5.47 | 0 | 0 | 0 | 0 | 0 | 0 | 0 | 0 | 0 | 0 | 0 | 0 | 0 | 0 | 0 | 0 | 0 | 0 | System Off | 0 | 0
7197 | 7197 | 2012-10-26 20:59 | 5.12 | 5.12 | 5.12 | 5.12 | 0 | 0 | 0 | 0 | 0 | 0 | 0 | 0 | 0 | 0 | 0 | 0 | 0 | 0 | 0 | 0 | 0 | 0 | System Off | 0 | 0
7198 | 7198 | 2012-10-26 21:59 | 4.66 | 4.66 | 4.66 | 4.66 | 0 | 0 | 0 | 0 | 0 | 0 | 0 | 0 | 0 | 0 | 0 | 0 | 0 | 0 | 0 | 0 | 0 | 0 | System Off | 0 | 0
7199 | 7199 | 2012-10-26 22:59 | 4.2 | 4.2 | 4.2 | 4.2 | 0 | 0 | 0 | 0 | 0 | 0 | 0 | 0 | 0 | 0 | 0 | 0 | 0 | 0 | 0 | 0 | 0 | 0 | System Off | 0 | 0
7200 | 7200 | 2012-10-26 23:59 | 3.74 | 3.74 | 3.74 | 3.74 | 0 | 0 | 0 | 0 | 0 | 0 | 0 | 0 | 0 | 0 | 0 | 0 | 0 | 0 | 0 | 0 | 0 | 0 | System Off | 0 | 0
7201 | 7201 | 2012-10-27 00:59 | 3.21 | 3.21 | 3.21 | 3.21 | 0 | 0 | 0 | 0 | 0 | 0 | 0 | 0 | 0 | 0 | 0 | 0 | 0 | 0 | 0 | 0 | 0 | 0 | System Off | 0 | 0
7202 | 7202 | 2012-10-27 01:59 | 2.69 | 2.69 | 2.69 | 2.69 | 0 | 0 | 0 | 0 | 0 | 0 | 0 | 0 | 0 | 0 | 0 | 0 | 0 | 0 | 0 | 0 | 0 | 0 | System Off | 0 | 0
7203 | 7203 | 2012-10-27 02:59 | 2.16 | 2.16 | 2.16 | 2.16 | 0 | 0 | 0 | 0 | 0 | 0 | 0 | 0 | 0 | 0 | 0 | 0 | 0 | 0 | 0 | 0 | 0 | 0 | System Off | 0 | 0
7204 | 7204 | 2012-10-27 03:59 | 1.79 | 1.79 | 1.79 | 1.79 | 0 | 0 | 0 | 0 | 0 | 0 | 0 | 0 | 0 | 0 | 0 | 0 | 0 | 0 | 0 | 0 | 0 | 0 | System Off | 0 | 0
7205 | 7205 | 2012-10-27 04:59 | 1.41 | 1.41 | 1.41 | 1.41 | 0 | 0 | 0 | 0 | 0 | 0 | 0 | 0 | 0 | 0 | 0 | 0 | 0 | 0 | 0 | 0 | 0 | 0 | System Off | 0 | 0
7206 | 7206 | 2012-10-27 05:59 | 1.03 | 1.03 | 1.03 | 1.03 | 0 | 0 | 0 | 0 | 0 | 0 | 0 | 0 | 0 | 0 | 0 | 0 | 0 | 0 | 0 | 0 | 0 | 0 | System Off | 0 | 0
7207 | 7207 | 2012-10-27 06:59 | 1.51 | 14 | 14 | 1.51 | 909.13 | 856.18 | 333.97 | 309 | 15.32 | 961.89 | 0.93 | 0.89 | 0.87 | 0.31 | 779.46 | 0 | 0 | 240.02 | 0.77013 | 0.09408 | 0 | 0 | System Off | 1 | 0
7208 | 7208 | 2012-10-27 07:59 | 2 | 23.32 | 23.32 | 2 | 1599.33 | 1530.02 | 584.68 | 555 | 15.01 | 1626.84 | 0.94 | 0.94 | 0.92 | 0.55 | 1095.24 | 0 | 0 | 432.85 | 0.81876 | 0.09408 | 0 | 0 | System Off | 1 | 0
7209 | 7209 | 2012-10-27 08:59 | 2.48 | 28.06 | 28.06 | 2.48 | 1951.91 | 1873.24 | 719.62 | 687 | 14.8 | 1966.53 | 0.94 | 0.95 | 0.93 | 0.68 | 1190.85 | 0 | 0 | 537.25 | 0.84665 | 0.09408 | 0 | 0 | System Off | 1 | 0
7210 | 7210 | 2012-10-27 09:59 | 3.27 | 31.86 | 31.86 | 3.27 | 2163.41 | 2078.81 | 806.52 | 771 | 14.61 | 2171.88 | 0.93 | 0.96 | 0.94 | 0.75 | 1267.39 | 0 | 0 | 604.35 | 0.86768 | 0.09408 | 0 | 0 | System Off | 1 | 0
7211 | 7211 | 2012-10-27 10:59 | 4.06 | 32.47 | 32.47 | 4.06 | 2151.64 | 2067.38 | 804.37 | 768 | 14.59 | 2160.93 | 0.93 | 0.96 | 0.93 | 0.75 | 1271.48 | 0 | 0 | 602.18 | 0.87206 | 0.09408 | 0 | 0 | System Off | 1 | 0
7212 | 7212 | 2012-10-27 11:59 | 4.85 | 30.67 | 30.67 | 4.85 | 1969.37 | 1890.23 | 733.23 | 700 | 14.65 | 1983.62 | 0.93 | 0.95 | 0.93 | 0.68 | 1158.7 | 0 | 0 | 548.43 | 0.86395 | 0.09408 | 0 | 0 | System Off | 1 | 0
7213 | 7213 | 2012-10-27 12:59 | 4.9 | 27.13 | 27.13 | 4.9 | 1669.93 | 1598.79 | 616.81 | 587 | 14.82 | 1691.59 | 0.94 | 0.95 | 0.92 | 0.58 | 1054.63 | 0 | 0 | 458.93 | 0.84261 | 0.09408 | 0 | 0 | System Off | 1 | 0
7214 | 7214 | 2012-10-27 13:59 | 4.95 | 20.38 | 20.38 | 4.95 | 1139.81 | 1081.67 | 417.92 | 395 | 15.03 | 1175.7 | 0.93 | 0.92 | 0.9 | 0.39 | 794.71 | 0 | 0 | 307.98 | 0.80659 | 0.09408 | 0 | 0 | System Off | 1 | 0
7215 | 7215 | 2012-10-27 14:59 | 5 | 12.05 | 12.05 | 5 | 495.2 | 450.84 | 186.32 | 171 | 15.08 | 540.44 | 0.86 | 0.83 | 0.82 | 0.16 | 348.7 | 0 | 0 | 133.24 | 0.76514 | 0.09408 | 0 | 0 | System Off | 1 | 0
7216 | 7216 | 2012-10-27 15:59 | 4.31 | 4.31 | 4.31 | 4.31 | 0 | 0 | 0 | 0 | 0 | 0 | 0 | 0 | 0 | 0 | 0 | 0 | 0 | 0 | 0 | 0 | 0 | 0 | System Off | 0 | 0
7217 | 7217 | 2012-10-27 16:59 | 3.62 | 3.62 | 3.62 | 3.62 | 0 | 0 | 0 | 0 | 0 | 0 | 0 | 0 | 0 | 0 | 0 | 0 | 0 | 0 | 0 | 0 | 0 | 0 | System Off | 0 | 0
7218 | 7218 | 2012-10-27 17:59 | 2.93 | 2.93 | 2.93 | 2.93 | 0 | 0 | 0 | 0 | 0 | 0 | 0 | 0 | 0 | 0 | 0 | 0 | 0 | 0 | 0 | 0 | 0 | 0 | System Off | 0 | 0
7219 | 7219 | 2012-10-27 18:59 | 2.44 | 2.44 | 2.44 | 2.44 | 0 | 0 | 0 | 0 | 0 | 0 | 0 | 0 | 0 | 0 | 0 | 0 | 0 | 0 | 0 | 0 | 0 | 0 | System Off | 0 | 0
7220 | 7220 | 2012-10-27 19:59 | 1.96 | 1.96 | 1.96 | 1.96 | 0 | 0 | 0 | 0 | 0 | 0 | 0 | 0 | 0 | 0 | 0 | 0 | 0 | 0 | 0 | 0 | 0 | 0 | System Off | 0 | 0
7221 | 7221 | 2012-10-27 20:59 | 1.48 | 1.48 | 1.48 | 1.48 | 0 | 0 | 0 | 0 | 0 | 0 | 0 | 0 | 0 | 0 | 0 | 0 | 0 | 0 | 0 | 0 | 0 | 0 | System Off | 0 | 0
7222 | 7222 | 2012-10-27 21:59 | 1.15 | 1.15 | 1.15 | 1.15 | 0 | 0 | 0 | 0 | 0 | 0 | 0 | 0 | 0 | 0 | 0 | 0 | 0 | 0 | 0 | 0 | 0 | 0 | System Off | 0 | 0
7223 | 7223 | 2012-10-27 22:59 | 0.81 | 0.81 | 0.81 | 0.81 | 0 | 0 | 0 | 0 | 0 | 0 | 0 | 0 | 0 | 0 | 0 | 0 | 0 | 0 | 0 | 0 | 0 | 0 | System Off | 0 | 0
7224 | 7224 | 2012-10-27 23:59 | 0.48 | 0.48 | 0.48 | 0.48 | 0 | 0 | 0 | 0 | 0 | 0 | 0 | 0 | 0 | 0 | 0 | 0 | 0 | 0 | 0 | 0 | 0 | 0 | System Off | 0 | 0
7225 | 7225 | 2012-10-28 00:59 | 0.15 | 0.15 | 0.15 | 0.15 | 0 | 0 | 0 | 0 | 0 | 0 | 0 | 0 | 0 | 0 | 0 | 0 | 0 | 0 | 0 | 0 | 0 | 0 | System Off | 0 | 0
7226 | 7226 | 2012-10-28 01:59 | -0.19 | -0.19 | -0.19 | -0.19 | 0 | 0 | 0 | 0 | 0 | 0 | 0 | 0 | 0 | 0 | 0 | 0 | 0 | 0 | 0 | 0 | 0 | 0 | System Off | 0 | 0
7227 | 7227 | 2012-10-28 02:59 | -0.52 | -0.52 | -0.52 | -0.52 | 0 | 0 | 0 | 0 | 0 | 0 | 0 | 0 | 0 | 0 | 0 | 0 | 0 | 0 | 0 | 0 | 0 | 0 | System Off | 0 | 0
7228 | 7228 | 2012-10-28 03:59 | -0.72 | -0.72 | -0.72 | -0.72 | 0 | 0 | 0 | 0 | 0 | 0 | 0 | 0 | 0 | 0 | 0 | 0 | 0 | 0 | 0 | 0 | 0 | 0 | System Off | 0 | 0
7229 | 7229 | 2012-10-28 04:59 | -0.93 | -0.93 | -0.93 | -0.93 | 0 | 0 | 0 | 0 | 0 | 0 | 0 | 0 | 0 | 0 | 0 | 0 | 0 | 0 | 0 | 0 | 0 | 0 | System Off | 0 | 0
7230 | 7230 | 2012-10-28 05:59 | -1.14 | -1.14 | -1.14 | -1.14 | 0 | 0 | 0 | 0 | 0 | 0 | 0 | 0 | 0 | 0 | 0 | 0 | 0 | 0 | 0 | 0 | 0 | 0 | System Off | 0 | 0
7231 | 7231 | 2012-10-28 06:59 | 0.41 | 2.5 | 2.5 | 0.41 | 119.27 | 81.91 | 45.03 | 41 | 15.15 | 135.12 | 0.67 | 0.61 | 0.59 | 0.03 | 74.57 | 0 | 0 | 31.92 | 0.73336 | 0.09408 | 0 | 0 | System Off | 1 | 0
7232 | 7232 | 2012-10-28 07:59 | 1.96 | 5.53 | 5.53 | 1.96 | 201.54 | 162.71 | 75.37 | 70 | 15 | 223.76 | 0.8 | 0.73 | 0.71 | 0.06 | 116.47 | 0 | 0 | 54.6 | 0.74769 | 0.09408 | 0 | 0 | System Off | 1 | 0
7233 | 7233 | 2012-10-28 08:59 | 3.51 | 8.74 | 8.74 | 3.51 | 290.22 | 249.77 | 108.46 | 100 | 15.12 | 318.35 | 0.83 | 0.78 | 0.77 | 0.09 | 158.78 | 0 | 0 | 77.88 | 0.74344 | 0.09408 | 0 | 0 | System Off | 1 | 0
7234 | 7234 | 2012-10-28 09:59 | 4.5 | 11.26 | 11.26 | 4.5 | 369.29 | 327.36 | 138.09 | 128 | 15.03 | 401.68 | 0.87 | 0.81 | 0.8 | 0.12 | 199.58 | 0 | 0 | 99.81 | 0.75431 | 0.09408 | 0 | 0 | System Off | 1 | 0
7235 | 7235 | 2012-10-28 10:59 | 5.5 | 11.19 | 11.19 | 5.5 | 304.44 | 263.73 | 114.77 | 106 | 14.96 | 333.92 | 0.87 | 0.79 | 0.77 | 0.1 | 162.2 | 0 | 0 | 82.72 | 0.75602 | 0.09408 | 0 | 0 | System Off | 1 | 0
7236 | 7236 | 2012-10-28 11:59 | 6.5 | 19.07 | 19.07 | 6.5 | 667.1 | 619.28 | 249.86 | 234 | 14.85 | 706.33 | 0.88 | 0.88 | 0.86 | 0.22 | 379.62 | 0 | 0 | 182.88 | 0.78577 | 0.09408 | 0 | 0 | System Off | 1 | 0
7237 | 7237 | 2012-10-28 12:59 | 6.45 | 37.03 | 37.03 | 6.45 | 1574.48 | 1505.8 | 605.78 | 577 | 14.21 | 1598.45 | 0.89 | 0.94 | 0.92 | 0.54 | 993.28 | 0 | 0 | 454.61 | 0.85106 | 0.09408 | 0 | 0 | System Off | 1 | 0
7238 | 7238 | 2012-10-28 13:59 | 6.4 | 27.32 | 27.32 | 6.4 | 1094.43 | 1037.34 | 412.79 | 390 | 14.62 | 1131.24 | 0.92 | 0.92 | 0.9 | 0.38 | 762.14 | 0 | 0 | 305.7 | 0.81472 | 0.09408 | 0 | 0 | System Off | 1 | 0
7239 | 7239 | 2012-10-28 14:59 | 6.35 | 14.9 | 14.9 | 6.35 | 440.19 | 396.9 | 168.22 | 154 | 14.89 | 482.91 | 0.83 | 0.82 | 0.8 | 0.14 | 306.98 | 0 | 0 | 120.29 | 0.76991 | 0.09408 | 0 | 0 | System Off | 1 | 0
7240 | 7240 | 2012-10-28 15:59 | 5.43 | 5.43 | 5.43 | 5.43 | 0 | 0 | 0 | 0 | 0 | 0 | 0 | 0 | 0 | 0 | 0 | 0 | 0 | 0 | 0 | 0 | 0 | 0 | System Off | 0 | 0
7241 | 7241 | 2012-10-28 16:59 | 4.51 | 4.51 | 4.51 | 4.51 | 0 | 0 | 0 | 0 | 0 | 0 | 0 | 0 | 0 | 0 | 0 | 0 | 0 | 0 | 0 | 0 | 0 | 0 | System Off | 0 | 0
7242 | 7242 | 2012-10-28 17:59 | 3.6 | 3.6 | 3.6 | 3.6 | 0 | 0 | 0 | 0 | 0 | 0 | 0 | 0 | 0 | 0 | 0 | 0 | 0 | 0 | 0 | 0 | 0 | 0 | System Off | 0 | 0
7243 | 7243 | 2012-10-28 18:59 | 1.94 | 1.94 | 1.94 | 1.94 | 0 | 0 | 0 | 0 | 0 | 0 | 0 | 0 | 0 | 0 | 0 | 0 | 0 | 0 | 0 | 0 | 0 | 0 | System Off | 0 | 0
7244 | 7244 | 2012-10-28 19:59 | 0.28 | 0.28 | 0.28 | 0.28 | 0 | 0 | 0 | 0 | 0 | 0 | 0 | 0 | 0 | 0 | 0 | 0 | 0 | 0 | 0 | 0 | 0 | 0 | System Off | 0 | 0
7245 | 7245 | 2012-10-28 20:59 | -1.38 | -1.38 | -1.38 | -1.38 | 0 | 0 | 0 | 0 | 0 | 0 | 0 | 0 | 0 | 0 | 0 | 0 | 0 | 0 | 0 | 0 | 0 | 0 | System Off | 0 | 0
7246 | 7246 | 2012-10-28 21:59 | -1.32 | -1.32 | -1.32 | -1.32 | 0 | 0 | 0 | 0 | 0 | 0 | 0 | 0 | 0 | 0 | 0 | 0 | 0 | 0 | 0 | 0 | 0 | 0 | System Off | 0 | 0
7247 | 7247 | 2012-10-28 22:59 | -1.27 | -1.27 | -1.27 | -1.27 | 0 | 0 | 0 | 0 | 0 | 0 | 0 | 0 | 0 | 0 | 0 | 0 | 0 | 0 | 0 | 0 | 0 | 0 | System Off | 0 | 0
7248 | 7248 | 2012-10-28 23:59 | -1.21 | -1.21 | -1.21 | -1.21 | 0 | 0 | 0 | 0 | 0 | 0 | 0 | 0 | 0 | 0 | 0 | 0 | 0 | 0 | 0 | 0 | 0 | 0 | System Off | 0 | 0
7249 | 7249 | 2012-10-29 00:59 | -1 | -1 | -1 | -1 | 0 | 0 | 0 | 0 | 0 | 0 | 0 | 0 | 0 | 0 | 0 | 0 | 0 | 0 | 0 | 0 | 0 | 0 | System Off | 0 | 0
7250 | 7250 | 2012-10-29 01:59 | -0.79 | -0.79 | -0.79 | -0.79 | 0 | 0 | 0 | 0 | 0 | 0 | 0 | 0 | 0 | 0 | 0 | 0 | 0 | 0 | 0 | 0 | 0 | 0 | System Off | 0 | 0
7251 | 7251 | 2012-10-29 02:59 | -0.58 | -0.58 | -0.58 | -0.58 | 0 | 0 | 0 | 0 | 0 | 0 | 0 | 0 | 0 | 0 | 0 | 0 | 0 | 0 | 0 | 0 | 0 | 0 | System Off | 0 | 0
7252 | 7252 | 2012-10-29 03:59 | -0.2 | -0.2 | -0.2 | -0.2 | 0 | 0 | 0 | 0 | 0 | 0 | 0 | 0 | 0 | 0 | 0 | 0 | 0 | 0 | 0 | 0 | 0 | 0 | System Off | 0 | 0
7253 | 7253 | 2012-10-29 04:59 | 0.18 | 0.18 | 0.18 | 0.18 | 0 | 0 | 0 | 0 | 0 | 0 | 0 | 0 | 0 | 0 | 0 | 0 | 0 | 0 | 0 | 0 | 0 | 0 | System Off | 0 | 0
7254 | 7254 | 2012-10-29 05:59 | 0.55 | 0.55 | 0.55 | 0.55 | 0 | 0 | 0 | 0 | 0 | 0 | 0 | 0 | 0 | 0 | 0 | 0 | 0 | 0 | 0 | 0 | 0 | 0 | System Off | 0 | 0
7255 | 7255 | 2012-10-29 06:59 | 1.56 | 2.32 | 2.32 | 1.56 | 48.97 | 12.83 | 19.13 | 17 | 15 | 57.43 | 0 | 0.22 | 0.22 | 0 | 11.68 | 0 | 0 | 13.26 | 0.73551 | 0.09408 | 0 | 0 | System Off | 0 | 0
7256 | 7256 | 2012-10-29 07:59 | 2.57 | 6.51 | 6.51 | 2.57 | 272.15 | 232.04 | 100.72 | 94 | 15.08 | 298.01 | 0.79 | 0.78 | 0.76 | 0.08 | 166.1 | 0 | 0 | 73.25 | 0.73699 | 0.09408 | 0 | 0 | System Off | 1 | 0
7257 | 7257 | 2012-10-29 08:59 | 3.58 | 5.48 | 5.48 | 3.58 | 129.17 | 91.63 | 49.19 | 45 | 14.95 | 146.05 | 0.61 | 0.63 | 0.61 | 0.03 | 58.25 | 0 | 0 | 35.12 | 0.73377 | 0.09408 | 0 | 0 | System Off | 0 | 0
7258 | 7258 | 2012-10-29 09:59 | 4.09 | 6.41 | 6.41 | 4.09 | 156.04 | 118.03 | 59.21 | 55 | 14.78 | 175.23 | 0.68 | 0.67 | 0.66 | 0.04 | 71.96 | 0 | 0 | 43.02 | 0.73853 | 0.09408 | 0 | 0 | System Off | 0 | 0
7259 | 7259 | 2012-10-29 10:59 | 4.61 | 6.7 | 6.7 | 4.61 | 138.41 | 100.71 | 52.83 | 49 | 14.71 | 156.2 | 0.76 | 0.64 | 0.63 | 0.04 | 61.94 | 0 | 0 | 38.36 | 0.7404 | 0.09408 | 0 | 0 | System Off | 0 | 0
7260 | 7260 | 2012-10-29 11:59 | 5.13 | 9.75 | 9.75 | 5.13 | 308.78 | 267.98 | 115.68 | 107 | 15.03 | 338.32 | 0.86 | 0.79 | 0.78 | 0.1 | 164.27 | 0 | 0 | 83.43 | 0.75406 | 0.09408 | 0 | 0 | System Off | 1 | 0
7261 | 7261 | 2012-10-29 12:59 | 5.18 | 9.36 | 9.36 | 5.18 | 278.08 | 237.86 | 104.36 | 97 | 14.93 | 305.65 | 0.86 | 0.78 | 0.76 | 0.09 | 156.9 | 0 | 0 | 75.73 | 0.75251 | 0.09408 | 0 | 0 | System Off | 1 | 0
7262 | 7262 | 2012-10-29 13:59 | 5.23 | 7.42 | 7.42 | 5.23 | 142.93 | 105.15 | 54.65 | 50 | 14.89 | 161.17 | 0.73 | 0.65 | 0.64 | 0.04 | 77.26 | 0 | 0 | 39.06 | 0.7441 | 0.09408 | 0 | 0 | System Off | 1 | 0
7263 | 7263 | 2012-10-29 14:59 | 5.29 | 6.39 | 6.39 | 5.29 | 69.72 | 33.22 | 27.33 | 25 | 14.52 | 80.88 | 0.37 | 0.41 | 0.4 | 0.01 | 25.69 | 0 | 0 | 19.62 | 0.73984 | 0.09408 | 0 | 0 | System Off | 0 | 0
7264 | 7264 | 2012-10-29 15:59 | 5.16 | 5.16 | 5.16 | 5.16 | 0 | 0 | 0 | 0 | 0 | 0 | 0 | 0 | 0 | 0 | 0 | 0 | 0 | 0 | 0 | 0 | 0 | 0 | System Off | 0 | 0
7265 | 7265 | 2012-10-29 16:59 | 5.03 | 5.03 | 5.03 | 5.03 | 0 | 0 | 0 | 0 | 0 | 0 | 0 | 0 | 0 | 0 | 0 | 0 | 0 | 0 | 0 | 0 | 0 | 0 | System Off | 0 | 0
7266 | 7266 | 2012-10-29 17:59 | 4.9 | 4.9 | 4.9 | 4.9 | 0 | 0 | 0 | 0 | 0 | 0 | 0 | 0 | 0 | 0 | 0 | 0 | 0 | 0 | 0 | 0 | 0 | 0 | System Off | 0 | 0
7267 | 7267 | 2012-10-29 18:59 | 4.96 | 4.96 | 4.96 | 4.96 | 0 | 0 | 0 | 0 | 0 | 0 | 0 | 0 | 0 | 0 | 0 | 0 | 0 | 0 | 0 | 0 | 0 | 0 | System Off | 0 | 0
7268 | 7268 | 2012-10-29 19:59 | 5.03 | 5.03 | 5.03 | 5.03 | 0 | 0 | 0 | 0 | 0 | 0 | 0 | 0 | 0 | 0 | 0 | 0 | 0 | 0 | 0 | 0 | 0 | 0 | System Off | 0 | 0
7269 | 7269 | 2012-10-29 20:59 | 5.09 | 5.09 | 5.09 | 5.09 | 0 | 0 | 0 | 0 | 0 | 0 | 0 | 0 | 0 | 0 | 0 | 0 | 0 | 0 | 0 | 0 | 0 | 0 | System Off | 0 | 0
7270 | 7270 | 2012-10-29 21:59 | 5.27 | 5.27 | 5.27 | 5.27 | 0 | 0 | 0 | 0 | 0 | 0 | 0 | 0 | 0 | 0 | 0 | 0 | 0 | 0 | 0 | 0 | 0 | 0 | System Off | 0 | 0
7271 | 7271 | 2012-10-29 22:59 | 5.45 | 5.45 | 5.45 | 5.45 | 0 | 0 | 0 | 0 | 0 | 0 | 0 | 0 | 0 | 0 | 0 | 0 | 0 | 0 | 0 | 0 | 0 | 0 | System Off | 0 | 0
7272 | 7272 | 2012-10-29 23:59 | 5.63 | 5.63 | 5.63 | 5.63 | 0 | 0 | 0 | 0 | 0 | 0 | 0 | 0 | 0 | 0 | 0 | 0 | 0 | 0 | 0 | 0 | 0 | 0 | System Off | 0 | 0
7273 | 7273 | 2012-10-30 00:59 | 5.39 | 5.39 | 5.39 | 5.39 | 0 | 0 | 0 | 0 | 0 | 0 | 0 | 0 | 0 | 0 | 0 | 0 | 0 | 0 | 0 | 0 | 0 | 0 | System Off | 0 | 0
7274 | 7274 | 2012-10-30 01:59 | 5.15 | 5.15 | 5.15 | 5.15 | 0 | 0 | 0 | 0 | 0 | 0 | 0 | 0 | 0 | 0 | 0 | 0 | 0 | 0 | 0 | 0 | 0 | 0 | System Off | 0 | 0
7275 | 7275 | 2012-10-30 02:59 | 4.91 | 4.91 | 4.91 | 4.91 | 0 | 0 | 0 | 0 | 0 | 0 | 0 | 0 | 0 | 0 | 0 | 0 | 0 | 0 | 0 | 0 | 0 | 0 | System Off | 0 | 0
7276 | 7276 | 2012-10-30 03:59 | 5.07 | 5.07 | 5.07 | 5.07 | 0 | 0 | 0 | 0 | 0 | 0 | 0 | 0 | 0 | 0 | 0 | 0 | 0 | 0 | 0 | 0 | 0 | 0 | System Off | 0 | 0
7277 | 7277 | 2012-10-30 04:59 | 5.22 | 5.22 | 5.22 | 5.22 | 0 | 0 | 0 | 0 | 0 | 0 | 0 | 0 | 0 | 0 | 0 | 0 | 0 | 0 | 0 | 0 | 0 | 0 | System Off | 0 | 0
7278 | 7278 | 2012-10-30 05:59 | 5.37 | 5.37 | 5.37 | 5.37 | 0 | 0 | 0 | 0 | 0 | 0 | 0 | 0 | 0 | 0 | 0 | 0 | 0 | 0 | 0 | 0 | 0 | 0 | System Off | 0 | 0
7279 | 7279 | 2012-10-30 06:59 | 5.8 | 12.27 | 12.27 | 5.8 | 480.29 | 436.23 | 179.18 | 166 | 15.07 | 519.31 | 0.89 | 0.84 | 0.82 | 0.16 | 397.14 | 0 | 0 | 129.36 | 0.76887 | 0.09408 | 0 | 0 | System Off | 1 | 0
7280 | 7280 | 2012-10-30 07:59 | 6.23 | 9.16 | 9.16 | 6.23 | 211.45 | 172.44 | 80.02 | 74 | 14.88 | 234.53 | 0.75 | 0.74 | 0.72 | 0.06 | 123.44 | 0 | 0 | 57.81 | 0.7543 | 0.09408 | 0 | 0 | System Off | 1 | 0
7281 | 7281 | 2012-10-30 08:59 | 6.66 | 7.67 | 7.67 | 6.66 | 69.31 | 32.82 | 27.33 | 25 | 14.44 | 80.51 | 0.37 | 0.41 | 0.4 | 0.01 | 20.87 | 0 | 0 | 19.64 | 0.74769 | 0.09408 | 0 | 0 | System Off | 0 | 0
7282 | 7282 | 2012-10-30 09:59 | 6.96 | 13.65 | 13.65 | 6.96 | 467.05 | 423.24 | 174.25 | 162 | 15.02 | 502.51 | 0.86 | 0.84 | 0.82 | 0.15 | 258.04 | 0 | 0 | 126.33 | 0.77491 | 0.09408 | 0 | 0 | System Off | 1 | 0
7283 | 7283 | 2012-10-30 10:59 | 7.26 | 9.36 | 9.36 | 7.26 | 136.82 | 99.15 | 52.83 | 49 | 14.54 | 154.73 | 0.76 | 0.64 | 0.63 | 0.04 | 60.98 | 0 | 0 | 38.44 | 0.75562 | 0.09408 | 0 | 0 | System Off | 0 | 0
7284 | 7284 | 2012-10-30 11:59 | 7.56 | 18.57 | 18.57 | 7.56 | 717.76 | 668.9 | 267.22 | 250 | 14.95 | 756.81 | 0.9 | 0.88 | 0.86 | 0.24 | 410.03 | 0 | 0 | 195.12 | 0.79498 | 0.09408 | 0 | 0 | System Off | 1 | 0
7285 | 7285 | 2012-10-30 12:59 | 7.57 | 17.21 | 17.21 | 7.57 | 624.12 | 577.19 | 232.28 | 218 | 14.91 | 661.19 | 0.9 | 0.87 | 0.85 | 0.21 | 380.73 | 0 | 0 | 170.23 | 0.78905 | 0.09408 | 0 | 0 | System Off | 1 | 0
7286 | 7286 | 2012-10-30 13:59 | 7.57 | 9.17 | 9.17 | 7.57 | 97.8 | 60.82 | 38.26 | 35 | 14.55 | 112.12 | 0.52 | 0.54 | 0.53 | 0.02 | 44.68 | 0 | 0 | 27.46 | 0.75478 | 0.09408 | 0 | 0 | System Off | 0 | 0
7287 | 7287 | 2012-10-30 14:59 | 7.58 | 8.69 | 8.69 | 7.58 | 66.59 | 30.15 | 26.41 | 24 | 14.45 | 77.55 | 0.38 | 0.39 | 0.38 | 0.01 | 23.32 | 0 | 0 | 18.85 | 0.75279 | 0.09408 | 0 | 0 | System Off | 0 | 0
7288 | 7288 | 2012-10-30 15:59 | 7.37 | 7.37 | 7.37 | 7.37 | 0 | 0 | 0 | 0 | 0 | 0 | 0 | 0 | 0 | 0 | 0 | 0 | 0 | 0 | 0 | 0 | 0 | 0 | System Off | 0 | 0
7289 | 7289 | 2012-10-30 16:59 | 7.16 | 7.16 | 7.16 | 7.16 | 0 | 0 | 0 | 0 | 0 | 0 | 0 | 0 | 0 | 0 | 0 | 0 | 0 | 0 | 0 | 0 | 0 | 0 | System Off | 0 | 0
7290 | 7290 | 2012-10-30 17:59 | 6.95 | 6.95 | 6.95 | 6.95 | 0 | 0 | 0 | 0 | 0 | 0 | 0 | 0 | 0 | 0 | 0 | 0 | 0 | 0 | 0 | 0 | 0 | 0 | System Off | 0 | 0
7291 | 7291 | 2012-10-30 18:59 | 6.81 | 6.81 | 6.81 | 6.81 | 0 | 0 | 0 | 0 | 0 | 0 | 0 | 0 | 0 | 0 | 0 | 0 | 0 | 0 | 0 | 0 | 0 | 0 | System Off | 0 | 0
7292 | 7292 | 2012-10-30 19:59 | 6.68 | 6.68 | 6.68 | 6.68 | 0 | 0 | 0 | 0 | 0 | 0 | 0 | 0 | 0 | 0 | 0 | 0 | 0 | 0 | 0 | 0 | 0 | 0 | System Off | 0 | 0
7293 | 7293 | 2012-10-30 20:59 | 6.55 | 6.55 | 6.55 | 6.55 | 0 | 0 | 0 | 0 | 0 | 0 | 0 | 0 | 0 | 0 | 0 | 0 | 0 | 0 | 0 | 0 | 0 | 0 | System Off | 0 | 0
7294 | 7294 | 2012-10-30 21:59 | 6.47 | 6.47 | 6.47 | 6.47 | 0 | 0 | 0 | 0 | 0 | 0 | 0 | 0 | 0 | 0 | 0 | 0 | 0 | 0 | 0 | 0 | 0 | 0 | System Off | 0 | 0
7295 | 7295 | 2012-10-30 22:59 | 6.38 | 6.38 | 6.38 | 6.38 | 0 | 0 | 0 | 0 | 0 | 0 | 0 | 0 | 0 | 0 | 0 | 0 | 0 | 0 | 0 | 0 | 0 | 0 | System Off | 0 | 0
7296 | 7296 | 2012-10-30 23:59 | 6.3 | 6.3 | 6.3 | 6.3 | 0 | 0 | 0 | 0 | 0 | 0 | 0 | 0 | 0 | 0 | 0 | 0 | 0 | 0 | 0 | 0 | 0 | 0 | System Off | 0 | 0
7297 | 7297 | 2012-10-31 00:59 | 5.96 | 5.96 | 5.96 | 5.96 | 0 | 0 | 0 | 0 | 0 | 0 | 0 | 0 | 0 | 0 | 0 | 0 | 0 | 0 | 0 | 0 | 0 | 0 | System Off | 0 | 0
7298 | 7298 | 2012-10-31 01:59 | 5.62 | 5.62 | 5.62 | 5.62 | 0 | 0 | 0 | 0 | 0 | 0 | 0 | 0 | 0 | 0 | 0 | 0 | 0 | 0 | 0 | 0 | 0 | 0 | System Off | 0 | 0
7299 | 7299 | 2012-10-31 02:59 | 5.28 | 5.28 | 5.28 | 5.28 | 0 | 0 | 0 | 0 | 0 | 0 | 0 | 0 | 0 | 0 | 0 | 0 | 0 | 0 | 0 | 0 | 0 | 0 | System Off | 0 | 0
7300 | 7300 | 2012-10-31 03:59 | 4.83 | 4.83 | 4.83 | 4.83 | 0 | 0 | 0 | 0 | 0 | 0 | 0 | 0 | 0 | 0 | 0 | 0 | 0 | 0 | 0 | 0 | 0 | 0 | System Off | 0 | 0
7301 | 7301 | 2012-10-31 04:59 | 4.37 | 4.37 | 4.37 | 4.37 | 0 | 0 | 0 | 0 | 0 | 0 | 0 | 0 | 0 | 0 | 0 | 0 | 0 | 0 | 0 | 0 | 0 | 0 | System Off | 0 | 0
7302 | 7302 | 2012-10-31 05:59 | 3.91 | 3.91 | 3.91 | 3.91 | 0 | 0 | 0 | 0 | 0 | 0 | 0 | 0 | 0 | 0 | 0 | 0 | 0 | 0 | 0 | 0 | 0 | 0 | System Off | 0 | 0
7303 | 7303 | 2012-10-31 06:59 | 4.9 | 6.69 | 6.69 | 4.9 | 112.92 | 75.67 | 43.5 | 40 | 14.7 | 128.61 | 0.69 | 0.59 | 0.58 | 0.03 | 86.86 | 0 | 0 | 31.32 | 0.74039 | 0.09408 | 0 | 0 | System Off | 1 | 0
7304 | 7304 | 2012-10-31 07:59 | 5.88 | 25.07 | 25.07 | 5.88 | 1302.76 | 1240.79 | 483.35 | 458 | 14.81 | 1336.03 | 0.93 | 0.93 | 0.91 | 0.45 | 1089.29 | 0 | 0 | 358.09 | 0.82423 | 0.09408 | 0 | 0 | System Off | 1 | 0
7305 | 7305 | 2012-10-31 08:59 | 6.87 | 34.92 | 34.92 | 6.87 | 1932.57 | 1854.44 | 731.41 | 698 | 14.42 | 1946.15 | 0.92 | 0.95 | 0.93 | 0.67 | 1379.1 | 0 | 0 | 548.49 | 0.87652 | 0.09408 | 0 | 0 | System Off | 1 | 0
7306 | 7306 | 2012-10-31 09:59 | 8.15 | 35.26 | 35.26 | 8.15 | 1911.34 | 1833.78 | 725.49 | 692 | 14.39 | 1927.8 | 0.91 | 0.95 | 0.93 | 0.66 | 1255.3 | 0 | 0 | 544.01 | 0.88344 | 0.09408 | 0 | 0 | System Off | 1 | 0
7307 | 7307 | 2012-10-31 10:59 | 9.44 | 36.9 | 36.9 | 9.44 | 1975.4 | 1896.09 | 753.64 | 719 | 14.31 | 1989.65 | 0.92 | 0.95 | 0.93 | 0.69 | 1194.76 | 0 | 0 | 565.78 | 0.89691 | 0.09408 | 0 | 0 | System Off | 1 | 0
7308 | 7308 | 2012-10-31 11:59 | 10.72 | 36.57 | 36.57 | 10.72 | 1908.59 | 1831.11 | 727.63 | 694 | 14.32 | 1923.52 | 0.91 | 0.95 | 0.93 | 0.66 | 1089.95 | 0 | 0 | 546.01 | 0.90012 | 0.09408 | 0 | 0 | System Off | 1 | 0
7309 | 7309 | 2012-10-31 12:59 | 10.87 | 32.61 | 32.61 | 10.87 | 1574.01 | 1505.34 | 595.08 | 567 | 14.46 | 1597.78 | 0.91 | 0.94 | 0.92 | 0.54 | 964.29 | 0 | 0 | 445.33 | 0.87616 | 0.09408 | 0 | 0 | System Off | 1 | 0
7310 | 7310 | 2012-10-31 13:59 | 11.02 | 25.93 | 25.93 | 11.02 | 1054.8 | 998.61 | 396.37 | 374 | 14.69 | 1092.02 | 0.91 | 0.91 | 0.89 | 0.36 | 739.85 | 0 | 0 | 292.88 | 0.83957 | 0.09408 | 0 | 0 | System Off | 1 | 0
7311 | 7311 | 2012-10-31 14:59 | 11.18 | 16.98 | 16.98 | 11.18 | 385.87 | 343.62 | 149.65 | 137 | 14.67 | 426.33 | 0.8 | 0.81 | 0.79 | 0.12 | 282.27 | 0 | 0 | 107.31 | 0.79516 | 0.09408 | 0 | 0 | System Off | 1 | 0
7312 | 7312 | 2012-10-31 15:59 | 9.84 | 9.84 | 9.84 | 9.84 | 0 | 0 | 0 | 0 | 0 | 0 | 0 | 0 | 0 | 0 | 0 | 0 | 0 | 0 | 0 | 0 | 0 | 0 | System Off | 0 | 0
7313 | 7313 | 2012-10-31 16:59 | 8.5 | 8.5 | 8.5 | 8.5 | 0 | 0 | 0 | 0 | 0 | 0 | 0 | 0 | 0 | 0 | 0 | 0 | 0 | 0 | 0 | 0 | 0 | 0 | System Off | 0 | 0
7314 | 7314 | 2012-10-31 17:59 | 7.16 | 7.16 | 7.16 | 7.16 | 0 | 0 | 0 | 0 | 0 | 0 | 0 | 0 | 0 | 0 | 0 | 0 | 0 | 0 | 0 | 0 | 0 | 0 | System Off | 0 | 0
7315 | 7315 | 2012-10-31 18:59 | 6.39 | 6.39 | 6.39 | 6.39 | 0 | 0 | 0 | 0 | 0 | 0 | 0 | 0 | 0 | 0 | 0 | 0 | 0 | 0 | 0 | 0 | 0 | 0 | System Off | 0 | 0
7316 | 7316 | 2012-10-31 19:59 | 5.62 | 5.62 | 5.62 | 5.62 | 0 | 0 | 0 | 0 | 0 | 0 | 0 | 0 | 0 | 0 | 0 | 0 | 0 | 0 | 0 | 0 | 0 | 0 | System Off | 0 | 0
7317 | 7317 | 2012-10-31 20:59 | 4.85 | 4.85 | 4.85 | 4.85 | 0 | 0 | 0 | 0 | 0 | 0 | 0 | 0 | 0 | 0 | 0 | 0 | 0 | 0 | 0 | 0 | 0 | 0 | System Off | 0 | 0
7318 | 7318 | 2012-10-31 21:59 | 4.67 | 4.67 | 4.67 | 4.67 | 0 | 0 | 0 | 0 | 0 | 0 | 0 | 0 | 0 | 0 | 0 | 0 | 0 | 0 | 0 | 0 | 0 | 0 | System Off | 0 | 0
7319 | 7319 | 2012-10-31 22:59 | 4.5 | 4.5 | 4.5 | 4.5 | 0 | 0 | 0 | 0 | 0 | 0 | 0 | 0 | 0 | 0 | 0 | 0 | 0 | 0 | 0 | 0 | 0 | 0 | System Off | 0 | 0
7320 | 7320 | 2012-10-31 23:59 | 4.32 | 4.32 | 4.32 | 4.32 | 0 | 0 | 0 | 0 | 0 | 0 | 0 | 0 | 0 | 0 | 0 | 0 | 0 | 0 | 0 | 0 | 0 | 0 | System Off | 0 | 0
7321 | 7321 | 2012-11-01 00:59 | 4.75 | 4.75 | 4.75 | 4.75 | 0 | 0 | 0 | 0 | 0 | 0 | 0 | 0 | 0 | 0 | 0 | 0 | 0 | 0 | 0 | 0 | 0 | 0 | System Off | 0 | 0
7322 | 7322 | 2012-11-01 01:59 | 5.19 | 5.19 | 5.19 | 5.19 | 0 | 0 | 0 | 0 | 0 | 0 | 0 | 0 | 0 | 0 | 0 | 0 | 0 | 0 | 0 | 0 | 0 | 0 | System Off | 0 | 0
7323 | 7323 | 2012-11-01 02:59 | 5.62 | 5.62 | 5.62 | 5.62 | 0 | 0 | 0 | 0 | 0 | 0 | 0 | 0 | 0 | 0 | 0 | 0 | 0 | 0 | 0 | 0 | 0 | 0 | System Off | 0 | 0
7324 | 7324 | 2012-11-01 03:59 | 5.75 | 5.75 | 5.75 | 5.75 | 0 | 0 | 0 | 0 | 0 | 0 | 0 | 0 | 0 | 0 | 0 | 0 | 0 | 0 | 0 | 0 | 0 | 0 | System Off | 0 | 0
7325 | 7325 | 2012-11-01 04:59 | 5.87 | 5.87 | 5.87 | 5.87 | 0 | 0 | 0 | 0 | 0 | 0 | 0 | 0 | 0 | 0 | 0 | 0 | 0 | 0 | 0 | 0 | 0 | 0 | System Off | 0 | 0
7326 | 7326 | 2012-11-01 05:59 | 6 | 6 | 6 | 6 | 0 | 0 | 0 | 0 | 0 | 0 | 0 | 0 | 0 | 0 | 0 | 0 | 0 | 0 | 0 | 0 | 0 | 0 | System Off | 0 | 0
7327 | 7327 | 2012-11-01 06:59 | 7.19 | 9.16 | 9.16 | 7.19 | 140.68 | 102.94 | 54.3 | 50 | 14.65 | 159.15 | 0.74 | 0.65 | 0.63 | 0.04 | 118.17 | 0 | 0 | 39.17 | 0.75539 | 0.09408 | 0 | 0 | System Off | 1 | 0
7328 | 7328 | 2012-11-01 07:59 | 8.37 | 16.11 | 16.11 | 8.37 | 597.38 | 550.99 | 221.19 | 208 | 14.96 | 632.17 | 0.9 | 0.87 | 0.85 | 0.2 | 483.71 | 0 | 0 | 162.33 | 0.79187 | 0.09408 | 0 | 0 | System Off | 1 | 0
7329 | 7329 | 2012-11-01 08:59 | 9.56 | 12.27 | 12.27 | 9.56 | 208.6 | 169.64 | 80.16 | 74 | 14.68 | 232.31 | 0.75 | 0.73 | 0.71 | 0.06 | 126.16 | 0 | 0 | 57.96 | 0.77366 | 0.09408 | 0 | 0 | System Off | 1 | 0
7330 | 7330 | 2012-11-01 09:59 | 10.02 | 13.11 | 13.11 | 10.02 | 244.87 | 205.26 | 93.82 | 87 | 14.66 | 271.09 | 0.75 | 0.76 | 0.74 | 0.07 | 140.51 | 0 | 0 | 68.16 | 0.77882 | 0.09408 | 0 | 0 | System Off | 1 | 0
7331 | 7331 | 2012-11-01 10:59 | 10.48 | 12.29 | 12.29 | 10.48 | 144.79 | 106.98 | 56.47 | 52 | 14.5 | 163.66 | 0.71 | 0.65 | 0.64 | 0.04 | 67.41 | 0 | 0 | 40.82 | 0.7749 | 0.09408 | 0 | 0 | System Off | 0 | 0
7332 | 7332 | 2012-11-01 11:59 | 10.93 | 11.9 | 11.9 | 10.93 | 77.47 | 40.84 | 30.97 | 28 | 14.41 | 89.88 | 0.32 | 0.45 | 0.44 | 0.01 | 24.31 | 0 | 0 | 22.01 | 0.77297 | 0.09408 | 0 | 0 | System Off | 0 | 0
7333 | 7333 | 2012-11-01 12:59 | 10.44 | 14.15 | 14.15 | 10.44 | 304.56 | 263.85 | 116.05 | 108 | 14.69 | 334.05 | 0.86 | 0.79 | 0.77 | 0.1 | 169.01 | 0 | 0 | 84.58 | 0.78527 | 0.09408 | 0 | 0 | System Off | 1 | 0
7334 | 7334 | 2012-11-01 13:59 | 9.94 | 12.42 | 12.42 | 9.94 | 195.82 | 157.09 | 75.43 | 70 | 14.57 | 218.5 | 0.8 | 0.72 | 0.7 | 0.06 | 116.39 | 0 | 0 | 54.9 | 0.77515 | 0.09408 | 0 | 0 | System Off | 1 | 0
7335 | 7335 | 2012-11-01 14:59 | 9.45 | 9.7 | 9.7 | 9.45 | 17.23 | 0 | 7.29 | 6 | 14.96 | 21.32 | 0 | 0 | 0 | 0 | 0 | 0 | 0 | 4.68 | 0.76018 | 0.09408 | 0 | 0 | System Off | 0 | 0
7336 | 7336 | 2012-11-01 15:59 | 8.93 | 8.93 | 8.93 | 8.93 | 0 | 0 | 0 | 0 | 0 | 0 | 0 | 0 | 0 | 0 | 0 | 0 | 0 | 0 | 0 | 0 | 0 | 0 | System Off | 0 | 0
7337 | 7337 | 2012-11-01 16:59 | 8.41 | 8.41 | 8.41 | 8.41 | 0 | 0 | 0 | 0 | 0 | 0 | 0 | 0 | 0 | 0 | 0 | 0 | 0 | 0 | 0 | 0 | 0 | 0 | System Off | 0 | 0
7338 | 7338 | 2012-11-01 17:59 | 7.89 | 7.89 | 7.89 | 7.89 | 0 | 0 | 0 | 0 | 0 | 0 | 0 | 0 | 0 | 0 | 0 | 0 | 0 | 0 | 0 | 0 | 0 | 0 | System Off | 0 | 0
7339 | 7339 | 2012-11-01 18:59 | 7.6 | 7.6 | 7.6 | 7.6 | 0 | 0 | 0 | 0 | 0 | 0 | 0 | 0 | 0 | 0 | 0 | 0 | 0 | 0 | 0 | 0 | 0 | 0 | System Off | 0 | 0
7340 | 7340 | 2012-11-01 19:59 | 7.31 | 7.31 | 7.31 | 7.31 | 0 | 0 | 0 | 0 | 0 | 0 | 0 | 0 | 0 | 0 | 0 | 0 | 0 | 0 | 0 | 0 | 0 | 0 | System Off | 0 | 0
7341 | 7341 | 2012-11-01 20:59 | 7.01 | 7.01 | 7.01 | 7.01 | 0 | 0 | 0 | 0 | 0 | 0 | 0 | 0 | 0 | 0 | 0 | 0 | 0 | 0 | 0 | 0 | 0 | 0 | System Off | 0 | 0
7342 | 7342 | 2012-11-01 21:59 | 6.98 | 6.98 | 6.98 | 6.98 | 0 | 0 | 0 | 0 | 0 | 0 | 0 | 0 | 0 | 0 | 0 | 0 | 0 | 0 | 0 | 0 | 0 | 0 | System Off | 0 | 0
7343 | 7343 | 2012-11-01 22:59 | 6.95 | 6.95 | 6.95 | 6.95 | 0 | 0 | 0 | 0 | 0 | 0 | 0 | 0 | 0 | 0 | 0 | 0 | 0 | 0 | 0 | 0 | 0 | 0 | System Off | 0 | 0
7344 | 7344 | 2012-11-01 23:59 | 6.92 | 6.92 | 6.92 | 6.92 | 0 | 0 | 0 | 0 | 0 | 0 | 0 | 0 | 0 | 0 | 0 | 0 | 0 | 0 | 0 | 0 | 0 | 0 | System Off | 0 | 0
7345 | 7345 | 2012-11-02 00:59 | 6.5 | 6.5 | 6.5 | 6.5 | 0 | 0 | 0 | 0 | 0 | 0 | 0 | 0 | 0 | 0 | 0 | 0 | 0 | 0 | 0 | 0 | 0 | 0 | System Off | 0 | 0
7346 | 7346 | 2012-11-02 01:59 | 6.08 | 6.08 | 6.08 | 6.08 | 0 | 0 | 0 | 0 | 0 | 0 | 0 | 0 | 0 | 0 | 0 | 0 | 0 | 0 | 0 | 0 | 0 | 0 | System Off | 0 | 0
7347 | 7347 | 2012-11-02 02:59 | 5.66 | 5.66 | 5.66 | 5.66 | 0 | 0 | 0 | 0 | 0 | 0 | 0 | 0 | 0 | 0 | 0 | 0 | 0 | 0 | 0 | 0 | 0 | 0 | System Off | 0 | 0
7348 | 7348 | 2012-11-02 03:59 | 5.51 | 5.51 | 5.51 | 5.51 | 0 | 0 | 0 | 0 | 0 | 0 | 0 | 0 | 0 | 0 | 0 | 0 | 0 | 0 | 0 | 0 | 0 | 0 | System Off | 0 | 0
7349 | 7349 | 2012-11-02 04:59 | 5.35 | 5.35 | 5.35 | 5.35 | 0 | 0 | 0 | 0 | 0 | 0 | 0 | 0 | 0 | 0 | 0 | 0 | 0 | 0 | 0 | 0 | 0 | 0 | System Off | 0 | 0
7350 | 7350 | 2012-11-02 05:59 | 5.2 | 5.2 | 5.2 | 5.2 | 0 | 0 | 0 | 0 | 0 | 0 | 0 | 0 | 0 | 0 | 0 | 0 | 0 | 0 | 0 | 0 | 0 | 0 | System Off | 0 | 0
7351 | 7351 | 2012-11-02 06:59 | 5.96 | 17.82 | 17.82 | 5.96 | 872.98 | 820.82 | 326.67 | 302 | 15.06 | 927.78 | 0.92 | 0.88 | 0.87 | 0.3 | 942.21 | 0 | 0 | 235.39 | 0.79518 | 0.09408 | 0 | 0 | System Off | 1 | 0
7352 | 7352 | 2012-11-02 07:59 | 6.71 | 25.62 | 25.62 | 6.71 | 1460.24 | 1394.43 | 540.61 | 512 | 14.85 | 1491.2 | 0.92 | 0.94 | 0.91 | 0.5 | 1224.17 | 0 | 0 | 400.11 | 0.83943 | 0.09408 | 0 | 0 | System Off | 1 | 0
7353 | 7353 | 2012-11-02 08:59 | 7.47 | 31.79 | 31.79 | 7.47 | 1925.88 | 1847.93 | 720.48 | 687 | 14.6 | 1940.69 | 0.93 | 0.95 | 0.93 | 0.67 | 1374.27 | 0 | 0 | 538.6 | 0.87786 | 0.09408 | 0 | 0 | System Off | 1 | 0
7354 | 7354 | 2012-11-02 09:59 | 8.41 | 34.51 | 34.51 | 8.41 | 2121.75 | 2038.33 | 799.57 | 764 | 14.46 | 2130.89 | 0.93 | 0.96 | 0.93 | 0.74 | 1395.32 | 0 | 0 | 600.01 | 0.89883 | 0.09408 | 0 | 0 | System Off | 1 | 0
7355 | 7355 | 2012-11-02 10:59 | 9.34 | 34.74 | 34.74 | 9.34 | 2129.33 | 2045.7 | 803.08 | 767 | 14.46 | 2138.37 | 0.92 | 0.96 | 0.93 | 0.74 | 1289.04 | 0 | 0 | 602.41 | 0.90532 | 0.09408 | 0 | 0 | System Off | 1 | 0
7356 | 7356 | 2012-11-02 11:59 | 10.27 | 26.43 | 26.43 | 10.27 | 1419.51 | 1354.7 | 527.33 | 500 | 14.79 | 1450.03 | 0.93 | 0.93 | 0.91 | 0.49 | 806.37 | 0 | 0 | 391.07 | 0.85908 | 0.09408 | 0 | 0 | System Off | 1 | 0
7357 | 7357 | 2012-11-02 12:59 | 9.78 | 12.07 | 12.07 | 9.78 | 186.58 | 148.02 | 71.96 | 66 | 14.72 | 208.7 | 0.69 | 0.71 | 0.69 | 0.05 | 94.82 | 0 | 0 | 51.66 | 0.77343 | 0.09408 | 0 | 0 | System Off | 1 | 0
7358 | 7358 | 2012-11-02 13:59 | 9.3 | 10.12 | 10.12 | 9.3 | 61.39 | 25.04 | 24.59 | 22 | 14.53 | 71.83 | 0.41 | 0.35 | 0.34 | 0.01 | 18.55 | 0 | 0 | 17.26 | 0.76234 | 0.09408 | 0 | 0 | System Off | 0 | 0
7359 | 7359 | 2012-11-02 14:59 | 8.81 | 11.35 | 11.35 | 8.81 | 188.72 | 150.12 | 73.19 | 67 | 14.67 | 212.84 | 0.68 | 0.71 | 0.69 | 0.05 | 123.32 | 0 | 0 | 52.48 | 0.76797 | 0.09408 | 0 | 0 | System Off | 1 | 0
7360 | 7360 | 2012-11-02 15:59 | 8.47 | 8.47 | 8.47 | 8.47 | 0 | 0 | 0 | 0 | 0 | 0 | 0 | 0 | 0 | 0 | 0 | 0 | 0 | 0 | 0 | 0 | 0 | 0 | System Off | 0 | 0
7361 | 7361 | 2012-11-02 16:59 | 8.13 | 8.13 | 8.13 | 8.13 | 0 | 0 | 0 | 0 | 0 | 0 | 0 | 0 | 0 | 0 | 0 | 0 | 0 | 0 | 0 | 0 | 0 | 0 | System Off | 0 | 0
7362 | 7362 | 2012-11-02 17:59 | 7.79 | 7.79 | 7.79 | 7.79 | 0 | 0 | 0 | 0 | 0 | 0 | 0 | 0 | 0 | 0 | 0 | 0 | 0 | 0 | 0 | 0 | 0 | 0 | System Off | 0 | 0
7363 | 7363 | 2012-11-02 18:59 | 7.72 | 7.72 | 7.72 | 7.72 | 0 | 0 | 0 | 0 | 0 | 0 | 0 | 0 | 0 | 0 | 0 | 0 | 0 | 0 | 0 | 0 | 0 | 0 | System Off | 0 | 0
7364 | 7364 | 2012-11-02 19:59 | 7.65 | 7.65 | 7.65 | 7.65 | 0 | 0 | 0 | 0 | 0 | 0 | 0 | 0 | 0 | 0 | 0 | 0 | 0 | 0 | 0 | 0 | 0 | 0 | System Off | 0 | 0
7365 | 7365 | 2012-11-02 20:59 | 7.57 | 7.57 | 7.57 | 7.57 | 0 | 0 | 0 | 0 | 0 | 0 | 0 | 0 | 0 | 0 | 0 | 0 | 0 | 0 | 0 | 0 | 0 | 0 | System Off | 0 | 0
7366 | 7366 | 2012-11-02 21:59 | 7.26 | 7.26 | 7.26 | 7.26 | 0 | 0 | 0 | 0 | 0 | 0 | 0 | 0 | 0 | 0 | 0 | 0 | 0 | 0 | 0 | 0 | 0 | 0 | System Off | 0 | 0
7367 | 7367 | 2012-11-02 22:59 | 6.94 | 6.94 | 6.94 | 6.94 | 0 | 0 | 0 | 0 | 0 | 0 | 0 | 0 | 0 | 0 | 0 | 0 | 0 | 0 | 0 | 0 | 0 | 0 | System Off | 0 | 0
7368 | 7368 | 2012-11-02 23:59 | 6.62 | 6.62 | 6.62 | 6.62 | 0 | 0 | 0 | 0 | 0 | 0 | 0 | 0 | 0 | 0 | 0 | 0 | 0 | 0 | 0 | 0 | 0 | 0 | System Off | 0 | 0
7369 | 7369 | 2012-11-03 00:59 | 6.49 | 6.49 | 6.49 | 6.49 | 0 | 0 | 0 | 0 | 0 | 0 | 0 | 0 | 0 | 0 | 0 | 0 | 0 | 0 | 0 | 0 | 0 | 0 | System Off | 0 | 0
7370 | 7370 | 2012-11-03 01:59 | 6.36 | 6.36 | 6.36 | 6.36 | 0 | 0 | 0 | 0 | 0 | 0 | 0 | 0 | 0 | 0 | 0 | 0 | 0 | 0 | 0 | 0 | 0 | 0 | System Off | 0 | 0
7371 | 7371 | 2012-11-03 02:59 | 6.23 | 6.23 | 6.23 | 6.23 | 0 | 0 | 0 | 0 | 0 | 0 | 0 | 0 | 0 | 0 | 0 | 0 | 0 | 0 | 0 | 0 | 0 | 0 | System Off | 0 | 0
7372 | 7372 | 2012-11-03 03:59 | 6.37 | 6.37 | 6.37 | 6.37 | 0 | 0 | 0 | 0 | 0 | 0 | 0 | 0 | 0 | 0 | 0 | 0 | 0 | 0 | 0 | 0 | 0 | 0 | System Off | 0 | 0
7373 | 7373 | 2012-11-03 04:59 | 6.5 | 6.5 | 6.5 | 6.5 | 0 | 0 | 0 | 0 | 0 | 0 | 0 | 0 | 0 | 0 | 0 | 0 | 0 | 0 | 0 | 0 | 0 | 0 | System Off | 0 | 0
7374 | 7374 | 2012-11-03 05:59 | 6.63 | 6.63 | 6.63 | 6.63 | 0 | 0 | 0 | 0 | 0 | 0 | 0 | 0 | 0 | 0 | 0 | 0 | 0 | 0 | 0 | 0 | 0 | 0 | System Off | 0 | 0
7375 | 7375 | 2012-11-03 06:59 | 7.32 | 7.51 | 7.51 | 7.32 | 10.65 | 0 | 4.55 | 4 | 13.87 | 13.43 | 0 | 0 | 0 | 0 | 0 | 0 | 0 | 3.17 | 0.74754 | 0.09408 | 0 | 0 | System Off | 0 | 0
7376 | 7376 | 2012-11-03 07:59 | 8.01 | 9.81 | 9.81 | 8.01 | 114.53 | 77.25 | 44.63 | 41 | 14.55 | 130.51 | 0.67 | 0.59 | 0.58 | 0.03 | 67.82 | 0 | 0 | 32.16 | 0.75845 | 0.09408 | 0 | 0 | System Off | 0 | 0
7377 | 7377 | 2012-11-03 08:59 | 8.7 | 10.81 | 10.81 | 8.7 | 135.95 | 98.29 | 52.83 | 49 | 14.45 | 153.92 | 0.76 | 0.64 | 0.63 | 0.04 | 73.1 | 0 | 0 | 38.49 | 0.76397 | 0.09408 | 0 | 0 | System Off | 1 | 0
7378 | 7378 | 2012-11-03 09:59 | 9.69 | 10.94 | 10.94 | 9.69 | 75.42 | 38.83 | 30.06 | 27 | 14.55 | 87.54 | 0.33 | 0.44 | 0.43 | 0.01 | 26.58 | 0 | 0 | 21.18 | 0.76555 | 0.09408 | 0 | 0 | System Off | 0 | 0
7379 | 7379 | 2012-11-03 10:59 | 10.67 | 12.69 | 12.69 | 10.67 | 117.88 | 80.55 | 46.45 | 43 | 14.28 | 134.43 | 0.65 | 0.6 | 0.59 | 0.03 | 50.75 | 0 | 0 | 33.85 | 0.77432 | 0.09408 | 0 | 0 | System Off | 0 | 0
7380 | 7380 | 2012-11-03 11:59 | 11.65 | 13.01 | 13.01 | 11.65 | 74.7 | 38.12 | 30.06 | 27 | 14.41 | 86.88 | 0.33 | 0.44 | 0.43 | 0.01 | 22.69 | 0 | 0 | 21.22 | 0.77699 | 0.09408 | 0 | 0 | System Off | 0 | 0
7381 | 7381 | 2012-11-03 12:59 | 11.04 | 18.57 | 18.57 | 11.04 | 486.54 | 442.35 | 184.22 | 172 | 14.73 | 521.74 | 0.87 | 0.85 | 0.83 | 0.16 | 283.36 | 0 | 0 | 134.62 | 0.80099 | 0.09408 | 0 | 0 | System Off | 1 | 0
7382 | 7382 | 2012-11-03 13:59 | 10.43 | 27.86 | 27.86 | 10.43 | 1246.14 | 1185.52 | 468.44 | 443 | 14.65 | 1281.13 | 0.92 | 0.93 | 0.9 | 0.43 | 878.33 | 0 | 0 | 347.09 | 0.84926 | 0.09408 | 0 | 0 | System Off | 1 | 0
7383 | 7383 | 2012-11-03 14:59 | 9.82 | 12.89 | 12.89 | 9.82 | 231.55 | 192.18 | 89.88 | 82 | 14.71 | 259.93 | 0.78 | 0.74 | 0.72 | 0.07 | 157.87 | 0 | 0 | 64.2 | 0.77669 | 0.09408 | 0 | 0 | System Off | 1 | 0
7384 | 7384 | 2012-11-03 15:59 | 9.2 | 9.2 | 9.2 | 9.2 | 0 | 0 | 0 | 0 | 0 | 0 | 0 | 0 | 0 | 0 | 0 | 0 | 0 | 0 | 0 | 0 | 0 | 0 | System Off | 0 | 0
7385 | 7385 | 2012-11-03 16:59 | 8.59 | 8.59 | 8.59 | 8.59 | 0 | 0 | 0 | 0 | 0 | 0 | 0 | 0 | 0 | 0 | 0 | 0 | 0 | 0 | 0 | 0 | 0 | 0 | System Off | 0 | 0
7386 | 7386 | 2012-11-03 17:59 | 7.98 | 7.98 | 7.98 | 7.98 | 0 | 0 | 0 | 0 | 0 | 0 | 0 | 0 | 0 | 0 | 0 | 0 | 0 | 0 | 0 | 0 | 0 | 0 | System Off | 0 | 0
7387 | 7387 | 2012-11-03 18:59 | 7.63 | 7.63 | 7.63 | 7.63 | 0 | 0 | 0 | 0 | 0 | 0 | 0 | 0 | 0 | 0 | 0 | 0 | 0 | 0 | 0 | 0 | 0 | 0 | System Off | 0 | 0
7388 | 7388 | 2012-11-03 19:59 | 7.28 | 7.28 | 7.28 | 7.28 | 0 | 0 | 0 | 0 | 0 | 0 | 0 | 0 | 0 | 0 | 0 | 0 | 0 | 0 | 0 | 0 | 0 | 0 | System Off | 0 | 0
7389 | 7389 | 2012-11-03 20:59 | 6.92 | 6.92 | 6.92 | 6.92 | 0 | 0 | 0 | 0 | 0 | 0 | 0 | 0 | 0 | 0 | 0 | 0 | 0 | 0 | 0 | 0 | 0 | 0 | System Off | 0 | 0
7390 | 7390 | 2012-11-03 21:59 | 6.75 | 6.75 | 6.75 | 6.75 | 0 | 0 | 0 | 0 | 0 | 0 | 0 | 0 | 0 | 0 | 0 | 0 | 0 | 0 | 0 | 0 | 0 | 0 | System Off | 0 | 0
7391 | 7391 | 2012-11-03 22:59 | 6.57 | 6.57 | 6.57 | 6.57 | 0 | 0 | 0 | 0 | 0 | 0 | 0 | 0 | 0 | 0 | 0 | 0 | 0 | 0 | 0 | 0 | 0 | 0 | System Off | 0 | 0
7392 | 7392 | 2012-11-03 23:59 | 6.39 | 6.39 | 6.39 | 6.39 | 0 | 0 | 0 | 0 | 0 | 0 | 0 | 0 | 0 | 0 | 0 | 0 | 0 | 0 | 0 | 0 | 0 | 0 | System Off | 0 | 0
7393 | 7393 | 2012-11-04 00:59 | 5.93 | 5.93 | 5.93 | 5.93 | 0 | 0 | 0 | 0 | 0 | 0 | 0 | 0 | 0 | 0 | 0 | 0 | 0 | 0 | 0 | 0 | 0 | 0 | System Off | 0 | 0
7394 | 7394 | 2012-11-04 01:59 | 5.47 | 5.47 | 5.47 | 5.47 | 0 | 0 | 0 | 0 | 0 | 0 | 0 | 0 | 0 | 0 | 0 | 0 | 0 | 0 | 0 | 0 | 0 | 0 | System Off | 0 | 0
7395 | 7395 | 2012-11-04 02:59 | 5 | 5 | 5 | 5 | 0 | 0 | 0 | 0 | 0 | 0 | 0 | 0 | 0 | 0 | 0 | 0 | 0 | 0 | 0 | 0 | 0 | 0 | System Off | 0 | 0
7396 | 7396 | 2012-11-04 03:59 | 4.71 | 4.71 | 4.71 | 4.71 | 0 | 0 | 0 | 0 | 0 | 0 | 0 | 0 | 0 | 0 | 0 | 0 | 0 | 0 | 0 | 0 | 0 | 0 | System Off | 0 | 0
7397 | 7397 | 2012-11-04 04:59 | 4.41 | 4.41 | 4.41 | 4.41 | 0 | 0 | 0 | 0 | 0 | 0 | 0 | 0 | 0 | 0 | 0 | 0 | 0 | 0 | 0 | 0 | 0 | 0 | System Off | 0 | 0
7398 | 7398 | 2012-11-04 05:59 | 4.12 | 4.12 | 4.12 | 4.12 | 0 | 0 | 0 | 0 | 0 | 0 | 0 | 0 | 0 | 0 | 0 | 0 | 0 | 0 | 0 | 0 | 0 | 0 | System Off | 0 | 0
7399 | 7399 | 2012-11-04 06:59 | 5.29 | 7.06 | 7.06 | 5.29 | 110.51 | 73.3 | 42.72 | 39 | 14.76 | 126.14 | 0.7 | 0.58 | 0.57 | 0.03 | 84.14 | 0 | 0 | 30.51 | 0.74242 | 0.09408 | 0 | 0 | System Off | 1 | 0
7400 | 7400 | 2012-11-04 07:59 | 6.46 | 8.14 | 8.14 | 6.46 | 110.47 | 73.26 | 42.81 | 39 | 14.75 | 125.93 | 0.7 | 0.58 | 0.57 | 0.03 | 64.32 | 0 | 0 | 30.52 | 0.74913 | 0.09408 | 0 | 0 | System Off | 0 | 0
7401 | 7401 | 2012-11-04 08:59 | 7.63 | 11.83 | 11.83 | 7.63 | 297.48 | 256.89 | 112.27 | 104 | 14.9 | 325.89 | 0.8 | 0.79 | 0.77 | 0.09 | 191.05 | 0 | 0 | 81.23 | 0.76801 | 0.09408 | 0 | 0 | System Off | 1 | 0
7402 | 7402 | 2012-11-04 09:59 | 8.72 | 13.71 | 13.71 | 8.72 | 359.66 | 317.91 | 135.84 | 126 | 14.87 | 391.65 | 0.81 | 0.81 | 0.79 | 0.11 | 217.62 | 0 | 0 | 98.45 | 0.77852 | 0.09408 | 0 | 0 | System Off | 1 | 0
7403 | 7403 | 2012-11-04 10:59 | 9.8 | 15.42 | 15.42 | 9.8 | 413.01 | 370.24 | 156.13 | 145 | 14.84 | 447.35 | 0.83 | 0.83 | 0.81 | 0.13 | 233.3 | 0 | 0 | 113.34 | 0.78847 | 0.09408 | 0 | 0 | System Off | 1 | 0
7404 | 7404 | 2012-11-04 11:59 | 10.88 | 13.94 | 13.94 | 10.88 | 224.29 | 185.05 | 86.53 | 80 | 14.6 | 249.28 | 0.81 | 0.74 | 0.73 | 0.07 | 110.15 | 0 | 0 | 62.72 | 0.78255 | 0.09408 | 0 | 0 | System Off | 1 | 0
7405 | 7405 | 2012-11-04 12:59 | 10.89 | 17.22 | 17.22 | 10.89 | 493.36 | 449.04 | 185.63 | 173 | 14.85 | 528.37 | 0.86 | 0.85 | 0.83 | 0.16 | 287.64 | 0 | 0 | 135.19 | 0.80023 | 0.09408 | 0 | 0 | System Off | 1 | 0
7406 | 7406 | 2012-11-04 13:59 | 10.9 | 17.04 | 17.04 | 10.9 | 496.24 | 451.86 | 186.24 | 174 | 14.85 | 530.47 | 0.86 | 0.85 | 0.83 | 0.16 | 334.78 | 0 | 0 | 135.97 | 0.80048 | 0.09408 | 0 | 0 | System Off | 1 | 0
7407 | 7407 | 2012-11-04 14:59 | 10.91 | 11.2 | 11.2 | 10.91 | 21.6 | 0 | 9.11 | 8 | 14.06 | 26.5 | 0 | 0 | 0 | 0 | 0 | 0 | 0 | 6.32 | 0.76905 | 0.09408 | 0 | 0 | System Off | 0 | 0
7408 | 7408 | 2012-11-04 15:59 | 10.03 | 10.03 | 10.03 | 10.03 | 0 | 0 | 0 | 0 | 0 | 0 | 0 | 0 | 0 | 0 | 0 | 0 | 0 | 0 | 0 | 0 | 0 | 0 | System Off | 0 | 0
7409 | 7409 | 2012-11-04 16:59 | 9.16 | 9.16 | 9.16 | 9.16 | 0 | 0 | 0 | 0 | 0 | 0 | 0 | 0 | 0 | 0 | 0 | 0 | 0 | 0 | 0 | 0 | 0 | 0 | System Off | 0 | 0
7410 | 7410 | 2012-11-04 17:59 | 8.28 | 8.28 | 8.28 | 8.28 | 0 | 0 | 0 | 0 | 0 | 0 | 0 | 0 | 0 | 0 | 0 | 0 | 0 | 0 | 0 | 0 | 0 | 0 | System Off | 0 | 0
7411 | 7411 | 2012-11-04 18:59 | 7.76 | 7.76 | 7.76 | 7.76 | 0 | 0 | 0 | 0 | 0 | 0 | 0 | 0 | 0 | 0 | 0 | 0 | 0 | 0 | 0 | 0 | 0 | 0 | System Off | 0 | 0
7412 | 7412 | 2012-11-04 19:59 | 7.24 | 7.24 | 7.24 | 7.24 | 0 | 0 | 0 | 0 | 0 | 0 | 0 | 0 | 0 | 0 | 0 | 0 | 0 | 0 | 0 | 0 | 0 | 0 | System Off | 0 | 0
7413 | 7413 | 2012-11-04 20:59 | 6.72 | 6.72 | 6.72 | 6.72 | 0 | 0 | 0 | 0 | 0 | 0 | 0 | 0 | 0 | 0 | 0 | 0 | 0 | 0 | 0 | 0 | 0 | 0 | System Off | 0 | 0
7414 | 7414 | 2012-11-04 21:59 | 6.68 | 6.68 | 6.68 | 6.68 | 0 | 0 | 0 | 0 | 0 | 0 | 0 | 0 | 0 | 0 | 0 | 0 | 0 | 0 | 0 | 0 | 0 | 0 | System Off | 0 | 0
7415 | 7415 | 2012-11-04 22:59 | 6.64 | 6.64 | 6.64 | 6.64 | 0 | 0 | 0 | 0 | 0 | 0 | 0 | 0 | 0 | 0 | 0 | 0 | 0 | 0 | 0 | 0 | 0 | 0 | System Off | 0 | 0
7416 | 7416 | 2012-11-04 23:59 | 6.6 | 6.6 | 6.6 | 6.6 | 0 | 0 | 0 | 0 | 0 | 0 | 0 | 0 | 0 | 0 | 0 | 0 | 0 | 0 | 0 | 0 | 0 | 0 | System Off | 0 | 0
7417 | 7417 | 2012-11-05 00:59 | 6.67 | 6.67 | 6.67 | 6.67 | 0 | 0 | 0 | 0 | 0 | 0 | 0 | 0 | 0 | 0 | 0 | 0 | 0 | 0 | 0 | 0 | 0 | 0 | System Off | 0 | 0
7418 | 7418 | 2012-11-05 01:59 | 6.75 | 6.75 | 6.75 | 6.75 | 0 | 0 | 0 | 0 | 0 | 0 | 0 | 0 | 0 | 0 | 0 | 0 | 0 | 0 | 0 | 0 | 0 | 0 | System Off | 0 | 0
7419 | 7419 | 2012-11-05 02:59 | 6.82 | 6.82 | 6.82 | 6.82 | 0 | 0 | 0 | 0 | 0 | 0 | 0 | 0 | 0 | 0 | 0 | 0 | 0 | 0 | 0 | 0 | 0 | 0 | System Off | 0 | 0
7420 | 7420 | 2012-11-05 03:59 | 6.86 | 6.86 | 6.86 | 6.86 | 0 | 0 | 0 | 0 | 0 | 0 | 0 | 0 | 0 | 0 | 0 | 0 | 0 | 0 | 0 | 0 | 0 | 0 | System Off | 0 | 0
7421 | 7421 | 2012-11-05 04:59 | 6.89 | 6.89 | 6.89 | 6.89 | 0 | 0 | 0 | 0 | 0 | 0 | 0 | 0 | 0 | 0 | 0 | 0 | 0 | 0 | 0 | 0 | 0 | 0 | System Off | 0 | 0
7422 | 7422 | 2012-11-05 05:59 | 6.93 | 6.93 | 6.93 | 6.93 | 0 | 0 | 0 | 0 | 0 | 0 | 0 | 0 | 0 | 0 | 0 | 0 | 0 | 0 | 0 | 0 | 0 | 0 | System Off | 0 | 0
7423 | 7423 | 2012-11-05 06:59 | 7.24 | 9.28 | 9.28 | 7.24 | 133.88 | 96.26 | 51.88 | 48 | 14.53 | 152 | 0.58 | 0.63 | 0.62 | 0.03 | 110.5 | 0 | 0 | 37.67 | 0.75532 | 0.09408 | 0 | 0 | System Off | 1 | 0
7424 | 7424 | 2012-11-05 07:59 | 7.55 | 10.24 | 10.24 | 7.55 | 188.33 | 149.74 | 71.88 | 66 | 14.86 | 209.86 | 0.7 | 0.71 | 0.7 | 0.05 | 131.46 | 0 | 0 | 51.57 | 0.76044 | 0.09408 | 0 | 0 | System Off | 1 | 0
7425 | 7425 | 2012-11-05 08:59 | 7.86 | 20.43 | 20.43 | 7.86 | 954.19 | 900.25 | 351.93 | 332 | 14.97 | 989.86 | 0.94 | 0.91 | 0.89 | 0.33 | 669.5 | 0 | 0 | 259.06 | 0.81221 | 0.09408 | 0 | 0 | System Off | 1 | 0
7426 | 7426 | 2012-11-05 09:59 | 8.22 | 11.42 | 11.42 | 8.22 | 241.65 | 202.09 | 92 | 85 | 14.81 | 267.45 | 0.76 | 0.76 | 0.74 | 0.07 | 138.34 | 0 | 0 | 66.46 | 0.7679 | 0.09408 | 0 | 0 | System Off | 1 | 0
7427 | 7427 | 2012-11-05 10:59 | 8.57 | 10.95 | 10.95 | 8.57 | 182.54 | 144.06 | 70.14 | 65 | 14.63 | 204.24 | 0.71 | 0.71 | 0.69 | 0.05 | 90.77 | 0 | 0 | 50.94 | 0.7662 | 0.09408 | 0 | 0 | System Off | 1 | 0
7428 | 7428 | 2012-11-05 11:59 | 8.92 | 12.42 | 12.42 | 8.92 | 277.93 | 237.7 | 105.66 | 98 | 14.77 | 306.06 | 0.85 | 0.78 | 0.76 | 0.09 | 141.49 | 0 | 0 | 76.66 | 0.77444 | 0.09408 | 0 | 0 | System Off | 1 | 0
7429 | 7429 | 2012-11-05 12:59 | 8.44 | 10.23 | 10.23 | 8.44 | 133.85 | 96.23 | 51.92 | 48 | 14.52 | 151.58 | 0.58 | 0.63 | 0.62 | 0.03 | 61.64 | 0 | 0 | 37.67 | 0.76226 | 0.09408 | 0 | 0 | System Off | 0 | 0
7430 | 7430 | 2012-11-05 13:59 | 7.95 | 13.44 | 13.44 | 7.95 | 408.77 | 366.09 | 152.59 | 142 | 14.99 | 440.39 | 0.85 | 0.83 | 0.81 | 0.13 | 271.23 | 0 | 0 | 110.77 | 0.77697 | 0.09408 | 0 | 0 | System Off | 1 | 0
7431 | 7431 | 2012-11-05 14:59 | 7.47 | 11.31 | 11.31 | 7.47 | 265.13 | 225.15 | 102.02 | 93 | 14.85 | 296.71 | 0.78 | 0.76 | 0.74 | 0.08 | 184.95 | 0 | 0 | 72.68 | 0.76503 | 0.09408 | 0 | 0 | System Off | 1 | 0
7432 | 7432 | 2012-11-05 15:59 | 7.05 | 7.05 | 7.05 | 7.05 | 0 | 0 | 0 | 0 | 0 | 0 | 0 | 0 | 0 | 0 | 0 | 0 | 0 | 0 | 0 | 0 | 0 | 0 | System Off | 0 | 0
7433 | 7433 | 2012-11-05 16:59 | 6.64 | 6.64 | 6.64 | 6.64 | 0 | 0 | 0 | 0 | 0 | 0 | 0 | 0 | 0 | 0 | 0 | 0 | 0 | 0 | 0 | 0 | 0 | 0 | System Off | 0 | 0
7434 | 7434 | 2012-11-05 17:59 | 6.23 | 6.23 | 6.23 | 6.23 | 0 | 0 | 0 | 0 | 0 | 0 | 0 | 0 | 0 | 0 | 0 | 0 | 0 | 0 | 0 | 0 | 0 | 0 | System Off | 0 | 0
7435 | 7435 | 2012-11-05 18:59 | 5.88 | 5.88 | 5.88 | 5.88 | 0 | 0 | 0 | 0 | 0 | 0 | 0 | 0 | 0 | 0 | 0 | 0 | 0 | 0 | 0 | 0 | 0 | 0 | System Off | 0 | 0
7436 | 7436 | 2012-11-05 19:59 | 5.53 | 5.53 | 5.53 | 5.53 | 0 | 0 | 0 | 0 | 0 | 0 | 0 | 0 | 0 | 0 | 0 | 0 | 0 | 0 | 0 | 0 | 0 | 0 | System Off | 0 | 0
7437 | 7437 | 2012-11-05 20:59 | 5.18 | 5.18 | 5.18 | 5.18 | 0 | 0 | 0 | 0 | 0 | 0 | 0 | 0 | 0 | 0 | 0 | 0 | 0 | 0 | 0 | 0 | 0 | 0 | System Off | 0 | 0
7438 | 7438 | 2012-11-05 21:59 | 4.98 | 4.98 | 4.98 | 4.98 | 0 | 0 | 0 | 0 | 0 | 0 | 0 | 0 | 0 | 0 | 0 | 0 | 0 | 0 | 0 | 0 | 0 | 0 | System Off | 0 | 0
7439 | 7439 | 2012-11-05 22:59 | 4.77 | 4.77 | 4.77 | 4.77 | 0 | 0 | 0 | 0 | 0 | 0 | 0 | 0 | 0 | 0 | 0 | 0 | 0 | 0 | 0 | 0 | 0 | 0 | System Off | 0 | 0
7440 | 7440 | 2012-11-05 23:59 | 4.57 | 4.57 | 4.57 | 4.57 | 0 | 0 | 0 | 0 | 0 | 0 | 0 | 0 | 0 | 0 | 0 | 0 | 0 | 0 | 0 | 0 | 0 | 0 | System Off | 0 | 0
7441 | 7441 | 2012-11-06 00:59 | 4.62 | 4.62 | 4.62 | 4.62 | 0 | 0 | 0 | 0 | 0 | 0 | 0 | 0 | 0 | 0 | 0 | 0 | 0 | 0 | 0 | 0 | 0 | 0 | System Off | 0 | 0
7442 | 7442 | 2012-11-06 01:59 | 4.67 | 4.67 | 4.67 | 4.67 | 0 | 0 | 0 | 0 | 0 | 0 | 0 | 0 | 0 | 0 | 0 | 0 | 0 | 0 | 0 | 0 | 0 | 0 | System Off | 0 | 0
7443 | 7443 | 2012-11-06 02:59 | 4.71 | 4.71 | 4.71 | 4.71 | 0 | 0 | 0 | 0 | 0 | 0 | 0 | 0 | 0 | 0 | 0 | 0 | 0 | 0 | 0 | 0 | 0 | 0 | System Off | 0 | 0
7444 | 7444 | 2012-11-06 03:59 | 4.7 | 4.7 | 4.7 | 4.7 | 0 | 0 | 0 | 0 | 0 | 0 | 0 | 0 | 0 | 0 | 0 | 0 | 0 | 0 | 0 | 0 | 0 | 0 | System Off | 0 | 0
7445 | 7445 | 2012-11-06 04:59 | 4.68 | 4.68 | 4.68 | 4.68 | 0 | 0 | 0 | 0 | 0 | 0 | 0 | 0 | 0 | 0 | 0 | 0 | 0 | 0 | 0 | 0 | 0 | 0 | System Off | 0 | 0
7446 | 7446 | 2012-11-06 05:59 | 4.66 | 4.66 | 4.66 | 4.66 | 0 | 0 | 0 | 0 | 0 | 0 | 0 | 0 | 0 | 0 | 0 | 0 | 0 | 0 | 0 | 0 | 0 | 0 | System Off | 0 | 0
7447 | 7447 | 2012-11-06 06:59 | 5.12 | 14.41 | 14.41 | 5.12 | 628.55 | 581.52 | 234.99 | 217 | 15.09 | 675.78 | 0.89 | 0.86 | 0.84 | 0.21 | 667.52 | 0 | 0 | 169.07 | 0.77438 | 0.09408 | 0 | 0 | System Off | 1 | 0
7448 | 7448 | 2012-11-06 07:59 | 5.59 | 25.62 | 25.62 | 5.59 | 1397.23 | 1332.97 | 518.22 | 491 | 14.82 | 1429.42 | 0.93 | 0.93 | 0.91 | 0.48 | 1170.21 | 0 | 0 | 383.86 | 0.82869 | 0.09408 | 0 | 0 | System Off | 1 | 0
7449 | 7449 | 2012-11-06 08:59 | 6.05 | 31.7 | 31.7 | 6.05 | 1810.7 | 1735.86 | 678.7 | 647 | 14.58 | 1828.79 | 0.93 | 0.95 | 0.93 | 0.63 | 1290.92 | 0 | 0 | 507.4 | 0.86142 | 0.09408 | 0 | 0 | System Off | 1 | 0
7450 | 7450 | 2012-11-06 09:59 | 6.75 | 37.49 | 37.49 | 6.75 | 2145.54 | 2061.45 | 817.07 | 781 | 14.31 | 2152.05 | 0.92 | 0.96 | 0.94 | 0.75 | 1411.15 | 0 | 0 | 614.58 | 0.89193 | 0.09408 | 0 | 0 | System Off | 1 | 0
7451 | 7451 | 2012-11-06 10:59 | 7.45 | 32.66 | 32.66 | 7.45 | 1787.83 | 1713.6 | 673.65 | 641 | 14.53 | 1808.41 | 0.92 | 0.95 | 0.93 | 0.62 | 1079.77 | 0 | 0 | 503.01 | 0.86903 | 0.09408 | 0 | 0 | System Off | 1 | 0
7452 | 7452 | 2012-11-06 11:59 | 8.14 | 21.04 | 21.04 | 8.14 | 934.25 | 880.75 | 346.27 | 326 | 14.93 | 971.76 | 0.92 | 0.91 | 0.89 | 0.32 | 524.26 | 0 | 0 | 254.52 | 0.81279 | 0.09408 | 0 | 0 | System Off | 1 | 0
7453 | 7453 | 2012-11-06 12:59 | 8.23 | 21.22 | 21.22 | 8.23 | 942.56 | 888.88 | 348.93 | 329 | 14.92 | 978.55 | 0.92 | 0.91 | 0.89 | 0.32 | 569.4 | 0 | 0 | 256.88 | 0.81391 | 0.09408 | 0 | 0 | System Off | 1 | 0
7454 | 7454 | 2012-11-06 13:59 | 8.31 | 14.36 | 14.36 | 8.31 | 434.9 | 391.71 | 162.47 | 152 | 14.9 | 467.33 | 0.86 | 0.84 | 0.82 | 0.14 | 290.21 | 0 | 0 | 118.71 | 0.78099 | 0.09408 | 0 | 0 | System Off | 1 | 0
7455 | 7455 | 2012-11-06 14:59 | 8.4 | 13.53 | 13.53 | 8.4 | 357.83 | 316.11 | 137.81 | 125 | 14.91 | 397.6 | 0.8 | 0.8 | 0.78 | 0.11 | 259.67 | 0 | 0 | 97.61 | 0.77644 | 0.09408 | 0 | 0 | System Off | 1 | 0
7456 | 7456 | 2012-11-06 15:59 | 7.67 | 7.67 | 7.67 | 7.67 | 0 | 0 | 0 | 0 | 0 | 0 | 0 | 0 | 0 | 0 | 0 | 0 | 0 | 0 | 0 | 0 | 0 | 0 | System Off | 0 | 0
7457 | 7457 | 2012-11-06 16:59 | 6.95 | 6.95 | 6.95 | 6.95 | 0 | 0 | 0 | 0 | 0 | 0 | 0 | 0 | 0 | 0 | 0 | 0 | 0 | 0 | 0 | 0 | 0 | 0 | System Off | 0 | 0
7458 | 7458 | 2012-11-06 17:59 | 6.22 | 6.22 | 6.22 | 6.22 | 0 | 0 | 0 | 0 | 0 | 0 | 0 | 0 | 0 | 0 | 0 | 0 | 0 | 0 | 0 | 0 | 0 | 0 | System Off | 0 | 0
7459 | 7459 | 2012-11-06 18:59 | 6.21 | 6.21 | 6.21 | 6.21 | 0 | 0 | 0 | 0 | 0 | 0 | 0 | 0 | 0 | 0 | 0 | 0 | 0 | 0 | 0 | 0 | 0 | 0 | System Off | 0 | 0
7460 | 7460 | 2012-11-06 19:59 | 6.21 | 6.21 | 6.21 | 6.21 | 0 | 0 | 0 | 0 | 0 | 0 | 0 | 0 | 0 | 0 | 0 | 0 | 0 | 0 | 0 | 0 | 0 | 0 | System Off | 0 | 0
7461 | 7461 | 2012-11-06 20:59 | 6.2 | 6.2 | 6.2 | 6.2 | 0 | 0 | 0 | 0 | 0 | 0 | 0 | 0 | 0 | 0 | 0 | 0 | 0 | 0 | 0 | 0 | 0 | 0 | System Off | 0 | 0
7462 | 7462 | 2012-11-06 21:59 | 6.29 | 6.29 | 6.29 | 6.29 | 0 | 0 | 0 | 0 | 0 | 0 | 0 | 0 | 0 | 0 | 0 | 0 | 0 | 0 | 0 | 0 | 0 | 0 | System Off | 0 | 0
7463 | 7463 | 2012-11-06 22:59 | 6.38 | 6.38 | 6.38 | 6.38 | 0 | 0 | 0 | 0 | 0 | 0 | 0 | 0 | 0 | 0 | 0 | 0 | 0 | 0 | 0 | 0 | 0 | 0 | System Off | 0 | 0
7464 | 7464 | 2012-11-06 23:59 | 6.47 | 6.47 | 6.47 | 6.47 | 0 | 0 | 0 | 0 | 0 | 0 | 0 | 0 | 0 | 0 | 0 | 0 | 0 | 0 | 0 | 0 | 0 | 0 | System Off | 0 | 0
7465 | 7465 | 2012-11-07 00:59 | 6.73 | 6.73 | 6.73 | 6.73 | 0 | 0 | 0 | 0 | 0 | 0 | 0 | 0 | 0 | 0 | 0 | 0 | 0 | 0 | 0 | 0 | 0 | 0 | System Off | 0 | 0
7466 | 7466 | 2012-11-07 01:59 | 6.99 | 6.99 | 6.99 | 6.99 | 0 | 0 | 0 | 0 | 0 | 0 | 0 | 0 | 0 | 0 | 0 | 0 | 0 | 0 | 0 | 0 | 0 | 0 | System Off | 0 | 0
7467 | 7467 | 2012-11-07 02:59 | 7.25 | 7.25 | 7.25 | 7.25 | 0 | 0 | 0 | 0 | 0 | 0 | 0 | 0 | 0 | 0 | 0 | 0 | 0 | 0 | 0 | 0 | 0 | 0 | System Off | 0 | 0
7468 | 7468 | 2012-11-07 03:59 | 7.55 | 7.55 | 7.55 | 7.55 | 0 | 0 | 0 | 0 | 0 | 0 | 0 | 0 | 0 | 0 | 0 | 0 | 0 | 0 | 0 | 0 | 0 | 0 | System Off | 0 | 0
7469 | 7469 | 2012-11-07 04:59 | 7.85 | 7.85 | 7.85 | 7.85 | 0 | 0 | 0 | 0 | 0 | 0 | 0 | 0 | 0 | 0 | 0 | 0 | 0 | 0 | 0 | 0 | 0 | 0 | System Off | 0 | 0
7470 | 7470 | 2012-11-07 05:59 | 8.15 | 8.15 | 8.15 | 8.15 | 0 | 0 | 0 | 0 | 0 | 0 | 0 | 0 | 0 | 0 | 0 | 0 | 0 | 0 | 0 | 0 | 0 | 0 | System Off | 0 | 0
7471 | 7471 | 2012-11-07 06:59 | 8.51 | 9.98 | 9.98 | 8.51 | 106.59 | 69.45 | 41.83 | 38 | 14.61 | 122.25 | 0.72 | 0.57 | 0.56 | 0.03 | 79.73 | 0 | 0 | 29.79 | 0.76078 | 0.09408 | 0 | 0 | System Off | 1 | 0
7472 | 7472 | 2012-11-07 07:59 | 8.86 | 10.15 | 10.15 | 8.86 | 92.54 | 55.65 | 36.43 | 33 | 14.61 | 106.41 | 0.55 | 0.52 | 0.51 | 0.02 | 48.85 | 0 | 0 | 25.87 | 0.76186 | 0.09408 | 0 | 0 | System Off | 0 | 0
7473 | 7473 | 2012-11-07 08:59 | 9.22 | 10.19 | 10.19 | 9.22 | 68.51 | 32.04 | 27.33 | 25 | 14.27 | 79.79 | 0.37 | 0.4 | 0.39 | 0.01 | 23.83 | 0 | 0 | 19.68 | 0.76246 | 0.09408 | 0 | 0 | System Off | 0 | 0
7474 | 7474 | 2012-11-07 09:59 | 9.44 | 10.98 | 10.98 | 9.44 | 109.09 | 71.9 | 42.81 | 39 | 14.57 | 124.65 | 0.7 | 0.58 | 0.56 | 0.03 | 49.22 | 0 | 0 | 30.59 | 0.76636 | 0.09408 | 0 | 0 | System Off | 0 | 0
7475 | 7475 | 2012-11-07 10:59 | 9.66 | 11.96 | 11.96 | 9.66 | 162.11 | 123.99 | 62.85 | 58 | 14.56 | 182.36 | 0.64 | 0.68 | 0.67 | 0.04 | 78.13 | 0 | 0 | 45.5 | 0.77124 | 0.09408 | 0 | 0 | System Off | 1 | 0
7476 | 7476 | 2012-11-07 11:59 | 9.88 | 11.43 | 11.43 | 9.88 | 106.45 | 69.31 | 41.9 | 38 | 14.59 | 121.8 | 0.72 | 0.57 | 0.56 | 0.03 | 41.26 | 0 | 0 | 29.8 | 0.76873 | 0.09408 | 0 | 0 | System Off | 0 | 0
7477 | 7477 | 2012-11-07 12:59 | 9.91 | 10.83 | 10.83 | 9.91 | 61.19 | 24.84 | 24.59 | 22 | 14.49 | 71.65 | 0.41 | 0.35 | 0.34 | 0.01 | 15.91 | 0 | 0 | 17.27 | 0.76588 | 0.09408 | 0 | 0 | System Off | 0 | 0
7478 | 7478 | 2012-11-07 13:59 | 9.94 | 10.93 | 10.93 | 9.94 | 65.9 | 29.47 | 26.41 | 24 | 14.3 | 76.93 | 0.38 | 0.38 | 0.37 | 0.01 | 21.83 | 0 | 0 | 18.89 | 0.76645 | 0.09408 | 0 | 0 | System Off | 0 | 0
7479 | 7479 | 2012-11-07 14:59 | 9.97 | 10.18 | 10.18 | 9.97 | 12.71 | 0 | 5.47 | 5 | 13.24 | 15.96 | 0 | 0 | 0 | 0 | 0 | 0 | 0 | 3.99 | 0.76303 | 0.09408 | 0 | 0 | System Off | 0 | 0
7480 | 7480 | 2012-11-07 15:59 | 9.47 | 9.47 | 9.47 | 9.47 | 0 | 0 | 0 | 0 | 0 | 0 | 0 | 0 | 0 | 0 | 0 | 0 | 0 | 0 | 0 | 0 | 0 | 0 | System Off | 0 | 0
7481 | 7481 | 2012-11-07 16:59 | 8.98 | 8.98 | 8.98 | 8.98 | 0 | 0 | 0 | 0 | 0 | 0 | 0 | 0 | 0 | 0 | 0 | 0 | 0 | 0 | 0 | 0 | 0 | 0 | System Off | 0 | 0
7482 | 7482 | 2012-11-07 17:59 | 8.48 | 8.48 | 8.48 | 8.48 | 0 | 0 | 0 | 0 | 0 | 0 | 0 | 0 | 0 | 0 | 0 | 0 | 0 | 0 | 0 | 0 | 0 | 0 | System Off | 0 | 0
7483 | 7483 | 2012-11-07 18:59 | 8.23 | 8.23 | 8.23 | 8.23 | 0 | 0 | 0 | 0 | 0 | 0 | 0 | 0 | 0 | 0 | 0 | 0 | 0 | 0 | 0 | 0 | 0 | 0 | System Off | 0 | 0
7484 | 7484 | 2012-11-07 19:59 | 7.98 | 7.98 | 7.98 | 7.98 | 0 | 0 | 0 | 0 | 0 | 0 | 0 | 0 | 0 | 0 | 0 | 0 | 0 | 0 | 0 | 0 | 0 | 0 | System Off | 0 | 0
7485 | 7485 | 2012-11-07 20:59 | 7.73 | 7.73 | 7.73 | 7.73 | 0 | 0 | 0 | 0 | 0 | 0 | 0 | 0 | 0 | 0 | 0 | 0 | 0 | 0 | 0 | 0 | 0 | 0 | System Off | 0 | 0
7486 | 7486 | 2012-11-07 21:59 | 7.8 | 7.8 | 7.8 | 7.8 | 0 | 0 | 0 | 0 | 0 | 0 | 0 | 0 | 0 | 0 | 0 | 0 | 0 | 0 | 0 | 0 | 0 | 0 | System Off | 0 | 0
7487 | 7487 | 2012-11-07 22:59 | 7.86 | 7.86 | 7.86 | 7.86 | 0 | 0 | 0 | 0 | 0 | 0 | 0 | 0 | 0 | 0 | 0 | 0 | 0 | 0 | 0 | 0 | 0 | 0 | System Off | 0 | 0
7488 | 7488 | 2012-11-07 23:59 | 7.92 | 7.92 | 7.92 | 7.92 | 0 | 0 | 0 | 0 | 0 | 0 | 0 | 0 | 0 | 0 | 0 | 0 | 0 | 0 | 0 | 0 | 0 | 0 | System Off | 0 | 0
7489 | 7489 | 2012-11-08 00:59 | 8.01 | 8.01 | 8.01 | 8.01 | 0 | 0 | 0 | 0 | 0 | 0 | 0 | 0 | 0 | 0 | 0 | 0 | 0 | 0 | 0 | 0 | 0 | 0 | System Off | 0 | 0
7490 | 7490 | 2012-11-08 01:59 | 8.11 | 8.11 | 8.11 | 8.11 | 0 | 0 | 0 | 0 | 0 | 0 | 0 | 0 | 0 | 0 | 0 | 0 | 0 | 0 | 0 | 0 | 0 | 0 | System Off | 0 | 0
7491 | 7491 | 2012-11-08 02:59 | 8.2 | 8.2 | 8.2 | 8.2 | 0 | 0 | 0 | 0 | 0 | 0 | 0 | 0 | 0 | 0 | 0 | 0 | 0 | 0 | 0 | 0 | 0 | 0 | System Off | 0 | 0
7492 | 7492 | 2012-11-08 03:59 | 8.05 | 8.05 | 8.05 | 8.05 | 0 | 0 | 0 | 0 | 0 | 0 | 0 | 0 | 0 | 0 | 0 | 0 | 0 | 0 | 0 | 0 | 0 | 0 | System Off | 0 | 0
7493 | 7493 | 2012-11-08 04:59 | 7.89 | 7.89 | 7.89 | 7.89 | 0 | 0 | 0 | 0 | 0 | 0 | 0 | 0 | 0 | 0 | 0 | 0 | 0 | 0 | 0 | 0 | 0 | 0 | System Off | 0 | 0
7494 | 7494 | 2012-11-08 05:59 | 7.73 | 7.73 | 7.73 | 7.73 | 0 | 0 | 0 | 0 | 0 | 0 | 0 | 0 | 0 | 0 | 0 | 0 | 0 | 0 | 0 | 0 | 0 | 0 | System Off | 0 | 0
7495 | 7495 | 2012-11-08 06:59 | 8.03 | 8.35 | 8.35 | 8.03 | 19.63 | 0 | 8.2 | 7 | 14.61 | 24.1 | 0 | 0 | 0 | 0 | 0 | 0 | 0 | 5.49 | 0.75218 | 0.09408 | 0 | 0 | System Off | 0 | 0
7496 | 7496 | 2012-11-08 07:59 | 8.34 | 9.28 | 9.28 | 8.34 | 61.63 | 25.28 | 24.59 | 22 | 14.59 | 72.05 | 0.41 | 0.35 | 0.34 | 0.01 | 22.19 | 0 | 0 | 17.25 | 0.75678 | 0.09408 | 0 | 0 | System Off | 0 | 0
7497 | 7497 | 2012-11-08 08:59 | 8.64 | 9.45 | 9.45 | 8.64 | 54.45 | 18.22 | 21.86 | 20 | 14.18 | 64 | 0.46 | 0.28 | 0.28 | 0.01 | 13.55 | 0 | 0 | 15.76 | 0.75816 | 0.09408 | 0 | 0 | System Off | 0 | 0
7498 | 7498 | 2012-11-08 09:59 | 9.08 | 10.76 | 10.76 | 9.08 | 114.05 | 76.78 | 44.63 | 41 | 14.49 | 130.06 | 0.67 | 0.59 | 0.58 | 0.03 | 52.56 | 0 | 0 | 32.19 | 0.76466 | 0.09408 | 0 | 0 | System Off | 0 | 0
7499 | 7499 | 2012-11-08 10:59 | 9.52 | 11.47 | 11.47 | 9.52 | 130.68 | 93.12 | 51.01 | 47 | 14.48 | 148.26 | 0.59 | 0.63 | 0.61 | 0.03 | 58.68 | 0 | 0 | 36.9 | 0.76835 | 0.09408 | 0 | 0 | System Off | 0 | 0
7500 | 7500 | 2012-11-08 11:59 | 9.96 | 11.05 | 11.05 | 9.96 | 70.62 | 34.11 | 28.24 | 26 | 14.15 | 82.2 | 0.35 | 0.41 | 0.41 | 0.01 | 20.3 | 0 | 0 | 20.5 | 0.76695 | 0.09408 | 0 | 0 | System Off | 0 | 0
7501 | 7501 | 2012-11-08 12:59 | 9.85 | 10.72 | 10.72 | 9.85 | 56.49 | 20.22 | 22.77 | 21 | 14.01 | 66.37 | 0.44 | 0.3 | 0.3 | 0.01 | 12.95 | 0 | 0 | 16.59 | 0.76537 | 0.09408 | 0 | 0 | System Off | 0 | 0
7502 | 7502 | 2012-11-08 13:59 | 9.73 | 10.76 | 10.76 | 9.73 | 68.33 | 31.86 | 27.33 | 25 | 14.24 | 79.63 | 0.37 | 0.4 | 0.39 | 0.01 | 23.6 | 0 | 0 | 19.69 | 0.76542 | 0.09408 | 0 | 0 | System Off | 0 | 0
7503 | 7503 | 2012-11-08 14:59 | 9.62 | 10.2 | 10.2 | 9.62 | 37.84 | 1.89 | 15.48 | 14 | 14.08 | 45.21 | 0 | 0.04 | 0.04 | 0 | 1.55 | 0 | 0 | 11.05 | 0.7627 | 0.09408 | 0 | 0 | System Off | 0 | 0
7504 | 7504 | 2012-11-08 15:59 | 9.31 | 9.31 | 9.31 | 9.31 | 0 | 0 | 0 | 0 | 0 | 0 | 0 | 0 | 0 | 0 | 0 | 0 | 0 | 0 | 0 | 0 | 0 | 0 | System Off | 0 | 0
7505 | 7505 | 2012-11-08 16:59 | 9.01 | 9.01 | 9.01 | 9.01 | 0 | 0 | 0 | 0 | 0 | 0 | 0 | 0 | 0 | 0 | 0 | 0 | 0 | 0 | 0 | 0 | 0 | 0 | System Off | 0 | 0
7506 | 7506 | 2012-11-08 17:59 | 8.7 | 8.7 | 8.7 | 8.7 | 0 | 0 | 0 | 0 | 0 | 0 | 0 | 0 | 0 | 0 | 0 | 0 | 0 | 0 | 0 | 0 | 0 | 0 | System Off | 0 | 0
7507 | 7507 | 2012-11-08 18:59 | 8.52 | 8.52 | 8.52 | 8.52 | 0 | 0 | 0 | 0 | 0 | 0 | 0 | 0 | 0 | 0 | 0 | 0 | 0 | 0 | 0 | 0 | 0 | 0 | System Off | 0 | 0
7508 | 7508 | 2012-11-08 19:59 | 8.34 | 8.34 | 8.34 | 8.34 | 0 | 0 | 0 | 0 | 0 | 0 | 0 | 0 | 0 | 0 | 0 | 0 | 0 | 0 | 0 | 0 | 0 | 0 | System Off | 0 | 0
7509 | 7509 | 2012-11-08 20:59 | 8.16 | 8.16 | 8.16 | 8.16 | 0 | 0 | 0 | 0 | 0 | 0 | 0 | 0 | 0 | 0 | 0 | 0 | 0 | 0 | 0 | 0 | 0 | 0 | System Off | 0 | 0
7510 | 7510 | 2012-11-08 21:59 | 8.14 | 8.14 | 8.14 | 8.14 | 0 | 0 | 0 | 0 | 0 | 0 | 0 | 0 | 0 | 0 | 0 | 0 | 0 | 0 | 0 | 0 | 0 | 0 | System Off | 0 | 0
7511 | 7511 | 2012-11-08 22:59 | 8.11 | 8.11 | 8.11 | 8.11 | 0 | 0 | 0 | 0 | 0 | 0 | 0 | 0 | 0 | 0 | 0 | 0 | 0 | 0 | 0 | 0 | 0 | 0 | System Off | 0 | 0
7512 | 7512 | 2012-11-08 23:59 | 8.08 | 8.08 | 8.08 | 8.08 | 0 | 0 | 0 | 0 | 0 | 0 | 0 | 0 | 0 | 0 | 0 | 0 | 0 | 0 | 0 | 0 | 0 | 0 | System Off | 0 | 0
7513 | 7513 | 2012-11-09 00:59 | 7.92 | 7.92 | 7.92 | 7.92 | 0 | 0 | 0 | 0 | 0 | 0 | 0 | 0 | 0 | 0 | 0 | 0 | 0 | 0 | 0 | 0 | 0 | 0 | System Off | 0 | 0
7514 | 7514 | 2012-11-09 01:59 | 7.76 | 7.76 | 7.76 | 7.76 | 0 | 0 | 0 | 0 | 0 | 0 | 0 | 0 | 0 | 0 | 0 | 0 | 0 | 0 | 0 | 0 | 0 | 0 | System Off | 0 | 0
7515 | 7515 | 2012-11-09 02:59 | 7.59 | 7.59 | 7.59 | 7.59 | 0 | 0 | 0 | 0 | 0 | 0 | 0 | 0 | 0 | 0 | 0 | 0 | 0 | 0 | 0 | 0 | 0 | 0 | System Off | 0 | 0
7516 | 7516 | 2012-11-09 03:59 | 7.56 | 7.56 | 7.56 | 7.56 | 0 | 0 | 0 | 0 | 0 | 0 | 0 | 0 | 0 | 0 | 0 | 0 | 0 | 0 | 0 | 0 | 0 | 0 | System Off | 0 | 0
7517 | 7517 | 2012-11-09 04:59 | 7.52 | 7.52 | 7.52 | 7.52 | 0 | 0 | 0 | 0 | 0 | 0 | 0 | 0 | 0 | 0 | 0 | 0 | 0 | 0 | 0 | 0 | 0 | 0 | System Off | 0 | 0
7518 | 7518 | 2012-11-09 05:59 | 7.49 | 7.49 | 7.49 | 7.49 | 0 | 0 | 0 | 0 | 0 | 0 | 0 | 0 | 0 | 0 | 0 | 0 | 0 | 0 | 0 | 0 | 0 | 0 | System Off | 0 | 0
7519 | 7519 | 2012-11-09 06:59 | 7.89 | 8.38 | 8.38 | 7.89 | 26.52 | 0 | 10.93 | 10 | 13.81 | 32.12 | 0 | 0 | 0 | 0 | 0 | 0 | 0 | 7.92 | 0.75196 | 0.09408 | 0 | 0 | System Off | 0 | 0
7520 | 7520 | 2012-11-09 07:59 | 8.28 | 10.79 | 10.79 | 8.28 | 145.52 | 107.69 | 56.29 | 52 | 14.58 | 164.02 | 0.71 | 0.66 | 0.64 | 0.04 | 94.54 | 0 | 0 | 40.78 | 0.76208 | 0.09408 | 0 | 0 | System Off | 1 | 0
7521 | 7521 | 2012-11-09 08:59 | 8.68 | 11.39 | 11.39 | 8.68 | 157.61 | 119.57 | 61.03 | 56 | 14.66 | 177.44 | 0.66 | 0.67 | 0.66 | 0.04 | 88.92 | 0 | 0 | 43.87 | 0.76514 | 0.09408 | 0 | 0 | System Off | 1 | 0
7522 | 7522 | 2012-11-09 09:59 | 9.49 | 15.76 | 15.76 | 9.49 | 385.67 | 343.43 | 146.23 | 136 | 14.77 | 418.45 | 0.82 | 0.82 | 0.8 | 0.12 | 235.09 | 0 | 0 | 106.39 | 0.78496 | 0.09408 | 0 | 0 | System Off | 1 | 0
7523 | 7523 | 2012-11-09 10:59 | 10.29 | 15.32 | 15.32 | 10.29 | 316.7 | 275.75 | 121.13 | 112 | 14.73 | 347.18 | 0.83 | 0.79 | 0.78 | 0.1 | 173.76 | 0 | 0 | 87.67 | 0.78513 | 0.09408 | 0 | 0 | System Off | 1 | 0
7524 | 7524 | 2012-11-09 11:59 | 11.09 | 35.89 | 35.89 | 11.09 | 1609.39 | 1539.81 | 616.14 | 586 | 14.3 | 1633.18 | 0.91 | 0.94 | 0.92 | 0.56 | 916.56 | 0 | 0 | 461.16 | 0.88145 | 0.09408 | 0 | 0 | System Off | 1 | 0
7525 | 7525 | 2012-11-09 12:59 | 10.87 | 35.09 | 35.09 | 10.87 | 1573.77 | 1505.1 | 600.47 | 572 | 14.33 | 1596.63 | 0.9 | 0.94 | 0.92 | 0.54 | 964.14 | 0 | 0 | 449.99 | 0.87731 | 0.09408 | 0 | 0 | System Off | 1 | 0
7526 | 7526 | 2012-11-09 13:59 | 10.64 | 28.32 | 28.32 | 10.64 | 1155.71 | 1097.21 | 436.72 | 413 | 14.57 | 1192.27 | 0.92 | 0.92 | 0.9 | 0.4 | 812.9 | 0 | 0 | 323.9 | 0.84486 | 0.09408 | 0 | 0 | System Off | 1 | 0
7527 | 7527 | 2012-11-09 14:59 | 10.42 | 13.82 | 13.82 | 10.42 | 212.84 | 173.8 | 83.71 | 76 | 14.59 | 241.25 | 0.72 | 0.72 | 0.71 | 0.06 | 142.77 | 0 | 0 | 59.59 | 0.77909 | 0.09408 | 0 | 0 | System Off | 1 | 0
7528 | 7528 | 2012-11-09 15:59 | 9.62 | 9.62 | 9.62 | 9.62 | 0 | 0 | 0 | 0 | 0 | 0 | 0 | 0 | 0 | 0 | 0 | 0 | 0 | 0 | 0 | 0 | 0 | 0 | System Off | 0 | 0
7529 | 7529 | 2012-11-09 16:59 | 8.82 | 8.82 | 8.82 | 8.82 | 0 | 0 | 0 | 0 | 0 | 0 | 0 | 0 | 0 | 0 | 0 | 0 | 0 | 0 | 0 | 0 | 0 | 0 | System Off | 0 | 0
7530 | 7530 | 2012-11-09 17:59 | 8.02 | 8.02 | 8.02 | 8.02 | 0 | 0 | 0 | 0 | 0 | 0 | 0 | 0 | 0 | 0 | 0 | 0 | 0 | 0 | 0 | 0 | 0 | 0 | System Off | 0 | 0
7531 | 7531 | 2012-11-09 18:59 | 7.92 | 7.92 | 7.92 | 7.92 | 0 | 0 | 0 | 0 | 0 | 0 | 0 | 0 | 0 | 0 | 0 | 0 | 0 | 0 | 0 | 0 | 0 | 0 | System Off | 0 | 0
7532 | 7532 | 2012-11-09 19:59 | 7.82 | 7.82 | 7.82 | 7.82 | 0 | 0 | 0 | 0 | 0 | 0 | 0 | 0 | 0 | 0 | 0 | 0 | 0 | 0 | 0 | 0 | 0 | 0 | System Off | 0 | 0
7533 | 7533 | 2012-11-09 20:59 | 7.71 | 7.71 | 7.71 | 7.71 | 0 | 0 | 0 | 0 | 0 | 0 | 0 | 0 | 0 | 0 | 0 | 0 | 0 | 0 | 0 | 0 | 0 | 0 | System Off | 0 | 0
7534 | 7534 | 2012-11-09 21:59 | 8.06 | 8.06 | 8.06 | 8.06 | 0 | 0 | 0 | 0 | 0 | 0 | 0 | 0 | 0 | 0 | 0 | 0 | 0 | 0 | 0 | 0 | 0 | 0 | System Off | 0 | 0
7535 | 7535 | 2012-11-09 22:59 | 8.41 | 8.41 | 8.41 | 8.41 | 0 | 0 | 0 | 0 | 0 | 0 | 0 | 0 | 0 | 0 | 0 | 0 | 0 | 0 | 0 | 0 | 0 | 0 | System Off | 0 | 0
7536 | 7536 | 2012-11-09 23:59 | 8.76 | 8.76 | 8.76 | 8.76 | 0 | 0 | 0 | 0 | 0 | 0 | 0 | 0 | 0 | 0 | 0 | 0 | 0 | 0 | 0 | 0 | 0 | 0 | System Off | 0 | 0
7537 | 7537 | 2012-11-10 00:59 | 8.73 | 8.73 | 8.73 | 8.73 | 0 | 0 | 0 | 0 | 0 | 0 | 0 | 0 | 0 | 0 | 0 | 0 | 0 | 0 | 0 | 0 | 0 | 0 | System Off | 0 | 0
7538 | 7538 | 2012-11-10 01:59 | 8.7 | 8.7 | 8.7 | 8.7 | 0 | 0 | 0 | 0 | 0 | 0 | 0 | 0 | 0 | 0 | 0 | 0 | 0 | 0 | 0 | 0 | 0 | 0 | System Off | 0 | 0
7539 | 7539 | 2012-11-10 02:59 | 8.66 | 8.66 | 8.66 | 8.66 | 0 | 0 | 0 | 0 | 0 | 0 | 0 | 0 | 0 | 0 | 0 | 0 | 0 | 0 | 0 | 0 | 0 | 0 | System Off | 0 | 0
7540 | 7540 | 2012-11-10 03:59 | 9.02 | 9.02 | 9.02 | 9.02 | 0 | 0 | 0 | 0 | 0 | 0 | 0 | 0 | 0 | 0 | 0 | 0 | 0 | 0 | 0 | 0 | 0 | 0 | System Off | 0 | 0
7541 | 7541 | 2012-11-10 04:59 | 9.38 | 9.38 | 9.38 | 9.38 | 0 | 0 | 0 | 0 | 0 | 0 | 0 | 0 | 0 | 0 | 0 | 0 | 0 | 0 | 0 | 0 | 0 | 0 | System Off | 0 | 0
7542 | 7542 | 2012-11-10 05:59 | 9.74 | 9.74 | 9.74 | 9.74 | 0 | 0 | 0 | 0 | 0 | 0 | 0 | 0 | 0 | 0 | 0 | 0 | 0 | 0 | 0 | 0 | 0 | 0 | System Off | 0 | 0
7543 | 7543 | 2012-11-10 06:59 | 10.35 | 11.5 | 11.5 | 10.35 | 71.23 | 34.71 | 28.65 | 26 | 14.27 | 83.25 | 0.35 | 0.42 | 0.41 | 0.01 | 39.84 | 0 | 0 | 20.47 | 0.76922 | 0.09408 | 0 | 0 | System Off | 0 | 0
7544 | 7544 | 2012-11-10 07:59 | 10.97 | 12.06 | 12.06 | 10.97 | 67.92 | 31.45 | 27.33 | 25 | 14.15 | 79.26 | 0.37 | 0.4 | 0.39 | 0.01 | 27.61 | 0 | 0 | 19.71 | 0.77265 | 0.09408 | 0 | 0 | System Off | 0 | 0
7545 | 7545 | 2012-11-10 08:59 | 11.58 | 12.66 | 12.66 | 11.58 | 67.73 | 31.27 | 27.33 | 25 | 14.11 | 79.09 | 0.37 | 0.4 | 0.39 | 0.01 | 23.25 | 0 | 0 | 19.72 | 0.77622 | 0.09408 | 0 | 0 | System Off | 0 | 0
7546 | 7546 | 2012-11-10 09:59 | 11.81 | 14.04 | 14.04 | 11.81 | 146.08 | 108.25 | 57.38 | 53 | 14.36 | 165.25 | 0.7 | 0.66 | 0.64 | 0.04 | 74.1 | 0 | 0 | 41.68 | 0.78291 | 0.09408 | 0 | 0 | System Off | 0 | 0
7547 | 7547 | 2012-11-10 10:59 | 12.03 | 14.19 | 14.19 | 12.03 | 143.57 | 105.78 | 56.47 | 52 | 14.38 | 162.54 | 0.71 | 0.65 | 0.64 | 0.04 | 66.65 | 0 | 0 | 40.88 | 0.784 | 0.09408 | 0 | 0 | System Off | 0 | 0
7548 | 7548 | 2012-11-10 11:59 | 12.25 | 16.98 | 16.98 | 12.25 | 326.96 | 285.83 | 125.58 | 116 | 14.68 | 357.77 | 0.8 | 0.8 | 0.78 | 0.1 | 170.14 | 0 | 0 | 90.85 | 0.7975 | 0.09408 | 0 | 0 | System Off | 1 | 0
7549 | 7549 | 2012-11-10 12:59 | 12.35 | 14.17 | 14.17 | 12.35 | 119.49 | 82.12 | 47.36 | 44 | 14.14 | 136.33 | 0.63 | 0.6 | 0.59 | 0.03 | 52.61 | 0 | 0 | 34.7 | 0.78438 | 0.09408 | 0 | 0 | System Off | 0 | 0
7550 | 7550 | 2012-11-10 13:59 | 12.46 | 13 | 13 | 12.46 | 32.74 | 0 | 13.66 | 12 | 14.21 | 39.49 | 0 | 0 | 0 | 0 | 0 | 0 | 0 | 9.45 | 0.77887 | 0.09408 | 0 | 0 | System Off | 0 | 0
7551 | 7551 | 2012-11-10 14:59 | 12.56 | 13.56 | 13.56 | 12.56 | 60.42 | 24.09 | 24.7 | 22 | 14.3 | 71.26 | 0.4 | 0.34 | 0.33 | 0.01 | 19.79 | 0 | 0 | 17.31 | 0.78138 | 0.09408 | 0 | 0 | System Off | 0 | 0
7552 | 7552 | 2012-11-10 15:59 | 12.34 | 12.34 | 12.34 | 12.34 | 0 | 0 | 0 | 0 | 0 | 0 | 0 | 0 | 0 | 0 | 0 | 0 | 0 | 0 | 0 | 0 | 0 | 0 | System Off | 0 | 0
7553 | 7553 | 2012-11-10 16:59 | 12.13 | 12.13 | 12.13 | 12.13 | 0 | 0 | 0 | 0 | 0 | 0 | 0 | 0 | 0 | 0 | 0 | 0 | 0 | 0 | 0 | 0 | 0 | 0 | System Off | 0 | 0
7554 | 7554 | 2012-11-10 17:59 | 11.91 | 11.91 | 11.91 | 11.91 | 0 | 0 | 0 | 0 | 0 | 0 | 0 | 0 | 0 | 0 | 0 | 0 | 0 | 0 | 0 | 0 | 0 | 0 | System Off | 0 | 0
7555 | 7555 | 2012-11-10 18:59 | 11.78 | 11.78 | 11.78 | 11.78 | 0 | 0 | 0 | 0 | 0 | 0 | 0 | 0 | 0 | 0 | 0 | 0 | 0 | 0 | 0 | 0 | 0 | 0 | System Off | 0 | 0
7556 | 7556 | 2012-11-10 19:59 | 11.65 | 11.65 | 11.65 | 11.65 | 0 | 0 | 0 | 0 | 0 | 0 | 0 | 0 | 0 | 0 | 0 | 0 | 0 | 0 | 0 | 0 | 0 | 0 | System Off | 0 | 0
7557 | 7557 | 2012-11-10 20:59 | 11.52 | 11.52 | 11.52 | 11.52 | 0 | 0 | 0 | 0 | 0 | 0 | 0 | 0 | 0 | 0 | 0 | 0 | 0 | 0 | 0 | 0 | 0 | 0 | System Off | 0 | 0
7558 | 7558 | 2012-11-10 21:59 | 11.32 | 11.32 | 11.32 | 11.32 | 0 | 0 | 0 | 0 | 0 | 0 | 0 | 0 | 0 | 0 | 0 | 0 | 0 | 0 | 0 | 0 | 0 | 0 | System Off | 0 | 0
7559 | 7559 | 2012-11-10 22:59 | 11.11 | 11.11 | 11.11 | 11.11 | 0 | 0 | 0 | 0 | 0 | 0 | 0 | 0 | 0 | 0 | 0 | 0 | 0 | 0 | 0 | 0 | 0 | 0 | System Off | 0 | 0
7560 | 7560 | 2012-11-10 23:59 | 10.9 | 10.9 | 10.9 | 10.9 | 0 | 0 | 0 | 0 | 0 | 0 | 0 | 0 | 0 | 0 | 0 | 0 | 0 | 0 | 0 | 0 | 0 | 0 | System Off | 0 | 0
7561 | 7561 | 2012-11-11 00:59 | 10.44 | 10.44 | 10.44 | 10.44 | 0 | 0 | 0 | 0 | 0 | 0 | 0 | 0 | 0 | 0 | 0 | 0 | 0 | 0 | 0 | 0 | 0 | 0 | System Off | 0 | 0
7562 | 7562 | 2012-11-11 01:59 | 9.98 | 9.98 | 9.98 | 9.98 | 0 | 0 | 0 | 0 | 0 | 0 | 0 | 0 | 0 | 0 | 0 | 0 | 0 | 0 | 0 | 0 | 0 | 0 | System Off | 0 | 0
7563 | 7563 | 2012-11-11 02:59 | 9.51 | 9.51 | 9.51 | 9.51 | 0 | 0 | 0 | 0 | 0 | 0 | 0 | 0 | 0 | 0 | 0 | 0 | 0 | 0 | 0 | 0 | 0 | 0 | System Off | 0 | 0
7564 | 7564 | 2012-11-11 03:59 | 9.01 | 9.01 | 9.01 | 9.01 | 0 | 0 | 0 | 0 | 0 | 0 | 0 | 0 | 0 | 0 | 0 | 0 | 0 | 0 | 0 | 0 | 0 | 0 | System Off | 0 | 0
7565 | 7565 | 2012-11-11 04:59 | 8.5 | 8.5 | 8.5 | 8.5 | 0 | 0 | 0 | 0 | 0 | 0 | 0 | 0 | 0 | 0 | 0 | 0 | 0 | 0 | 0 | 0 | 0 | 0 | System Off | 0 | 0
7566 | 7566 | 2012-11-11 05:59 | 8 | 8 | 8 | 8 | 0 | 0 | 0 | 0 | 0 | 0 | 0 | 0 | 0 | 0 | 0 | 0 | 0 | 0 | 0 | 0 | 0 | 0 | System Off | 0 | 0
7567 | 7567 | 2012-11-11 06:59 | 8.11 |  |  | 8.11 | 0 | 0 | 85.69 | 79 | 0 |  | 0 |  |  | 0 | 0 | 0 | 0 | 73.47 | 0.76894 | 0.09408 | 0 | 0 | System Off | 0 | 0
7568 | 7568 | 2012-11-11 07:59 | 8.22 | 18.71 | 18.71 | 8.22 | 607.15 | 560.56 | 226.71 | 213 | 14.85 | 641.75 | 0.88 | 0.87 | 0.85 | 0.2 | 492.12 | 0 | 0 | 166.47 | 0.79198 | 0.09408 | 0 | 0 | System Off | 1 | 0
7569 | 7569 | 2012-11-11 08:59 | 8.33 | 29.91 | 29.91 | 8.33 | 1211.56 | 1151.76 | 458.45 | 435 | 14.51 | 1243.91 | 0.92 | 0.93 | 0.9 | 0.42 | 856.54 | 0 | 0 | 341.45 | 0.83505 | 0.09408 | 0 | 0 | System Off | 1 | 0
7570 | 7570 | 2012-11-11 09:59 | 8.83 | 33.76 | 33.76 | 8.83 | 1392.16 | 1328.03 | 532.03 | 505 | 14.36 | 1422.09 | 0.9 | 0.93 | 0.91 | 0.48 | 909.09 | 0 | 0 | 397.14 | 0.85169 | 0.09408 | 0 | 0 | System Off | 1 | 0
7571 | 7571 | 2012-11-11 10:59 | 9.32 | 28.44 | 28.44 | 9.32 | 1083.5 | 1026.66 | 410.3 | 388 | 14.54 | 1119.61 | 0.9 | 0.92 | 0.9 | 0.37 | 646.92 | 0 | 0 | 304.41 | 0.83204 | 0.09408 | 0 | 0 | System Off | 1 | 0
7572 | 7572 | 2012-11-11 11:59 | 9.81 | 18.04 | 18.04 | 9.81 | 468.86 | 425.01 | 177.55 | 166 | 14.71 | 503.86 | 0.84 | 0.84 | 0.83 | 0.15 | 252.98 | 0 | 0 | 129.96 | 0.79255 | 0.09408 | 0 | 0 | System Off | 1 | 0
7573 | 7573 | 2012-11-11 12:59 | 9.81 | 12.97 | 12.97 | 9.81 | 176.05 | 137.68 | 68.31 | 63 | 14.55 | 197.49 | 0.73 | 0.7 | 0.68 | 0.05 | 88.2 | 0 | 0 | 49.42 | 0.77306 | 0.09408 | 0 | 0 | System Off | 1 | 0
7574 | 7574 | 2012-11-11 13:59 | 9.82 | 15.46 | 15.46 | 9.82 | 320.56 | 279.55 | 121.93 | 114 | 14.65 | 349.3 | 0.82 | 0.8 | 0.78 | 0.1 | 207.11 | 0 | 0 | 89.32 | 0.78277 | 0.09408 | 0 | 0 | System Off | 1 | 0
7575 | 7575 | 2012-11-11 14:59 | 9.82 | 11.68 | 11.68 | 9.82 | 100.8 | 63.76 | 40.24 | 37 | 14.19 | 116.88 | 0.5 | 0.55 | 0.53 | 0.02 | 52.38 | 0 | 0 | 29.16 | 0.76823 | 0.09408 | 0 | 0 | System Off | 0 | 0
7576 | 7576 | 2012-11-11 15:59 | 8.82 | 8.82 | 8.82 | 8.82 | 0 | 0 | 0 | 0 | 0 | 0 | 0 | 0 | 0 | 0 | 0 | 0 | 0 | 0 | 0 | 0 | 0 | 0 | System Off | 0 | 0
7577 | 7577 | 2012-11-11 16:59 | 7.83 | 7.83 | 7.83 | 7.83 | 0 | 0 | 0 | 0 | 0 | 0 | 0 | 0 | 0 | 0 | 0 | 0 | 0 | 0 | 0 | 0 | 0 | 0 | System Off | 0 | 0
7578 | 7578 | 2012-11-11 17:59 | 6.84 | 6.84 | 6.84 | 6.84 | 0 | 0 | 0 | 0 | 0 | 0 | 0 | 0 | 0 | 0 | 0 | 0 | 0 | 0 | 0 | 0 | 0 | 0 | System Off | 0 | 0
7579 | 7579 | 2012-11-11 18:59 | 6.23 | 6.23 | 6.23 | 6.23 | 0 | 0 | 0 | 0 | 0 | 0 | 0 | 0 | 0 | 0 | 0 | 0 | 0 | 0 | 0 | 0 | 0 | 0 | System Off | 0 | 0
7580 | 7580 | 2012-11-11 19:59 | 5.62 | 5.62 | 5.62 | 5.62 | 0 | 0 | 0 | 0 | 0 | 0 | 0 | 0 | 0 | 0 | 0 | 0 | 0 | 0 | 0 | 0 | 0 | 0 | System Off | 0 | 0
7581 | 7581 | 2012-11-11 20:59 | 5.01 | 5.01 | 5.01 | 5.01 | 0 | 0 | 0 | 0 | 0 | 0 | 0 | 0 | 0 | 0 | 0 | 0 | 0 | 0 | 0 | 0 | 0 | 0 | System Off | 0 | 0
7582 | 7582 | 2012-11-11 21:59 | 4.69 | 4.69 | 4.69 | 4.69 | 0 | 0 | 0 | 0 | 0 | 0 | 0 | 0 | 0 | 0 | 0 | 0 | 0 | 0 | 0 | 0 | 0 | 0 | System Off | 0 | 0
7583 | 7583 | 2012-11-11 22:59 | 4.37 | 4.37 | 4.37 | 4.37 | 0 | 0 | 0 | 0 | 0 | 0 | 0 | 0 | 0 | 0 | 0 | 0 | 0 | 0 | 0 | 0 | 0 | 0 | System Off | 0 | 0
7584 | 7584 | 2012-11-11 23:59 | 4.05 | 4.05 | 4.05 | 4.05 | 0 | 0 | 0 | 0 | 0 | 0 | 0 | 0 | 0 | 0 | 0 | 0 | 0 | 0 | 0 | 0 | 0 | 0 | System Off | 0 | 0
7585 | 7585 | 2012-11-12 00:59 | 4.08 | 4.08 | 4.08 | 4.08 | 0 | 0 | 0 | 0 | 0 | 0 | 0 | 0 | 0 | 0 | 0 | 0 | 0 | 0 | 0 | 0 | 0 | 0 | System Off | 0 | 0
7586 | 7586 | 2012-11-12 01:59 | 4.11 | 4.11 | 4.11 | 4.11 | 0 | 0 | 0 | 0 | 0 | 0 | 0 | 0 | 0 | 0 | 0 | 0 | 0 | 0 | 0 | 0 | 0 | 0 | System Off | 0 | 0
7587 | 7587 | 2012-11-12 02:59 | 4.13 | 4.13 | 4.13 | 4.13 | 0 | 0 | 0 | 0 | 0 | 0 | 0 | 0 | 0 | 0 | 0 | 0 | 0 | 0 | 0 | 0 | 0 | 0 | System Off | 0 | 0
7588 | 7588 | 2012-11-12 03:59 | 4.27 | 4.27 | 4.27 | 4.27 | 0 | 0 | 0 | 0 | 0 | 0 | 0 | 0 | 0 | 0 | 0 | 0 | 0 | 0 | 0 | 0 | 0 | 0 | System Off | 0 | 0
7589 | 7589 | 2012-11-12 04:59 | 4.4 | 4.4 | 4.4 | 4.4 | 0 | 0 | 0 | 0 | 0 | 0 | 0 | 0 | 0 | 0 | 0 | 0 | 0 | 0 | 0 | 0 | 0 | 0 | System Off | 0 | 0
7590 | 7590 | 2012-11-12 05:59 | 4.54 | 4.54 | 4.54 | 4.54 | 0 | 0 | 0 | 0 | 0 | 0 | 0 | 0 | 0 | 0 | 0 | 0 | 0 | 0 | 0 | 0 | 0 | 0 | System Off | 0 | 0
7591 | 7591 | 2012-11-12 06:59 | 5.27 | 5.64 | 5.64 | 5.27 | 19.89 | 0 | 8.2 | 7 | 14.8 | 24.33 | 0 | 0 | 0 | 0 | 0 | 0 | 0 | 5.47 | 0.73638 | 0.09408 | 0 | 0 | System Off | 0 | 0
7592 | 7592 | 2012-11-12 07:59 | 6 | 28.35 | 28.35 | 6 | 1287.02 | 1225.43 | 484.09 | 458 | 14.64 | 1321.43 | 0.91 | 0.93 | 0.91 | 0.44 | 1075.81 | 0 | 0 | 358.91 | 0.82515 | 0.09408 | 0 | 0 | System Off | 1 | 0
7593 | 7593 | 2012-11-12 08:59 | 6.73 | 40.62 | 40.62 | 6.73 | 1865.33 | 1789.02 | 722.68 | 690 | 14.08 | 1879.68 | 0.9 | 0.95 | 0.93 | 0.65 | 1330.46 | 0 | 0 | 544.55 | 0.87469 | 0.09408 | 0 | 0 | System Off | 1 | 0
7594 | 7594 | 2012-11-12 09:59 | 7.7 | 41.69 | 41.69 | 7.7 | 1903.57 | 1826.23 | 740.47 | 707 | 14.02 | 1917.69 | 0.89 | 0.95 | 0.93 | 0.66 | 1250.13 | 0 | 0 | 558.37 | 0.88413 | 0.09408 | 0 | 0 | System Off | 1 | 0
7595 | 7595 | 2012-11-12 10:59 | 8.67 | 41.85 | 41.85 | 8.67 | 1897.9 | 1820.7 | 738.95 | 705 | 14.02 | 1912.47 | 0.89 | 0.95 | 0.93 | 0.66 | 1147.26 | 0 | 0 | 556.8 | 0.88984 | 0.09408 | 0 | 0 | System Off | 1 | 0
7596 | 7596 | 2012-11-12 11:59 | 9.64 | 26.76 | 26.76 | 9.64 | 1033.1 | 977.41 | 389.28 | 368 | 14.62 | 1069.07 | 0.9 | 0.91 | 0.89 | 0.35 | 581.79 | 0 | 0 | 288.43 | 0.83009 | 0.09408 | 0 | 0 | System Off | 1 | 0
7597 | 7597 | 2012-11-12 12:59 | 9.35 | 25.82 | 25.82 | 9.35 | 963.9 | 909.74 | 362.55 | 343 | 14.64 | 999.25 | 0.91 | 0.91 | 0.89 | 0.33 | 582.76 | 0 | 0 | 268.79 | 0.82354 | 0.09408 | 0 | 0 | System Off | 1 | 0
7598 | 7598 | 2012-11-12 13:59 | 9.06 | 21.82 | 21.82 | 9.06 | 721.44 | 672.5 | 271.19 | 255 | 14.74 | 758.83 | 0.89 | 0.89 | 0.87 | 0.24 | 498.24 | 0 | 0 | 199.58 | 0.80498 | 0.09408 | 0 | 0 | System Off | 1 | 0
7599 | 7599 | 2012-11-12 14:59 | 8.77 | 15.2 | 15.2 | 8.77 | 337.51 | 296.18 | 132.09 | 119 | 14.77 | 378.77 | 0.83 | 0.78 | 0.77 | 0.11 | 243.3 | 0 | 0 | 93.09 | 0.77752 | 0.09408 | 0 | 0 | System Off | 1 | 0
7600 | 7600 | 2012-11-12 15:59 | 7.64 | 7.64 | 7.64 | 7.64 | 0 | 0 | 0 | 0 | 0 | 0 | 0 | 0 | 0 | 0 | 0 | 0 | 0 | 0 | 0 | 0 | 0 | 0 | System Off | 0 | 0
7601 | 7601 | 2012-11-12 16:59 | 6.51 | 6.51 | 6.51 | 6.51 | 0 | 0 | 0 | 0 | 0 | 0 | 0 | 0 | 0 | 0 | 0 | 0 | 0 | 0 | 0 | 0 | 0 | 0 | System Off | 0 | 0
7602 | 7602 | 2012-11-12 17:59 | 5.38 | 5.38 | 5.38 | 5.38 | 0 | 0 | 0 | 0 | 0 | 0 | 0 | 0 | 0 | 0 | 0 | 0 | 0 | 0 | 0 | 0 | 0 | 0 | System Off | 0 | 0
7603 | 7603 | 2012-11-12 18:59 | 4.83 | 4.83 | 4.83 | 4.83 | 0 | 0 | 0 | 0 | 0 | 0 | 0 | 0 | 0 | 0 | 0 | 0 | 0 | 0 | 0 | 0 | 0 | 0 | System Off | 0 | 0
7604 | 7604 | 2012-11-12 19:59 | 4.29 | 4.29 | 4.29 | 4.29 | 0 | 0 | 0 | 0 | 0 | 0 | 0 | 0 | 0 | 0 | 0 | 0 | 0 | 0 | 0 | 0 | 0 | 0 | System Off | 0 | 0
7605 | 7605 | 2012-11-12 20:59 | 3.74 | 3.74 | 3.74 | 3.74 | 0 | 0 | 0 | 0 | 0 | 0 | 0 | 0 | 0 | 0 | 0 | 0 | 0 | 0 | 0 | 0 | 0 | 0 | System Off | 0 | 0
7606 | 7606 | 2012-11-12 21:59 | 3.6 | 3.6 | 3.6 | 3.6 | 0 | 0 | 0 | 0 | 0 | 0 | 0 | 0 | 0 | 0 | 0 | 0 | 0 | 0 | 0 | 0 | 0 | 0 | System Off | 0 | 0
7607 | 7607 | 2012-11-12 22:59 | 3.45 | 3.45 | 3.45 | 3.45 | 0 | 0 | 0 | 0 | 0 | 0 | 0 | 0 | 0 | 0 | 0 | 0 | 0 | 0 | 0 | 0 | 0 | 0 | System Off | 0 | 0
7608 | 7608 | 2012-11-12 23:59 | 3.31 | 3.31 | 3.31 | 3.31 | 0 | 0 | 0 | 0 | 0 | 0 | 0 | 0 | 0 | 0 | 0 | 0 | 0 | 0 | 0 | 0 | 0 | 0 | System Off | 0 | 0
7609 | 7609 | 2012-11-13 00:59 | 3.19 | 3.19 | 3.19 | 3.19 | 0 | 0 | 0 | 0 | 0 | 0 | 0 | 0 | 0 | 0 | 0 | 0 | 0 | 0 | 0 | 0 | 0 | 0 | System Off | 0 | 0
7610 | 7610 | 2012-11-13 01:59 | 3.08 | 3.08 | 3.08 | 3.08 | 0 | 0 | 0 | 0 | 0 | 0 | 0 | 0 | 0 | 0 | 0 | 0 | 0 | 0 | 0 | 0 | 0 | 0 | System Off | 0 | 0
7611 | 7611 | 2012-11-13 02:59 | 2.96 | 2.96 | 2.96 | 2.96 | 0 | 0 | 0 | 0 | 0 | 0 | 0 | 0 | 0 | 0 | 0 | 0 | 0 | 0 | 0 | 0 | 0 | 0 | System Off | 0 | 0
7612 | 7612 | 2012-11-13 03:59 | 3.02 | 3.02 | 3.02 | 3.02 | 0 | 0 | 0 | 0 | 0 | 0 | 0 | 0 | 0 | 0 | 0 | 0 | 0 | 0 | 0 | 0 | 0 | 0 | System Off | 0 | 0
7613 | 7613 | 2012-11-13 04:59 | 3.07 | 3.07 | 3.07 | 3.07 | 0 | 0 | 0 | 0 | 0 | 0 | 0 | 0 | 0 | 0 | 0 | 0 | 0 | 0 | 0 | 0 | 0 | 0 | System Off | 0 | 0
7614 | 7614 | 2012-11-13 05:59 | 3.13 | 3.13 | 3.13 | 3.13 | 0 | 0 | 0 | 0 | 0 | 0 | 0 | 0 | 0 | 0 | 0 | 0 | 0 | 0 | 0 | 0 | 0 | 0 | System Off | 0 | 0
7615 | 7615 | 2012-11-13 06:59 | 4.09 |  |  | 4.09 | 0 | 0 | 58.01 | 53 | 0 |  | 0 |  |  | 0 | 0 | 0 | 0 | 49.29 | 0.74001 | 0.09408 | 0 | 0 | System Off | 0 | 0
7616 | 7616 | 2012-11-13 07:59 | 5.05 | 13.42 | 13.42 | 5.05 | 530.51 | 485.46 | 195.14 | 183 | 15.1 | 563.22 | 0.92 | 0.86 | 0.84 | 0.18 | 426.18 | 0 | 0 | 142.56 | 0.76765 | 0.09408 | 0 | 0 | System Off | 1 | 0
7617 | 7617 | 2012-11-13 08:59 | 6.01 | 11.05 | 11.05 | 6.01 | 315.42 | 274.51 | 118.09 | 110 | 14.93 | 343.77 | 0.85 | 0.8 | 0.78 | 0.1 | 204.14 | 0 | 0 | 85.87 | 0.75972 | 0.09408 | 0 | 0 | System Off | 1 | 0
7618 | 7618 | 2012-11-13 09:59 | 7.21 | 10.19 | 10.19 | 7.21 | 183.14 | 144.64 | 70.14 | 65 | 14.67 | 204.8 | 0.71 | 0.71 | 0.69 | 0.05 | 99.02 | 0 | 0 | 50.91 | 0.75831 | 0.09408 | 0 | 0 | System Off | 1 | 0
7619 | 7619 | 2012-11-13 10:59 | 8.41 | 13.11 | 13.11 | 8.41 | 292.5 | 252.01 | 111.2 | 103 | 14.79 | 321.32 | 0.81 | 0.78 | 0.77 | 0.09 | 158.79 | 0 | 0 | 80.56 | 0.77239 | 0.09408 | 0 | 0 | System Off | 1 | 0
7620 | 7620 | 2012-11-13 11:59 | 9.61 | 13.29 | 13.29 | 9.61 | 227.38 | 188.09 | 87.44 | 81 | 14.62 | 252.5 | 0.8 | 0.74 | 0.73 | 0.07 | 111.96 | 0 | 0 | 63.49 | 0.77529 | 0.09408 | 0 | 0 | System Off | 1 | 0
7621 | 7621 | 2012-11-13 12:59 | 9.38 | 12.13 | 12.13 | 9.38 | 166.89 | 128.68 | 64.67 | 60 | 14.49 | 187.53 | 0.77 | 0.69 | 0.67 | 0.05 | 82.43 | 0 | 0 | 47.11 | 0.77 | 0.09408 | 0 | 0 | System Off | 1 | 0
7622 | 7622 | 2012-11-13 13:59 | 9.16 | 10.92 | 10.92 | 9.16 | 104.28 | 67.18 | 40.99 | 38 | 14.29 | 119.37 | 0.49 | 0.56 | 0.55 | 0.02 | 49.77 | 0 | 0 | 29.91 | 0.76457 | 0.09408 | 0 | 0 | System Off | 0 | 0
7623 | 7623 | 2012-11-13 14:59 | 8.93 | 10.2 | 10.2 | 8.93 | 73.05 | 36.5 | 29.3 | 27 | 14.09 | 85.54 | 0.34 | 0.43 | 0.42 | 0.01 | 29.98 | 0 | 0 | 21.31 | 0.76117 | 0.09408 | 0 | 0 | System Off | 0 | 0
7624 | 7624 | 2012-11-13 15:59 | 7.67 | 7.67 | 7.67 | 7.67 | 0 | 0 | 0 | 0 | 0 | 0 | 0 | 0 | 0 | 0 | 0 | 0 | 0 | 0 | 0 | 0 | 0 | 0 | System Off | 0 | 0
7625 | 7625 | 2012-11-13 16:59 | 6.42 | 6.42 | 6.42 | 6.42 | 0 | 0 | 0 | 0 | 0 | 0 | 0 | 0 | 0 | 0 | 0 | 0 | 0 | 0 | 0 | 0 | 0 | 0 | System Off | 0 | 0
7626 | 7626 | 2012-11-13 17:59 | 5.17 | 5.17 | 5.17 | 5.17 | 0 | 0 | 0 | 0 | 0 | 0 | 0 | 0 | 0 | 0 | 0 | 0 | 0 | 0 | 0 | 0 | 0 | 0 | System Off | 0 | 0
7627 | 7627 | 2012-11-13 18:59 | 4.5 | 4.5 | 4.5 | 4.5 | 0 | 0 | 0 | 0 | 0 | 0 | 0 | 0 | 0 | 0 | 0 | 0 | 0 | 0 | 0 | 0 | 0 | 0 | System Off | 0 | 0
7628 | 7628 | 2012-11-13 19:59 | 3.83 | 3.83 | 3.83 | 3.83 | 0 | 0 | 0 | 0 | 0 | 0 | 0 | 0 | 0 | 0 | 0 | 0 | 0 | 0 | 0 | 0 | 0 | 0 | System Off | 0 | 0
7629 | 7629 | 2012-11-13 20:59 | 3.15 | 3.15 | 3.15 | 3.15 | 0 | 0 | 0 | 0 | 0 | 0 | 0 | 0 | 0 | 0 | 0 | 0 | 0 | 0 | 0 | 0 | 0 | 0 | System Off | 0 | 0
7630 | 7630 | 2012-11-13 21:59 | 2.94 | 2.94 | 2.94 | 2.94 | 0 | 0 | 0 | 0 | 0 | 0 | 0 | 0 | 0 | 0 | 0 | 0 | 0 | 0 | 0 | 0 | 0 | 0 | System Off | 0 | 0
7631 | 7631 | 2012-11-13 22:59 | 2.72 | 2.72 | 2.72 | 2.72 | 0 | 0 | 0 | 0 | 0 | 0 | 0 | 0 | 0 | 0 | 0 | 0 | 0 | 0 | 0 | 0 | 0 | 0 | System Off | 0 | 0
7632 | 7632 | 2012-11-13 23:59 | 2.51 | 2.51 | 2.51 | 2.51 | 0 | 0 | 0 | 0 | 0 | 0 | 0 | 0 | 0 | 0 | 0 | 0 | 0 | 0 | 0 | 0 | 0 | 0 | System Off | 0 | 0
7633 | 7633 | 2012-11-14 00:59 | 2.31 | 2.31 | 2.31 | 2.31 | 0 | 0 | 0 | 0 | 0 | 0 | 0 | 0 | 0 | 0 | 0 | 0 | 0 | 0 | 0 | 0 | 0 | 0 | System Off | 0 | 0
7634 | 7634 | 2012-11-14 01:59 | 2.11 | 2.11 | 2.11 | 2.11 | 0 | 0 | 0 | 0 | 0 | 0 | 0 | 0 | 0 | 0 | 0 | 0 | 0 | 0 | 0 | 0 | 0 | 0 | System Off | 0 | 0
7635 | 7635 | 2012-11-14 02:59 | 1.9 | 1.9 | 1.9 | 1.9 | 0 | 0 | 0 | 0 | 0 | 0 | 0 | 0 | 0 | 0 | 0 | 0 | 0 | 0 | 0 | 0 | 0 | 0 | System Off | 0 | 0
7636 | 7636 | 2012-11-14 03:59 | 1.75 | 1.75 | 1.75 | 1.75 | 0 | 0 | 0 | 0 | 0 | 0 | 0 | 0 | 0 | 0 | 0 | 0 | 0 | 0 | 0 | 0 | 0 | 0 | System Off | 0 | 0
7637 | 7637 | 2012-11-14 04:59 | 1.59 | 1.59 | 1.59 | 1.59 | 0 | 0 | 0 | 0 | 0 | 0 | 0 | 0 | 0 | 0 | 0 | 0 | 0 | 0 | 0 | 0 | 0 | 0 | System Off | 0 | 0
7638 | 7638 | 2012-11-14 05:59 | 1.44 | 1.44 | 1.44 | 1.44 | 0 | 0 | 0 | 0 | 0 | 0 | 0 | 0 | 0 | 0 | 0 | 0 | 0 | 0 | 0 | 0 | 0 | 0 | System Off | 0 | 0
7639 | 7639 | 2012-11-14 06:59 | 2.66 |  |  | 2.66 | 0 | 0 | 35.69 | 32 | 0 |  | 0 |  |  | 0 | 0 | 0 | 0 | 29.76 | 0.74578 | 0.09408 | 0 | 0 | System Off | 0 | 0
7640 | 7640 | 2012-11-14 07:59 | 3.88 | 20.06 | 20.06 | 3.88 | 1038.21 | 982.4 | 381.42 | 360 | 15.02 | 1074.32 | 0.94 | 0.91 | 0.89 | 0.36 | 862.45 | 0 | 0 | 280.73 | 0.79371 | 0.09408 | 0 | 0 | System Off | 1 | 0
7641 | 7641 | 2012-11-14 08:59 | 5.1 | 30.52 | 30.52 | 5.1 | 1627.44 | 1557.41 | 609.7 | 580 | 14.61 | 1650.4 | 0.92 | 0.94 | 0.92 | 0.56 | 1158.21 | 0 | 0 | 454.64 | 0.8428 | 0.09408 | 0 | 0 | System Off | 1 | 0
7642 | 7642 | 2012-11-14 09:59 | 6.76 | 38.61 | 38.61 | 6.76 | 2005.86 | 1925.7 | 768.99 | 735 | 14.21 | 2016.37 | 0.91 | 0.96 | 0.93 | 0.7 | 1318.22 | 0 | 0 | 579.08 | 0.88331 | 0.09408 | 0 | 0 | System Off | 1 | 0
7643 | 7643 | 2012-11-14 10:59 | 8.41 | 41.27 | 41.27 | 8.41 | 2063.86 | 1982.08 | 798.61 | 764 | 14.07 | 2071.77 | 0.9 | 0.96 | 0.93 | 0.72 | 1248.95 | 0 | 0 | 603.03 | 0.89957 | 0.09408 | 0 | 0 | System Off | 1 | 0
7644 | 7644 | 2012-11-14 11:59 | 10.06 | 39.88 | 39.88 | 10.06 | 1890.33 | 1813.35 | 729.55 | 697 | 14.13 | 1903.25 | 0.9 | 0.95 | 0.93 | 0.66 | 1079.37 | 0 | 0 | 549.76 | 0.89687 | 0.09408 | 0 | 0 | System Off | 1 | 0
7645 | 7645 | 2012-11-14 12:59 | 9.12 | 33.24 | 33.24 | 9.12 | 1538.91 | 1471.13 | 583.34 | 556 | 14.42 | 1562.41 | 0.91 | 0.94 | 0.92 | 0.53 | 942.38 | 0 | 0 | 436.93 | 0.86322 | 0.09408 | 0 | 0 | System Off | 1 | 0
7646 | 7646 | 2012-11-14 13:59 | 8.17 | 23.11 | 23.11 | 8.17 | 956.71 | 902.72 | 357.17 | 337 | 14.79 | 994.56 | 0.92 | 0.91 | 0.89 | 0.33 | 668.8 | 0 | 0 | 263.58 | 0.81517 | 0.09408 | 0 | 0 | System Off | 1 | 0
7647 | 7647 | 2012-11-14 14:59 | 7.23 | 11.91 | 11.91 | 7.23 | 284.28 | 243.94 | 110.51 | 100 | 14.81 | 320.7 | 0.81 | 0.76 | 0.74 | 0.09 | 200.39 | 0 | 0 | 78.19 | 0.76496 | 0.09408 | 0 | 0 | System Off | 1 | 0
7648 | 7648 | 2012-11-14 15:59 | 6.49 | 6.49 | 6.49 | 6.49 | 0 | 0 | 0 | 0 | 0 | 0 | 0 | 0 | 0 | 0 | 0 | 0 | 0 | 0 | 0 | 0 | 0 | 0 | System Off | 0 | 0
7649 | 7649 | 2012-11-14 16:59 | 5.75 | 5.75 | 5.75 | 5.75 | 0 | 0 | 0 | 0 | 0 | 0 | 0 | 0 | 0 | 0 | 0 | 0 | 0 | 0 | 0 | 0 | 0 | 0 | System Off | 0 | 0
7650 | 7650 | 2012-11-14 17:59 | 5.01 | 5.01 | 5.01 | 5.01 | 0 | 0 | 0 | 0 | 0 | 0 | 0 | 0 | 0 | 0 | 0 | 0 | 0 | 0 | 0 | 0 | 0 | 0 | System Off | 0 | 0
7651 | 7651 | 2012-11-14 18:59 | 4.82 | 4.82 | 4.82 | 4.82 | 0 | 0 | 0 | 0 | 0 | 0 | 0 | 0 | 0 | 0 | 0 | 0 | 0 | 0 | 0 | 0 | 0 | 0 | System Off | 0 | 0
7652 | 7652 | 2012-11-14 19:59 | 4.64 | 4.64 | 4.64 | 4.64 | 0 | 0 | 0 | 0 | 0 | 0 | 0 | 0 | 0 | 0 | 0 | 0 | 0 | 0 | 0 | 0 | 0 | 0 | System Off | 0 | 0
7653 | 7653 | 2012-11-14 20:59 | 4.45 | 4.45 | 4.45 | 4.45 | 0 | 0 | 0 | 0 | 0 | 0 | 0 | 0 | 0 | 0 | 0 | 0 | 0 | 0 | 0 | 0 | 0 | 0 | System Off | 0 | 0
7654 | 7654 | 2012-11-14 21:59 | 4.34 | 4.34 | 4.34 | 4.34 | 0 | 0 | 0 | 0 | 0 | 0 | 0 | 0 | 0 | 0 | 0 | 0 | 0 | 0 | 0 | 0 | 0 | 0 | System Off | 0 | 0
7655 | 7655 | 2012-11-14 22:59 | 4.23 | 4.23 | 4.23 | 4.23 | 0 | 0 | 0 | 0 | 0 | 0 | 0 | 0 | 0 | 0 | 0 | 0 | 0 | 0 | 0 | 0 | 0 | 0 | System Off | 0 | 0
7656 | 7656 | 2012-11-14 23:59 | 4.12 | 4.12 | 4.12 | 4.12 | 0 | 0 | 0 | 0 | 0 | 0 | 0 | 0 | 0 | 0 | 0 | 0 | 0 | 0 | 0 | 0 | 0 | 0 | System Off | 0 | 0
7657 | 7657 | 2012-11-15 00:59 | 4.19 | 4.19 | 4.19 | 4.19 | 0 | 0 | 0 | 0 | 0 | 0 | 0 | 0 | 0 | 0 | 0 | 0 | 0 | 0 | 0 | 0 | 0 | 0 | System Off | 0 | 0
7658 | 7658 | 2012-11-15 01:59 | 4.26 | 4.26 | 4.26 | 4.26 | 0 | 0 | 0 | 0 | 0 | 0 | 0 | 0 | 0 | 0 | 0 | 0 | 0 | 0 | 0 | 0 | 0 | 0 | System Off | 0 | 0
7659 | 7659 | 2012-11-15 02:59 | 4.32 | 4.32 | 4.32 | 4.32 | 0 | 0 | 0 | 0 | 0 | 0 | 0 | 0 | 0 | 0 | 0 | 0 | 0 | 0 | 0 | 0 | 0 | 0 | System Off | 0 | 0
7660 | 7660 | 2012-11-15 03:59 | 4.17 | 4.17 | 4.17 | 4.17 | 0 | 0 | 0 | 0 | 0 | 0 | 0 | 0 | 0 | 0 | 0 | 0 | 0 | 0 | 0 | 0 | 0 | 0 | System Off | 0 | 0
7661 | 7661 | 2012-11-15 04:59 | 4.01 | 4.01 | 4.01 | 4.01 | 0 | 0 | 0 | 0 | 0 | 0 | 0 | 0 | 0 | 0 | 0 | 0 | 0 | 0 | 0 | 0 | 0 | 0 | System Off | 0 | 0
7662 | 7662 | 2012-11-15 05:59 | 3.86 | 3.86 | 3.86 | 3.86 | 0 | 0 | 0 | 0 | 0 | 0 | 0 | 0 | 0 | 0 | 0 | 0 | 0 | 0 | 0 | 0 | 0 | 0 | System Off | 0 | 0
7663 | 7663 | 2012-11-15 06:59 | 4.11 | 4.11 | 4.11 | 4.11 | 0 | 0 | 0 | 0 | 0 | 0 | 0 | 0 | 0 | 0 | 0 | 0 | 0 | 0 | 0 | 0 | 0 | 0 | System Off | 0 | 0
7664 | 7664 | 2012-11-15 07:59 | 4.35 | 5.82 | 5.82 | 4.35 | 79.64 | 42.98 | 30.97 | 28 | 14.81 | 91.85 | 0.65 | 0.47 | 0.46 | 0.02 | 37.73 | 0 | 0 | 21.89 | 0.73503 | 0.09408 | 0 | 0 | System Off | 0 | 0
7665 | 7665 | 2012-11-15 08:59 | 4.6 | 5.98 | 5.98 | 4.6 | 74.71 | 38.13 | 29.15 | 27 | 14.41 | 86.4 | 0.34 | 0.44 | 0.43 | 0.01 | 28.35 | 0 | 0 | 21.22 | 0.73629 | 0.09408 | 0 | 0 | System Off | 0 | 0
7666 | 7666 | 2012-11-15 09:59 | 5.09 | 6.71 | 6.71 | 5.09 | 89.08 | 52.25 | 34.61 | 32 | 14.5 | 102.34 | 0.58 | 0.51 | 0.5 | 0.02 | 35.77 | 0 | 0 | 25.12 | 0.74 | 0.09408 | 0 | 0 | System Off | 0 | 0
7667 | 7667 | 2012-11-15 10:59 | 5.57 | 7.37 | 7.37 | 5.57 | 101.03 | 63.99 | 39.17 | 36 | 14.62 | 115.53 | 0.51 | 0.55 | 0.54 | 0.02 | 40.32 | 0 | 0 | 28.22 | 0.74348 | 0.09408 | 0 | 0 | System Off | 0 | 0
7668 | 7668 | 2012-11-15 11:59 | 6.05 | 7.58 | 7.58 | 6.05 | 86.3 | 49.52 | 33.7 | 31 | 14.5 | 99.33 | 0.59 | 0.5 | 0.49 | 0.02 | 29.48 | 0 | 0 | 24.34 | 0.74531 | 0.09408 | 0 | 0 | System Off | 0 | 0
7669 | 7669 | 2012-11-15 12:59 | 6 | 7.56 | 7.56 | 6 | 86.31 | 49.53 | 33.7 | 31 | 14.5 | 99.34 | 0.59 | 0.5 | 0.49 | 0.02 | 31.73 | 0 | 0 | 24.33 | 0.74502 | 0.09408 | 0 | 0 | System Off | 0 | 0
7670 | 7670 | 2012-11-15 13:59 | 5.96 | 7 | 7 | 5.96 | 55.08 | 18.84 | 21.86 | 20 | 14.34 | 64.57 | 0.46 | 0.29 | 0.29 | 0.01 | 13.96 | 0 | 0 | 15.73 | 0.74275 | 0.09408 | 0 | 0 | System Off | 0 | 0
7671 | 7671 | 2012-11-15 14:59 | 5.91 | 6.39 | 6.39 | 5.91 | 24.45 | 0 | 10.02 | 9 | 14.15 | 29.66 | 0 | 0 | 0 | 0 | 0 | 0 | 0 | 7.1 | 0.74041 | 0.09408 | 0 | 0 | System Off | 0 | 0
7672 | 7672 | 2012-11-15 15:59 | 5.6 | 5.6 | 5.6 | 5.6 | 0 | 0 | 0 | 0 | 0 | 0 | 0 | 0 | 0 | 0 | 0 | 0 | 0 | 0 | 0 | 0 | 0 | 0 | System Off | 0 | 0
7673 | 7673 | 2012-11-15 16:59 | 5.3 | 5.3 | 5.3 | 5.3 | 0 | 0 | 0 | 0 | 0 | 0 | 0 | 0 | 0 | 0 | 0 | 0 | 0 | 0 | 0 | 0 | 0 | 0 | System Off | 0 | 0
7674 | 7674 | 2012-11-15 17:59 | 5 | 5 | 5 | 5 | 0 | 0 | 0 | 0 | 0 | 0 | 0 | 0 | 0 | 0 | 0 | 0 | 0 | 0 | 0 | 0 | 0 | 0 | System Off | 0 | 0
7675 | 7675 | 2012-11-15 18:59 | 4.86 | 4.86 | 4.86 | 4.86 | 0 | 0 | 0 | 0 | 0 | 0 | 0 | 0 | 0 | 0 | 0 | 0 | 0 | 0 | 0 | 0 | 0 | 0 | System Off | 0 | 0
7676 | 7676 | 2012-11-15 19:59 | 4.72 | 4.72 | 4.72 | 4.72 | 0 | 0 | 0 | 0 | 0 | 0 | 0 | 0 | 0 | 0 | 0 | 0 | 0 | 0 | 0 | 0 | 0 | 0 | System Off | 0 | 0
7677 | 7677 | 2012-11-15 20:59 | 4.58 | 4.58 | 4.58 | 4.58 | 0 | 0 | 0 | 0 | 0 | 0 | 0 | 0 | 0 | 0 | 0 | 0 | 0 | 0 | 0 | 0 | 0 | 0 | System Off | 0 | 0
7678 | 7678 | 2012-11-15 21:59 | 4.57 | 4.57 | 4.57 | 4.57 | 0 | 0 | 0 | 0 | 0 | 0 | 0 | 0 | 0 | 0 | 0 | 0 | 0 | 0 | 0 | 0 | 0 | 0 | System Off | 0 | 0
7679 | 7679 | 2012-11-15 22:59 | 4.55 | 4.55 | 4.55 | 4.55 | 0 | 0 | 0 | 0 | 0 | 0 | 0 | 0 | 0 | 0 | 0 | 0 | 0 | 0 | 0 | 0 | 0 | 0 | System Off | 0 | 0
7680 | 7680 | 2012-11-15 23:59 | 4.54 | 4.54 | 4.54 | 4.54 | 0 | 0 | 0 | 0 | 0 | 0 | 0 | 0 | 0 | 0 | 0 | 0 | 0 | 0 | 0 | 0 | 0 | 0 | System Off | 0 | 0
7681 | 7681 | 2012-11-16 00:59 | 4.34 | 4.34 | 4.34 | 4.34 | 0 | 0 | 0 | 0 | 0 | 0 | 0 | 0 | 0 | 0 | 0 | 0 | 0 | 0 | 0 | 0 | 0 | 0 | System Off | 0 | 0
7682 | 7682 | 2012-11-16 01:59 | 4.15 | 4.15 | 4.15 | 4.15 | 0 | 0 | 0 | 0 | 0 | 0 | 0 | 0 | 0 | 0 | 0 | 0 | 0 | 0 | 0 | 0 | 0 | 0 | System Off | 0 | 0
7683 | 7683 | 2012-11-16 02:59 | 3.95 | 3.95 | 3.95 | 3.95 | 0 | 0 | 0 | 0 | 0 | 0 | 0 | 0 | 0 | 0 | 0 | 0 | 0 | 0 | 0 | 0 | 0 | 0 | System Off | 0 | 0
7684 | 7684 | 2012-11-16 03:59 | 3.97 | 3.97 | 3.97 | 3.97 | 0 | 0 | 0 | 0 | 0 | 0 | 0 | 0 | 0 | 0 | 0 | 0 | 0 | 0 | 0 | 0 | 0 | 0 | System Off | 0 | 0
7685 | 7685 | 2012-11-16 04:59 | 3.99 | 3.99 | 3.99 | 3.99 | 0 | 0 | 0 | 0 | 0 | 0 | 0 | 0 | 0 | 0 | 0 | 0 | 0 | 0 | 0 | 0 | 0 | 0 | System Off | 0 | 0
7686 | 7686 | 2012-11-16 05:59 | 4.01 | 4.01 | 4.01 | 4.01 | 0 | 0 | 0 | 0 | 0 | 0 | 0 | 0 | 0 | 0 | 0 | 0 | 0 | 0 | 0 | 0 | 0 | 0 | System Off | 0 | 0
7687 | 7687 | 2012-11-16 06:59 | 4.39 | 4.39 | 4.39 | 4.39 | 0 | 0 | 0 | 0 | 0 | 0 | 0 | 0 | 0 | 0 | 0 | 0 | 0 | 0 | 0 | 0 | 0 | 0 | System Off | 0 | 0
7688 | 7688 | 2012-11-16 07:59 | 4.76 | 6.55 | 6.55 | 4.76 | 106.33 | 69.19 | 40.99 | 38 | 14.57 | 121.25 | 0.73 | 0.57 | 0.56 | 0.03 | 60.74 | 0 | 0 | 29.8 | 0.73923 | 0.09408 | 0 | 0 | System Off | 0 | 0
7689 | 7689 | 2012-11-16 08:59 | 5.14 | 7.16 | 7.16 | 5.14 | 123.28 | 85.85 | 47.36 | 44 | 14.59 | 139.81 | 0.63 | 0.61 | 0.6 | 0.03 | 63.84 | 0 | 0 | 34.5 | 0.74251 | 0.09408 | 0 | 0 | System Off | 0 | 0
7690 | 7690 | 2012-11-16 09:59 | 5.89 | 9.89 | 9.89 | 5.89 | 240.7 | 201.16 | 91.09 | 84 | 14.92 | 266.27 | 0.77 | 0.76 | 0.74 | 0.07 | 137.7 | 0 | 0 | 65.58 | 0.75419 | 0.09408 | 0 | 0 | System Off | 1 | 0
7691 | 7691 | 2012-11-16 10:59 | 6.64 | 12.55 | 12.55 | 6.64 | 348.67 | 307.12 | 131.12 | 122 | 14.89 | 379.63 | 0.84 | 0.81 | 0.79 | 0.11 | 193.53 | 0 | 0 | 95.3 | 0.76562 | 0.09408 | 0 | 0 | System Off | 1 | 0
7692 | 7692 | 2012-11-16 11:59 | 7.38 | 34.61 | 34.61 | 7.38 | 1539.4 | 1471.61 | 587.23 | 559 | 14.34 | 1564.39 | 0.9 | 0.94 | 0.92 | 0.53 | 875.96 | 0 | 0 | 439.69 | 0.85316 | 0.09408 | 0 | 0 | System Off | 1 | 0
7693 | 7693 | 2012-11-16 12:59 | 7.24 | 33.11 | 33.11 | 7.24 | 1469.62 | 1403.58 | 557.88 | 531 | 14.41 | 1494.98 | 0.91 | 0.94 | 0.92 | 0.51 | 899.1 | 0 | 0 | 417.29 | 0.84684 | 0.09408 | 0 | 0 | System Off | 1 | 0
7694 | 7694 | 2012-11-16 13:59 | 7.09 | 22.52 | 22.52 | 7.09 | 889.87 | 837.35 | 332.47 | 313 | 14.81 | 927.86 | 0.9 | 0.9 | 0.88 | 0.3 | 620.37 | 0 | 0 | 244.74 | 0.80415 | 0.09408 | 0 | 0 | System Off | 1 | 0
7695 | 7695 | 2012-11-16 14:59 | 6.95 | 10.54 | 10.54 | 6.95 | 197.88 | 159.11 | 77.44 | 70 | 14.72 | 225.83 | 0.77 | 0.7 | 0.69 | 0.06 | 130.71 | 0 | 0 | 54.79 | 0.75774 | 0.09408 | 0 | 0 | System Off | 1 | 0
7696 | 7696 | 2012-11-16 15:59 | 6.18 | 6.18 | 6.18 | 6.18 | 0 | 0 | 0 | 0 | 0 | 0 | 0 | 0 | 0 | 0 | 0 | 0 | 0 | 0 | 0 | 0 | 0 | 0 | System Off | 0 | 0
7697 | 7697 | 2012-11-16 16:59 | 5.41 | 5.41 | 5.41 | 5.41 | 0 | 0 | 0 | 0 | 0 | 0 | 0 | 0 | 0 | 0 | 0 | 0 | 0 | 0 | 0 | 0 | 0 | 0 | System Off | 0 | 0
7698 | 7698 | 2012-11-16 17:59 | 4.64 | 4.64 | 4.64 | 4.64 | 0 | 0 | 0 | 0 | 0 | 0 | 0 | 0 | 0 | 0 | 0 | 0 | 0 | 0 | 0 | 0 | 0 | 0 | System Off | 0 | 0
7699 | 7699 | 2012-11-16 18:59 | 4.05 | 4.05 | 4.05 | 4.05 | 0 | 0 | 0 | 0 | 0 | 0 | 0 | 0 | 0 | 0 | 0 | 0 | 0 | 0 | 0 | 0 | 0 | 0 | System Off | 0 | 0
7700 | 7700 | 2012-11-16 19:59 | 3.46 | 3.46 | 3.46 | 3.46 | 0 | 0 | 0 | 0 | 0 | 0 | 0 | 0 | 0 | 0 | 0 | 0 | 0 | 0 | 0 | 0 | 0 | 0 | System Off | 0 | 0
7701 | 7701 | 2012-11-16 20:59 | 2.86 | 2.86 | 2.86 | 2.86 | 0 | 0 | 0 | 0 | 0 | 0 | 0 | 0 | 0 | 0 | 0 | 0 | 0 | 0 | 0 | 0 | 0 | 0 | System Off | 0 | 0
7702 | 7702 | 2012-11-16 21:59 | 2.88 | 2.88 | 2.88 | 2.88 | 0 | 0 | 0 | 0 | 0 | 0 | 0 | 0 | 0 | 0 | 0 | 0 | 0 | 0 | 0 | 0 | 0 | 0 | System Off | 0 | 0
7703 | 7703 | 2012-11-16 22:59 | 2.9 | 2.9 | 2.9 | 2.9 | 0 | 0 | 0 | 0 | 0 | 0 | 0 | 0 | 0 | 0 | 0 | 0 | 0 | 0 | 0 | 0 | 0 | 0 | System Off | 0 | 0
7704 | 7704 | 2012-11-16 23:59 | 2.92 | 2.92 | 2.92 | 2.92 | 0 | 0 | 0 | 0 | 0 | 0 | 0 | 0 | 0 | 0 | 0 | 0 | 0 | 0 | 0 | 0 | 0 | 0 | System Off | 0 | 0
7705 | 7705 | 2012-11-17 00:59 | 3 | 3 | 3 | 3 | 0 | 0 | 0 | 0 | 0 | 0 | 0 | 0 | 0 | 0 | 0 | 0 | 0 | 0 | 0 | 0 | 0 | 0 | System Off | 0 | 0
7706 | 7706 | 2012-11-17 01:59 | 3.08 | 3.08 | 3.08 | 3.08 | 0 | 0 | 0 | 0 | 0 | 0 | 0 | 0 | 0 | 0 | 0 | 0 | 0 | 0 | 0 | 0 | 0 | 0 | System Off | 0 | 0
7707 | 7707 | 2012-11-17 02:59 | 3.16 | 3.16 | 3.16 | 3.16 | 0 | 0 | 0 | 0 | 0 | 0 | 0 | 0 | 0 | 0 | 0 | 0 | 0 | 0 | 0 | 0 | 0 | 0 | System Off | 0 | 0
7708 | 7708 | 2012-11-17 03:59 | 3.21 | 3.21 | 3.21 | 3.21 | 0 | 0 | 0 | 0 | 0 | 0 | 0 | 0 | 0 | 0 | 0 | 0 | 0 | 0 | 0 | 0 | 0 | 0 | System Off | 0 | 0
7709 | 7709 | 2012-11-17 04:59 | 3.25 | 3.25 | 3.25 | 3.25 | 0 | 0 | 0 | 0 | 0 | 0 | 0 | 0 | 0 | 0 | 0 | 0 | 0 | 0 | 0 | 0 | 0 | 0 | System Off | 0 | 0
7710 | 7710 | 2012-11-17 05:59 | 3.3 | 3.3 | 3.3 | 3.3 | 0 | 0 | 0 | 0 | 0 | 0 | 0 | 0 | 0 | 0 | 0 | 0 | 0 | 0 | 0 | 0 | 0 | 0 | System Off | 0 | 0
7711 | 7711 | 2012-11-17 06:59 | 4.38 | 4.38 | 4.38 | 4.38 | 0 | 0 | 0 | 0 | 0 | 0 | 0 | 0 | 0 | 0 | 0 | 0 | 0 | 0 | 0 | 0 | 0 | 0 | System Off | 0 | 0
7712 | 7712 | 2012-11-17 07:59 | 5.47 | 18.85 | 18.85 | 5.47 | 928.97 | 875.59 | 341.18 | 322 | 15.03 | 965.28 | 0.94 | 0.91 | 0.89 | 0.32 | 768.68 | 0 | 0 | 251.08 | 0.79604 | 0.09408 | 0 | 0 | System Off | 1 | 0
7713 | 7713 | 2012-11-17 08:59 | 6.55 | 24.38 | 24.38 | 6.55 | 1219.23 | 1159.24 | 451.27 | 428 | 14.84 | 1250.61 | 0.93 | 0.93 | 0.91 | 0.42 | 862.1 | 0 | 0 | 334.54 | 0.82259 | 0.09408 | 0 | 0 | System Off | 1 | 0
7714 | 7714 | 2012-11-17 09:59 | 7.77 | 16.4 | 16.4 | 7.77 | 593.85 | 547.52 | 220.48 | 207 | 14.94 | 629.44 | 0.91 | 0.87 | 0.85 | 0.2 | 374.8 | 0 | 0 | 161.58 | 0.78814 | 0.09408 | 0 | 0 | System Off | 1 | 0
7715 | 7715 | 2012-11-17 10:59 | 8.99 | 29.76 | 29.76 | 8.99 | 1422.59 | 1357.71 | 534.58 | 508 | 14.59 | 1451.32 | 0.92 | 0.94 | 0.91 | 0.49 | 855.52 | 0 | 0 | 398.35 | 0.85297 | 0.09408 | 0 | 0 | System Off | 1 | 0
7716 | 7716 | 2012-11-17 11:59 | 10.21 | 31.55 | 31.55 | 10.21 | 1466.29 | 1400.33 | 553.8 | 527 | 14.49 | 1493.13 | 0.92 | 0.94 | 0.92 | 0.51 | 833.53 | 0 | 0 | 413.74 | 0.86428 | 0.09408 | 0 | 0 | System Off | 1 | 0
7717 | 7717 | 2012-11-17 12:59 | 10.02 | 30.68 | 30.68 | 10.02 | 1376.73 | 1312.98 | 519.2 | 494 | 14.52 | 1404.56 | 0.91 | 0.93 | 0.91 | 0.47 | 841.07 | 0 | 0 | 387.72 | 0.85671 | 0.09408 | 0 | 0 | System Off | 1 | 0
7718 | 7718 | 2012-11-17 13:59 | 9.83 | 19.65 | 19.65 | 9.83 | 636.57 | 589.38 | 238.5 | 224 | 14.8 | 672.77 | 0.88 | 0.88 | 0.86 | 0.21 | 436.66 | 0 | 0 | 175.17 | 0.80365 | 0.09408 | 0 | 0 | System Off | 1 | 0
7719 | 7719 | 2012-11-17 14:59 | 9.64 | 11.84 | 11.84 | 9.64 | 129.32 | 91.78 | 51.58 | 47 | 14.33 | 149.72 | 0.58 | 0.61 | 0.6 | 0.03 | 75.39 | 0 | 0 | 36.97 | 0.76907 | 0.09408 | 0 | 0 | System Off | 1 | 0
7720 | 7720 | 2012-11-17 15:59 | 9.6 | 9.6 | 9.6 | 9.6 | 0 | 0 | 0 | 0 | 0 | 0 | 0 | 0 | 0 | 0 | 0 | 0 | 0 | 0 | 0 | 0 | 0 | 0 | System Off | 0 | 0
7721 | 7721 | 2012-11-17 16:59 | 9.57 | 9.57 | 9.57 | 9.57 | 0 | 0 | 0 | 0 | 0 | 0 | 0 | 0 | 0 | 0 | 0 | 0 | 0 | 0 | 0 | 0 | 0 | 0 | System Off | 0 | 0
7722 | 7722 | 2012-11-17 17:59 | 9.54 | 9.54 | 9.54 | 9.54 | 0 | 0 | 0 | 0 | 0 | 0 | 0 | 0 | 0 | 0 | 0 | 0 | 0 | 0 | 0 | 0 | 0 | 0 | System Off | 0 | 0
7723 | 7723 | 2012-11-17 18:59 | 9.54 | 9.54 | 9.54 | 9.54 | 0 | 0 | 0 | 0 | 0 | 0 | 0 | 0 | 0 | 0 | 0 | 0 | 0 | 0 | 0 | 0 | 0 | 0 | System Off | 0 | 0
7724 | 7724 | 2012-11-17 19:59 | 9.55 | 9.55 | 9.55 | 9.55 | 0 | 0 | 0 | 0 | 0 | 0 | 0 | 0 | 0 | 0 | 0 | 0 | 0 | 0 | 0 | 0 | 0 | 0 | System Off | 0 | 0
7725 | 7725 | 2012-11-17 20:59 | 9.55 | 9.55 | 9.55 | 9.55 | 0 | 0 | 0 | 0 | 0 | 0 | 0 | 0 | 0 | 0 | 0 | 0 | 0 | 0 | 0 | 0 | 0 | 0 | System Off | 0 | 0
7726 | 7726 | 2012-11-17 21:59 | 9.61 | 9.61 | 9.61 | 9.61 | 0 | 0 | 0 | 0 | 0 | 0 | 0 | 0 | 0 | 0 | 0 | 0 | 0 | 0 | 0 | 0 | 0 | 0 | System Off | 0 | 0
7727 | 7727 | 2012-11-17 22:59 | 9.67 | 9.67 | 9.67 | 9.67 | 0 | 0 | 0 | 0 | 0 | 0 | 0 | 0 | 0 | 0 | 0 | 0 | 0 | 0 | 0 | 0 | 0 | 0 | System Off | 0 | 0
7728 | 7728 | 2012-11-17 23:59 | 9.73 | 9.73 | 9.73 | 9.73 | 0 | 0 | 0 | 0 | 0 | 0 | 0 | 0 | 0 | 0 | 0 | 0 | 0 | 0 | 0 | 0 | 0 | 0 | System Off | 0 | 0
7729 | 7729 | 2012-11-18 00:59 | 9.53 | 9.53 | 9.53 | 9.53 | 0 | 0 | 0 | 0 | 0 | 0 | 0 | 0 | 0 | 0 | 0 | 0 | 0 | 0 | 0 | 0 | 0 | 0 | System Off | 0 | 0
7730 | 7730 | 2012-11-18 01:59 | 9.33 | 9.33 | 9.33 | 9.33 | 0 | 0 | 0 | 0 | 0 | 0 | 0 | 0 | 0 | 0 | 0 | 0 | 0 | 0 | 0 | 0 | 0 | 0 | System Off | 0 | 0
7731 | 7731 | 2012-11-18 02:59 | 9.13 | 9.13 | 9.13 | 9.13 | 0 | 0 | 0 | 0 | 0 | 0 | 0 | 0 | 0 | 0 | 0 | 0 | 0 | 0 | 0 | 0 | 0 | 0 | System Off | 0 | 0
7732 | 7732 | 2012-11-18 03:59 | 9.17 | 9.17 | 9.17 | 9.17 | 0 | 0 | 0 | 0 | 0 | 0 | 0 | 0 | 0 | 0 | 0 | 0 | 0 | 0 | 0 | 0 | 0 | 0 | System Off | 0 | 0
7733 | 7733 | 2012-11-18 04:59 | 9.2 | 9.2 | 9.2 | 9.2 | 0 | 0 | 0 | 0 | 0 | 0 | 0 | 0 | 0 | 0 | 0 | 0 | 0 | 0 | 0 | 0 | 0 | 0 | System Off | 0 | 0
7734 | 7734 | 2012-11-18 05:59 | 9.24 | 9.24 | 9.24 | 9.24 | 0 | 0 | 0 | 0 | 0 | 0 | 0 | 0 | 0 | 0 | 0 | 0 | 0 | 0 | 0 | 0 | 0 | 0 | System Off | 0 | 0
7735 | 7735 | 2012-11-18 06:59 | 9.49 | 9.49 | 9.49 | 9.49 | 0 | 0 | 0 | 0 | 0 | 0 | 0 | 0 | 0 | 0 | 0 | 0 | 0 | 0 | 0 | 0 | 0 | 0 | System Off | 0 | 0
7736 | 7736 | 2012-11-18 07:59 | 9.73 | 11.32 | 11.32 | 9.73 | 84.85 | 48.09 | 33.7 | 31 | 14.26 | 98.01 | 0.59 | 0.49 | 0.48 | 0.02 | 42.22 | 0 | 0 | 24.41 | 0.76656 | 0.09408 | 0 | 0 | System Off | 0 | 0
7737 | 7737 | 2012-11-18 08:59 | 9.98 | 11.12 | 11.12 | 9.98 | 61.1 | 24.76 | 24.59 | 22 | 14.46 | 71.57 | 0.41 | 0.35 | 0.34 | 0.01 | 18.41 | 0 | 0 | 17.28 | 0.76629 | 0.09408 | 0 | 0 | System Off | 0 | 0
7738 | 7738 | 2012-11-18 09:59 | 10 | 12.23 | 12.23 | 10 | 130.24 | 92.68 | 51.01 | 47 | 14.43 | 147.86 | 0.59 | 0.63 | 0.61 | 0.03 | 63.45 | 0 | 0 | 36.93 | 0.77115 | 0.09408 | 0 | 0 | System Off | 0 | 0
7739 | 7739 | 2012-11-18 10:59 | 10.02 | 12.21 | 12.21 | 10.02 | 135.11 | 97.47 | 52.83 | 49 | 14.36 | 153.15 | 0.76 | 0.64 | 0.62 | 0.04 | 61.42 | 0 | 0 | 38.53 | 0.77166 | 0.09408 | 0 | 0 | System Off | 0 | 0
7740 | 7740 | 2012-11-18 11:59 | 10.03 | 11.25 | 11.25 | 10.03 | 77.7 | 41.07 | 30.97 | 28 | 14.45 | 90.09 | 0.32 | 0.46 | 0.45 | 0.01 | 24.44 | 0 | 0 | 21.99 | 0.76772 | 0.09408 | 0 | 0 | System Off | 0 | 0
7741 | 7741 | 2012-11-18 12:59 | 9.72 | 10.65 | 10.65 | 9.72 | 56.51 | 20.24 | 22.77 | 21 | 14.02 | 66.39 | 0.44 | 0.3 | 0.3 | 0.01 | 12.96 | 0 | 0 | 16.59 | 0.76462 | 0.09408 | 0 | 0 | System Off | 0 | 0
7742 | 7742 | 2012-11-18 13:59 | 9.42 | 9.92 | 9.92 | 9.42 | 28.62 | 0 | 11.84 | 11 | 13.55 | 34.61 | 0 | 0 | 0 | 0 | 0 | 0 | 0 | 8.74 | 0.76099 | 0.09408 | 0 | 0 | System Off | 0 | 0
7743 | 7743 | 2012-11-18 14:59 | 9.11 | 9.23 | 9.23 | 9.11 | 6.17 | 0 | 2.73 | 2 | 16.07 | 8.01 | 0 | 0 | 0 | 0 | 0 | 0 | 0 | 1.54 | 0.75746 | 0.09408 | 0 | 0 | System Off | 0 | 0
7744 | 7744 | 2012-11-18 15:59 | 8.79 | 8.79 | 8.79 | 8.79 | 0 | 0 | 0 | 0 | 0 | 0 | 0 | 0 | 0 | 0 | 0 | 0 | 0 | 0 | 0 | 0 | 0 | 0 | System Off | 0 | 0
7745 | 7745 | 2012-11-18 16:59 | 8.48 | 8.48 | 8.48 | 8.48 | 0 | 0 | 0 | 0 | 0 | 0 | 0 | 0 | 0 | 0 | 0 | 0 | 0 | 0 | 0 | 0 | 0 | 0 | System Off | 0 | 0
7746 | 7746 | 2012-11-18 17:59 | 8.17 | 8.17 | 8.17 | 8.17 | 0 | 0 | 0 | 0 | 0 | 0 | 0 | 0 | 0 | 0 | 0 | 0 | 0 | 0 | 0 | 0 | 0 | 0 | System Off | 0 | 0
7747 | 7747 | 2012-11-18 18:59 | 7.95 | 7.95 | 7.95 | 7.95 | 0 | 0 | 0 | 0 | 0 | 0 | 0 | 0 | 0 | 0 | 0 | 0 | 0 | 0 | 0 | 0 | 0 | 0 | System Off | 0 | 0
7748 | 7748 | 2012-11-18 19:59 | 7.73 | 7.73 | 7.73 | 7.73 | 0 | 0 | 0 | 0 | 0 | 0 | 0 | 0 | 0 | 0 | 0 | 0 | 0 | 0 | 0 | 0 | 0 | 0 | System Off | 0 | 0
7749 | 7749 | 2012-11-18 20:59 | 7.5 | 7.5 | 7.5 | 7.5 | 0 | 0 | 0 | 0 | 0 | 0 | 0 | 0 | 0 | 0 | 0 | 0 | 0 | 0 | 0 | 0 | 0 | 0 | System Off | 0 | 0
7750 | 7750 | 2012-11-18 21:59 | 7.45 | 7.45 | 7.45 | 7.45 | 0 | 0 | 0 | 0 | 0 | 0 | 0 | 0 | 0 | 0 | 0 | 0 | 0 | 0 | 0 | 0 | 0 | 0 | System Off | 0 | 0
7751 | 7751 | 2012-11-18 22:59 | 7.4 | 7.4 | 7.4 | 7.4 | 0 | 0 | 0 | 0 | 0 | 0 | 0 | 0 | 0 | 0 | 0 | 0 | 0 | 0 | 0 | 0 | 0 | 0 | System Off | 0 | 0
7752 | 7752 | 2012-11-18 23:59 | 7.35 | 7.35 | 7.35 | 7.35 | 0 | 0 | 0 | 0 | 0 | 0 | 0 | 0 | 0 | 0 | 0 | 0 | 0 | 0 | 0 | 0 | 0 | 0 | System Off | 0 | 0
7753 | 7753 | 2012-11-19 00:59 | 7.39 | 7.39 | 7.39 | 7.39 | 0 | 0 | 0 | 0 | 0 | 0 | 0 | 0 | 0 | 0 | 0 | 0 | 0 | 0 | 0 | 0 | 0 | 0 | System Off | 0 | 0
7754 | 7754 | 2012-11-19 01:59 | 7.43 | 7.43 | 7.43 | 7.43 | 0 | 0 | 0 | 0 | 0 | 0 | 0 | 0 | 0 | 0 | 0 | 0 | 0 | 0 | 0 | 0 | 0 | 0 | System Off | 0 | 0
7755 | 7755 | 2012-11-19 02:59 | 7.46 | 7.46 | 7.46 | 7.46 | 0 | 0 | 0 | 0 | 0 | 0 | 0 | 0 | 0 | 0 | 0 | 0 | 0 | 0 | 0 | 0 | 0 | 0 | System Off | 0 | 0
7756 | 7756 | 2012-11-19 03:59 | 7.66 | 7.66 | 7.66 | 7.66 | 0 | 0 | 0 | 0 | 0 | 0 | 0 | 0 | 0 | 0 | 0 | 0 | 0 | 0 | 0 | 0 | 0 | 0 | System Off | 0 | 0
7757 | 7757 | 2012-11-19 04:59 | 7.85 | 7.85 | 7.85 | 7.85 | 0 | 0 | 0 | 0 | 0 | 0 | 0 | 0 | 0 | 0 | 0 | 0 | 0 | 0 | 0 | 0 | 0 | 0 | System Off | 0 | 0
7758 | 7758 | 2012-11-19 05:59 | 8.04 | 8.04 | 8.04 | 8.04 | 0 | 0 | 0 | 0 | 0 | 0 | 0 | 0 | 0 | 0 | 0 | 0 | 0 | 0 | 0 | 0 | 0 | 0 | System Off | 0 | 0
7759 | 7759 | 2012-11-19 06:59 | 8.5 | 8.5 | 8.5 | 8.5 | 0 | 0 | 0 | 0 | 0 | 0 | 0 | 0 | 0 | 0 | 0 | 0 | 0 | 0 | 0 | 0 | 0 | 0 | System Off | 0 | 0
7760 | 7760 | 2012-11-19 07:59 | 8.95 | 10.92 | 10.92 | 8.95 | 119.71 | 82.34 | 46.68 | 43 | 14.5 | 135.94 | 0.64 | 0.61 | 0.59 | 0.03 | 72.29 | 0 | 0 | 33.76 | 0.76428 | 0.09408 | 0 | 0 | System Off | 1 | 0
7761 | 7761 | 2012-11-19 08:59 | 9.41 | 10.78 | 10.78 | 9.41 | 85.06 | 48.3 | 33.7 | 31 | 14.29 | 98.2 | 0.59 | 0.49 | 0.48 | 0.02 | 35.92 | 0 | 0 | 24.4 | 0.7647 | 0.09408 | 0 | 0 | System Off | 0 | 0
7762 | 7762 | 2012-11-19 09:59 | 10.06 | 14.58 | 14.58 | 10.06 | 295.41 | 254.87 | 112.74 | 105 | 14.65 | 324.02 | 0.8 | 0.79 | 0.77 | 0.09 | 174.47 | 0 | 0 | 82.26 | 0.78247 | 0.09408 | 0 | 0 | System Off | 1 | 0
7763 | 7763 | 2012-11-19 10:59 | 10.71 | 17.5 | 17.5 | 10.71 | 453.39 | 409.85 | 171.47 | 160 | 14.76 | 487.56 | 0.87 | 0.84 | 0.82 | 0.15 | 258.25 | 0 | 0 | 125.19 | 0.79673 | 0.09408 | 0 | 0 | System Off | 1 | 0
7764 | 7764 | 2012-11-19 11:59 | 11.36 | 21.06 | 21.06 | 11.36 | 659.75 | 612.09 | 248.16 | 233 | 14.75 | 696.36 | 0.89 | 0.88 | 0.86 | 0.22 | 364.34 | 0 | 0 | 182.33 | 0.81454 | 0.09408 | 0 | 0 | System Off | 1 | 0
7765 | 7765 | 2012-11-19 12:59 | 11.35 | 34.11 | 34.11 | 11.35 | 1497.42 | 1430.68 | 570.07 | 543 | 14.36 | 1521.7 | 0.91 | 0.94 | 0.92 | 0.52 | 916.47 | 0 | 0 | 427 | 0.87463 | 0.09408 | 0 | 0 | System Off | 1 | 0
7766 | 7766 | 2012-11-19 13:59 | 11.33 | 24.54 | 24.54 | 11.33 | 860.23 | 808.34 | 324.37 | 305 | 14.69 | 898.36 | 0.89 | 0.9 | 0.88 | 0.29 | 598.88 | 0 | 0 | 238.85 | 0.8282 | 0.09408 | 0 | 0 | System Off | 1 | 0
7767 | 7767 | 2012-11-19 14:59 | 11.32 | 14.27 | 14.27 | 11.32 | 177.63 | 139.23 | 71 | 64 | 14.46 | 204.28 | 0.7 | 0.68 | 0.67 | 0.05 | 114.37 | 0 | 0 | 50.27 | 0.78211 | 0.09408 | 0 | 0 | System Off | 1 | 0
7768 | 7768 | 2012-11-19 15:59 | 10.71 | 10.71 | 10.71 | 10.71 | 0 | 0 | 0 | 0 | 0 | 0 | 0 | 0 | 0 | 0 | 0 | 0 | 0 | 0 | 0 | 0 | 0 | 0 | System Off | 0 | 0
7769 | 7769 | 2012-11-19 16:59 | 10.11 | 10.11 | 10.11 | 10.11 | 0 | 0 | 0 | 0 | 0 | 0 | 0 | 0 | 0 | 0 | 0 | 0 | 0 | 0 | 0 | 0 | 0 | 0 | System Off | 0 | 0
7770 | 7770 | 2012-11-19 17:59 | 9.5 | 9.5 | 9.5 | 9.5 | 0 | 0 | 0 | 0 | 0 | 0 | 0 | 0 | 0 | 0 | 0 | 0 | 0 | 0 | 0 | 0 | 0 | 0 | System Off | 0 | 0
7771 | 7771 | 2012-11-19 18:59 | 9.04 | 9.04 | 9.04 | 9.04 | 0 | 0 | 0 | 0 | 0 | 0 | 0 | 0 | 0 | 0 | 0 | 0 | 0 | 0 | 0 | 0 | 0 | 0 | System Off | 0 | 0
7772 | 7772 | 2012-11-19 19:59 | 8.58 | 8.58 | 8.58 | 8.58 | 0 | 0 | 0 | 0 | 0 | 0 | 0 | 0 | 0 | 0 | 0 | 0 | 0 | 0 | 0 | 0 | 0 | 0 | System Off | 0 | 0
7773 | 7773 | 2012-11-19 20:59 | 8.11 | 8.11 | 8.11 | 8.11 | 0 | 0 | 0 | 0 | 0 | 0 | 0 | 0 | 0 | 0 | 0 | 0 | 0 | 0 | 0 | 0 | 0 | 0 | System Off | 0 | 0
7774 | 7774 | 2012-11-19 21:59 | 7.67 | 7.67 | 7.67 | 7.67 | 0 | 0 | 0 | 0 | 0 | 0 | 0 | 0 | 0 | 0 | 0 | 0 | 0 | 0 | 0 | 0 | 0 | 0 | System Off | 0 | 0
7775 | 7775 | 2012-11-19 22:59 | 7.22 | 7.22 | 7.22 | 7.22 | 0 | 0 | 0 | 0 | 0 | 0 | 0 | 0 | 0 | 0 | 0 | 0 | 0 | 0 | 0 | 0 | 0 | 0 | System Off | 0 | 0
7776 | 7776 | 2012-11-19 23:59 | 6.78 | 6.78 | 6.78 | 6.78 | 0 | 0 | 0 | 0 | 0 | 0 | 0 | 0 | 0 | 0 | 0 | 0 | 0 | 0 | 0 | 0 | 0 | 0 | System Off | 0 | 0
7777 | 7777 | 2012-11-20 00:59 | 6.31 | 6.31 | 6.31 | 6.31 | 0 | 0 | 0 | 0 | 0 | 0 | 0 | 0 | 0 | 0 | 0 | 0 | 0 | 0 | 0 | 0 | 0 | 0 | System Off | 0 | 0
7778 | 7778 | 2012-11-20 01:59 | 5.85 | 5.85 | 5.85 | 5.85 | 0 | 0 | 0 | 0 | 0 | 0 | 0 | 0 | 0 | 0 | 0 | 0 | 0 | 0 | 0 | 0 | 0 | 0 | System Off | 0 | 0
7779 | 7779 | 2012-11-20 02:59 | 5.38 | 5.38 | 5.38 | 5.38 | 0 | 0 | 0 | 0 | 0 | 0 | 0 | 0 | 0 | 0 | 0 | 0 | 0 | 0 | 0 | 0 | 0 | 0 | System Off | 0 | 0
7780 | 7780 | 2012-11-20 03:59 | 5.38 | 5.38 | 5.38 | 5.38 | 0 | 0 | 0 | 0 | 0 | 0 | 0 | 0 | 0 | 0 | 0 | 0 | 0 | 0 | 0 | 0 | 0 | 0 | System Off | 0 | 0
7781 | 7781 | 2012-11-20 04:59 | 5.37 | 5.37 | 5.37 | 5.37 | 0 | 0 | 0 | 0 | 0 | 0 | 0 | 0 | 0 | 0 | 0 | 0 | 0 | 0 | 0 | 0 | 0 | 0 | System Off | 0 | 0
7782 | 7782 | 2012-11-20 05:59 | 5.36 | 5.36 | 5.36 | 5.36 | 0 | 0 | 0 | 0 | 0 | 0 | 0 | 0 | 0 | 0 | 0 | 0 | 0 | 0 | 0 | 0 | 0 | 0 | System Off | 0 | 0
7783 | 7783 | 2012-11-20 06:59 | 5.8 | 5.8 | 5.8 | 5.8 | 0 | 0 | 0 | 0 | 0 | 0 | 0 | 0 | 0 | 0 | 0 | 0 | 0 | 0 | 0 | 0 | 0 | 0 | System Off | 0 | 0
7784 | 7784 | 2012-11-20 07:59 | 6.24 | 16.61 | 16.61 | 6.24 | 739.81 | 690.48 | 271.78 | 256 | 15.05 | 775.33 | 0.92 | 0.89 | 0.87 | 0.25 | 606.17 | 0 | 0 | 199.55 | 0.78824 | 0.09408 | 0 | 0 | System Off | 1 | 0
7785 | 7785 | 2012-11-20 08:59 | 6.68 | 24.68 | 24.68 | 6.68 | 1308.22 | 1246.12 | 483.27 | 459 | 14.84 | 1337.75 | 0.93 | 0.93 | 0.91 | 0.45 | 926.72 | 0 | 0 | 358.73 | 0.82923 | 0.09408 | 0 | 0 | System Off | 1 | 0
7786 | 7786 | 2012-11-20 09:59 | 7.24 | 33.61 | 33.61 | 7.24 | 1844 | 1768.27 | 695.5 | 664 | 14.46 | 1860.18 | 0.92 | 0.95 | 0.93 | 0.64 | 1210.45 | 0 | 0 | 521.48 | 0.87224 | 0.09408 | 0 | 0 | System Off | 1 | 0
7787 | 7787 | 2012-11-20 10:59 | 7.8 | 37.61 | 37.61 | 7.8 | 2022.75 | 1942.12 | 771.83 | 738 | 14.28 | 2031.96 | 0.91 | 0.96 | 0.93 | 0.7 | 1223.77 | 0 | 0 | 580.99 | 0.89031 | 0.09408 | 0 | 0 | System Off | 1 | 0
7788 | 7788 | 2012-11-20 11:59 | 8.36 | 35.51 | 35.51 | 8.36 | 1817.42 | 1742.4 | 690.49 | 659 | 14.36 | 1832.97 | 0.91 | 0.95 | 0.93 | 0.63 | 1037.14 | 0 | 0 | 518.21 | 0.87842 | 0.09408 | 0 | 0 | System Off | 1 | 0
7789 | 7789 | 2012-11-20 12:59 | 8.2 | 29.99 | 29.99 | 8.2 | 1459.98 | 1394.18 | 547.54 | 521 | 14.6 | 1485.21 | 0.91 | 0.94 | 0.92 | 0.5 | 893.08 | 0 | 0 | 408.49 | 0.85059 | 0.09408 | 0 | 0 | System Off | 1 | 0
7790 | 7790 | 2012-11-20 13:59 | 8.03 | 21.38 | 21.38 | 8.03 | 890.67 | 838.12 | 331.27 | 312 | 14.87 | 928.46 | 0.91 | 0.9 | 0.88 | 0.3 | 620.95 | 0 | 0 | 243.77 | 0.80953 | 0.09408 | 0 | 0 | System Off | 1 | 0
7791 | 7791 | 2012-11-20 14:59 | 7.87 | 10.17 | 10.17 | 7.87 | 142.66 | 104.88 | 56.48 | 51 | 14.57 | 164.93 | 0.71 | 0.64 | 0.62 | 0.04 | 86.16 | 0 | 0 | 40 | 0.75952 | 0.09408 | 0 | 0 | System Off | 1 | 0
7792 | 7792 | 2012-11-20 15:59 | 7.35 | 7.35 | 7.35 | 7.35 | 0 | 0 | 0 | 0 | 0 | 0 | 0 | 0 | 0 | 0 | 0 | 0 | 0 | 0 | 0 | 0 | 0 | 0 | System Off | 0 | 0
7793 | 7793 | 2012-11-20 16:59 | 6.83 | 6.83 | 6.83 | 6.83 | 0 | 0 | 0 | 0 | 0 | 0 | 0 | 0 | 0 | 0 | 0 | 0 | 0 | 0 | 0 | 0 | 0 | 0 | System Off | 0 | 0
7794 | 7794 | 2012-11-20 17:59 | 6.31 | 6.31 | 6.31 | 6.31 | 0 | 0 | 0 | 0 | 0 | 0 | 0 | 0 | 0 | 0 | 0 | 0 | 0 | 0 | 0 | 0 | 0 | 0 | System Off | 0 | 0
7795 | 7795 | 2012-11-20 18:59 | 6.07 | 6.07 | 6.07 | 6.07 | 0 | 0 | 0 | 0 | 0 | 0 | 0 | 0 | 0 | 0 | 0 | 0 | 0 | 0 | 0 | 0 | 0 | 0 | System Off | 0 | 0
7796 | 7796 | 2012-11-20 19:59 | 5.83 | 5.83 | 5.83 | 5.83 | 0 | 0 | 0 | 0 | 0 | 0 | 0 | 0 | 0 | 0 | 0 | 0 | 0 | 0 | 0 | 0 | 0 | 0 | System Off | 0 | 0
7797 | 7797 | 2012-11-20 20:59 | 5.58 | 5.58 | 5.58 | 5.58 | 0 | 0 | 0 | 0 | 0 | 0 | 0 | 0 | 0 | 0 | 0 | 0 | 0 | 0 | 0 | 0 | 0 | 0 | System Off | 0 | 0
7798 | 7798 | 2012-11-20 21:59 | 5.32 | 5.32 | 5.32 | 5.32 | 0 | 0 | 0 | 0 | 0 | 0 | 0 | 0 | 0 | 0 | 0 | 0 | 0 | 0 | 0 | 0 | 0 | 0 | System Off | 0 | 0
7799 | 7799 | 2012-11-20 22:59 | 5.06 | 5.06 | 5.06 | 5.06 | 0 | 0 | 0 | 0 | 0 | 0 | 0 | 0 | 0 | 0 | 0 | 0 | 0 | 0 | 0 | 0 | 0 | 0 | System Off | 0 | 0
7800 | 7800 | 2012-11-20 23:59 | 4.8 | 4.8 | 4.8 | 4.8 | 0 | 0 | 0 | 0 | 0 | 0 | 0 | 0 | 0 | 0 | 0 | 0 | 0 | 0 | 0 | 0 | 0 | 0 | System Off | 0 | 0
7801 | 7801 | 2012-11-21 00:59 | 4.47 | 4.47 | 4.47 | 4.47 | 0 | 0 | 0 | 0 | 0 | 0 | 0 | 0 | 0 | 0 | 0 | 0 | 0 | 0 | 0 | 0 | 0 | 0 | System Off | 0 | 0
7802 | 7802 | 2012-11-21 01:59 | 4.14 | 4.14 | 4.14 | 4.14 | 0 | 0 | 0 | 0 | 0 | 0 | 0 | 0 | 0 | 0 | 0 | 0 | 0 | 0 | 0 | 0 | 0 | 0 | System Off | 0 | 0
7803 | 7803 | 2012-11-21 02:59 | 3.8 | 3.8 | 3.8 | 3.8 | 0 | 0 | 0 | 0 | 0 | 0 | 0 | 0 | 0 | 0 | 0 | 0 | 0 | 0 | 0 | 0 | 0 | 0 | System Off | 0 | 0
7804 | 7804 | 2012-11-21 03:59 | 3.65 | 3.65 | 3.65 | 3.65 | 0 | 0 | 0 | 0 | 0 | 0 | 0 | 0 | 0 | 0 | 0 | 0 | 0 | 0 | 0 | 0 | 0 | 0 | System Off | 0 | 0
7805 | 7805 | 2012-11-21 04:59 | 3.49 | 3.49 | 3.49 | 3.49 | 0 | 0 | 0 | 0 | 0 | 0 | 0 | 0 | 0 | 0 | 0 | 0 | 0 | 0 | 0 | 0 | 0 | 0 | System Off | 0 | 0
7806 | 7806 | 2012-11-21 05:59 | 3.34 | 3.34 | 3.34 | 3.34 | 0 | 0 | 0 | 0 | 0 | 0 | 0 | 0 | 0 | 0 | 0 | 0 | 0 | 0 | 0 | 0 | 0 | 0 | System Off | 0 | 0
7807 | 7807 | 2012-11-21 06:59 | 4.23 | 4.23 | 4.23 | 4.23 | 0 | 0 | 0 | 0 | 0 | 0 | 0 | 0 | 0 | 0 | 0 | 0 | 0 | 0 | 0 | 0 | 0 | 0 | System Off | 0 | 0
7808 | 7808 | 2012-11-21 07:59 | 5.12 | 5.41 | 5.41 | 5.12 | 19.92 | 0 | 8.2 | 7 | 14.82 | 24.35 | 0 | 0 | 0 | 0 | 0 | 0 | 0 | 5.47 | 0.73553 | 0.09408 | 0 | 0 | System Off | 0 | 0
7809 | 7809 | 2012-11-21 08:59 | 6.01 | 8.33 | 8.33 | 6.01 | 172.14 | 133.84 | 65.58 | 60 | 14.94 | 192.78 | 0.76 | 0.69 | 0.68 | 0.05 | 99.53 | 0 | 0 | 46.83 | 0.75042 | 0.09408 | 0 | 0 | System Off | 1 | 0
7810 | 7810 | 2012-11-21 09:59 | 7.67 | 18.4 | 18.4 | 7.67 | 832.45 | 781.16 | 306.27 | 289 | 15 | 867.99 | 0.91 | 0.9 | 0.88 | 0.28 | 534.74 | 0 | 0 | 225.41 | 0.80294 | 0.09408 | 0 | 0 | System Off | 1 | 0
7811 | 7811 | 2012-11-21 10:59 | 9.33 | 29.1 | 29.1 | 9.33 | 1524.72 | 1457.3 | 569.66 | 542 | 14.65 | 1550.51 | 0.93 | 0.94 | 0.92 | 0.53 | 918.27 | 0 | 0 | 424.65 | 0.86151 | 0.09408 | 0 | 0 | System Off | 1 | 0
7812 | 7812 | 2012-11-21 11:59 | 10.99 | 16.29 | 16.29 | 10.99 | 407.37 | 364.71 | 154.04 | 144 | 14.73 | 439.96 | 0.84 | 0.83 | 0.81 | 0.13 | 217.09 | 0 | 0 | 112.7 | 0.79535 | 0.09408 | 0 | 0 | System Off | 1 | 0
7813 | 7813 | 2012-11-21 12:59 | 10.44 | 31.82 | 31.82 | 10.44 | 1602.6 | 1533.2 | 602.76 | 575 | 14.52 | 1623.42 | 0.91 | 0.94 | 0.92 | 0.55 | 982.14 | 0 | 0 | 451.28 | 0.87495 | 0.09408 | 0 | 0 | System Off | 1 | 0
7814 | 7814 | 2012-11-21 13:59 | 9.9 | 17.45 | 17.45 | 9.9 | 552.13 | 506.64 | 206.29 | 194 | 14.82 | 586.66 | 0.87 | 0.86 | 0.84 | 0.18 | 375.36 | 0 | 0 | 151.66 | 0.79835 | 0.09408 | 0 | 0 | System Off | 1 | 0
7815 | 7815 | 2012-11-21 14:59 | 9.35 | 10.9 | 10.9 | 9.35 | 101.68 | 64.62 | 40.85 | 37 | 14.31 | 118.98 | 0.49 | 0.54 | 0.53 | 0.02 | 53.09 | 0 | 0 | 29.11 | 0.76549 | 0.09408 | 0 | 0 | System Off | 0 | 0
7816 | 7816 | 2012-11-21 15:59 | 9.45 | 9.45 | 9.45 | 9.45 | 0 | 0 | 0 | 0 | 0 | 0 | 0 | 0 | 0 | 0 | 0 | 0 | 0 | 0 | 0 | 0 | 0 | 0 | System Off | 0 | 0
7817 | 7817 | 2012-11-21 16:59 | 9.56 | 9.56 | 9.56 | 9.56 | 0 | 0 | 0 | 0 | 0 | 0 | 0 | 0 | 0 | 0 | 0 | 0 | 0 | 0 | 0 | 0 | 0 | 0 | System Off | 0 | 0
7818 | 7818 | 2012-11-21 17:59 | 9.66 | 9.66 | 9.66 | 9.66 | 0 | 0 | 0 | 0 | 0 | 0 | 0 | 0 | 0 | 0 | 0 | 0 | 0 | 0 | 0 | 0 | 0 | 0 | System Off | 0 | 0
7819 | 7819 | 2012-11-21 18:59 | 9.59 | 9.59 | 9.59 | 9.59 | 0 | 0 | 0 | 0 | 0 | 0 | 0 | 0 | 0 | 0 | 0 | 0 | 0 | 0 | 0 | 0 | 0 | 0 | System Off | 0 | 0
7820 | 7820 | 2012-11-21 19:59 | 9.52 | 9.52 | 9.52 | 9.52 | 0 | 0 | 0 | 0 | 0 | 0 | 0 | 0 | 0 | 0 | 0 | 0 | 0 | 0 | 0 | 0 | 0 | 0 | System Off | 0 | 0
7821 | 7821 | 2012-11-21 20:59 | 9.45 | 9.45 | 9.45 | 9.45 | 0 | 0 | 0 | 0 | 0 | 0 | 0 | 0 | 0 | 0 | 0 | 0 | 0 | 0 | 0 | 0 | 0 | 0 | System Off | 0 | 0
7822 | 7822 | 2012-11-21 21:59 | 9.21 | 9.21 | 9.21 | 9.21 | 0 | 0 | 0 | 0 | 0 | 0 | 0 | 0 | 0 | 0 | 0 | 0 | 0 | 0 | 0 | 0 | 0 | 0 | System Off | 0 | 0
7823 | 7823 | 2012-11-21 22:59 | 8.96 | 8.96 | 8.96 | 8.96 | 0 | 0 | 0 | 0 | 0 | 0 | 0 | 0 | 0 | 0 | 0 | 0 | 0 | 0 | 0 | 0 | 0 | 0 | System Off | 0 | 0
7824 | 7824 | 2012-11-21 23:59 | 8.71 | 8.71 | 8.71 | 8.71 | 0 | 0 | 0 | 0 | 0 | 0 | 0 | 0 | 0 | 0 | 0 | 0 | 0 | 0 | 0 | 0 | 0 | 0 | System Off | 0 | 0
7825 | 7825 | 2012-11-22 00:59 | 7.81 | 7.81 | 7.81 | 7.81 | 0 | 0 | 0 | 0 | 0 | 0 | 0 | 0 | 0 | 0 | 0 | 0 | 0 | 0 | 0 | 0 | 0 | 0 | System Off | 0 | 0
7826 | 7826 | 2012-11-22 01:59 | 6.91 | 6.91 | 6.91 | 6.91 | 0 | 0 | 0 | 0 | 0 | 0 | 0 | 0 | 0 | 0 | 0 | 0 | 0 | 0 | 0 | 0 | 0 | 0 | System Off | 0 | 0
7827 | 7827 | 2012-11-22 02:59 | 6 | 6 | 6 | 6 | 0 | 0 | 0 | 0 | 0 | 0 | 0 | 0 | 0 | 0 | 0 | 0 | 0 | 0 | 0 | 0 | 0 | 0 | System Off | 0 | 0
7828 | 7828 | 2012-11-22 03:59 | 5.47 | 5.47 | 5.47 | 5.47 | 0 | 0 | 0 | 0 | 0 | 0 | 0 | 0 | 0 | 0 | 0 | 0 | 0 | 0 | 0 | 0 | 0 | 0 | System Off | 0 | 0
7829 | 7829 | 2012-11-22 04:59 | 4.94 | 4.94 | 4.94 | 4.94 | 0 | 0 | 0 | 0 | 0 | 0 | 0 | 0 | 0 | 0 | 0 | 0 | 0 | 0 | 0 | 0 | 0 | 0 | System Off | 0 | 0
7830 | 7830 | 2012-11-22 05:59 | 4.41 | 4.41 | 4.41 | 4.41 | 0 | 0 | 0 | 0 | 0 | 0 | 0 | 0 | 0 | 0 | 0 | 0 | 0 | 0 | 0 | 0 | 0 | 0 | System Off | 0 | 0
7831 | 7831 | 2012-11-22 06:59 | 5.09 | 5.09 | 5.09 | 5.09 | 0 | 0 | 0 | 0 | 0 | 0 | 0 | 0 | 0 | 0 | 0 | 0 | 0 | 0 | 0 | 0 | 0 | 0 | System Off | 0 | 0
7832 | 7832 | 2012-11-22 07:59 | 5.77 | 20.46 | 20.46 | 5.77 | 940.52 | 886.89 | 347.51 | 328 | 14.93 | 977.34 | 0.92 | 0.91 | 0.89 | 0.32 | 778.6 | 0 | 0 | 256.05 | 0.79901 | 0.09408 | 0 | 0 | System Off | 1 | 0
7833 | 7833 | 2012-11-22 08:59 | 6.45 | 29.15 | 29.15 | 6.45 | 1500.86 | 1434.04 | 560.94 | 534 | 14.64 | 1526.47 | 0.93 | 0.94 | 0.92 | 0.52 | 1066.47 | 0 | 0 | 418.45 | 0.84229 | 0.09408 | 0 | 0 | System Off | 1 | 0
7834 | 7834 | 2012-11-22 09:59 | 7.7 | 36.78 | 36.78 | 7.7 | 1898.04 | 1820.84 | 723.84 | 691 | 14.31 | 1911.86 | 0.91 | 0.95 | 0.93 | 0.66 | 1246.44 | 0 | 0 | 543.77 | 0.88056 | 0.09408 | 0 | 0 | System Off | 1 | 0
7835 | 7835 | 2012-11-22 10:59 | 8.94 | 39.37 | 39.37 | 8.94 | 1984.01 | 1904.46 | 762.89 | 729 | 14.17 | 1994.29 | 0.9 | 0.95 | 0.93 | 0.69 | 1200.04 | 0 | 0 | 574.64 | 0.89593 | 0.09408 | 0 | 0 | System Off | 1 | 0
7836 | 7836 | 2012-11-22 11:59 | 10.18 | 36.93 | 36.93 | 10.18 | 1767.47 | 1693.78 | 675.99 | 645 | 14.27 | 1784.43 | 0.9 | 0.95 | 0.93 | 0.61 | 1008.2 | 0 | 0 | 507.79 | 0.88726 | 0.09408 | 0 | 0 | System Off | 1 | 0
7837 | 7837 | 2012-11-22 12:59 | 9.71 | 30.69 | 30.69 | 9.71 | 1400.61 | 1336.27 | 527.64 | 502 | 14.53 | 1427.33 | 0.91 | 0.94 | 0.91 | 0.48 | 855.99 | 0 | 0 | 393.91 | 0.85632 | 0.09408 | 0 | 0 | System Off | 1 | 0
7838 | 7838 | 2012-11-22 13:59 | 9.25 | 21.2 | 21.2 | 9.25 | 802.11 | 751.47 | 299.39 | 282 | 14.81 | 839.68 | 0.9 | 0.89 | 0.88 | 0.27 | 556.75 | 0 | 0 | 220.48 | 0.81119 | 0.09408 | 0 | 0 | System Off | 1 | 0
7839 | 7839 | 2012-11-22 14:59 | 8.78 | 10.42 | 10.42 | 8.78 | 101.72 | 64.66 | 40.82 | 37 | 14.32 | 119.09 | 0.49 | 0.54 | 0.53 | 0.02 | 53.12 | 0 | 0 | 29.11 | 0.76218 | 0.09408 | 0 | 0 | System Off | 0 | 0
7840 | 7840 | 2012-11-22 15:59 | 8.06 | 8.06 | 8.06 | 8.06 | 0 | 0 | 0 | 0 | 0 | 0 | 0 | 0 | 0 | 0 | 0 | 0 | 0 | 0 | 0 | 0 | 0 | 0 | System Off | 0 | 0
7841 | 7841 | 2012-11-22 16:59 | 7.34 | 7.34 | 7.34 | 7.34 | 0 | 0 | 0 | 0 | 0 | 0 | 0 | 0 | 0 | 0 | 0 | 0 | 0 | 0 | 0 | 0 | 0 | 0 | System Off | 0 | 0
7842 | 7842 | 2012-11-22 17:59 | 6.62 | 6.62 | 6.62 | 6.62 | 0 | 0 | 0 | 0 | 0 | 0 | 0 | 0 | 0 | 0 | 0 | 0 | 0 | 0 | 0 | 0 | 0 | 0 | System Off | 0 | 0
7843 | 7843 | 2012-11-22 18:59 | 6.44 | 6.44 | 6.44 | 6.44 | 0 | 0 | 0 | 0 | 0 | 0 | 0 | 0 | 0 | 0 | 0 | 0 | 0 | 0 | 0 | 0 | 0 | 0 | System Off | 0 | 0
7844 | 7844 | 2012-11-22 19:59 | 6.26 | 6.26 | 6.26 | 6.26 | 0 | 0 | 0 | 0 | 0 | 0 | 0 | 0 | 0 | 0 | 0 | 0 | 0 | 0 | 0 | 0 | 0 | 0 | System Off | 0 | 0
7845 | 7845 | 2012-11-22 20:59 | 6.08 | 6.08 | 6.08 | 6.08 | 0 | 0 | 0 | 0 | 0 | 0 | 0 | 0 | 0 | 0 | 0 | 0 | 0 | 0 | 0 | 0 | 0 | 0 | System Off | 0 | 0
7846 | 7846 | 2012-11-22 21:59 | 6.16 | 6.16 | 6.16 | 6.16 | 0 | 0 | 0 | 0 | 0 | 0 | 0 | 0 | 0 | 0 | 0 | 0 | 0 | 0 | 0 | 0 | 0 | 0 | System Off | 0 | 0
7847 | 7847 | 2012-11-22 22:59 | 6.24 | 6.24 | 6.24 | 6.24 | 0 | 0 | 0 | 0 | 0 | 0 | 0 | 0 | 0 | 0 | 0 | 0 | 0 | 0 | 0 | 0 | 0 | 0 | System Off | 0 | 0
7848 | 7848 | 2012-11-22 23:59 | 6.32 | 6.32 | 6.32 | 6.32 | 0 | 0 | 0 | 0 | 0 | 0 | 0 | 0 | 0 | 0 | 0 | 0 | 0 | 0 | 0 | 0 | 0 | 0 | System Off | 0 | 0
7849 | 7849 | 2012-11-23 00:59 | 5.97 | 5.97 | 5.97 | 5.97 | 0 | 0 | 0 | 0 | 0 | 0 | 0 | 0 | 0 | 0 | 0 | 0 | 0 | 0 | 0 | 0 | 0 | 0 | System Off | 0 | 0
7850 | 7850 | 2012-11-23 01:59 | 5.62 | 5.62 | 5.62 | 5.62 | 0 | 0 | 0 | 0 | 0 | 0 | 0 | 0 | 0 | 0 | 0 | 0 | 0 | 0 | 0 | 0 | 0 | 0 | System Off | 0 | 0
7851 | 7851 | 2012-11-23 02:59 | 5.26 | 5.26 | 5.26 | 5.26 | 0 | 0 | 0 | 0 | 0 | 0 | 0 | 0 | 0 | 0 | 0 | 0 | 0 | 0 | 0 | 0 | 0 | 0 | System Off | 0 | 0
7852 | 7852 | 2012-11-23 03:59 | 5.31 | 5.31 | 5.31 | 5.31 | 0 | 0 | 0 | 0 | 0 | 0 | 0 | 0 | 0 | 0 | 0 | 0 | 0 | 0 | 0 | 0 | 0 | 0 | System Off | 0 | 0
7853 | 7853 | 2012-11-23 04:59 | 5.35 | 5.35 | 5.35 | 5.35 | 0 | 0 | 0 | 0 | 0 | 0 | 0 | 0 | 0 | 0 | 0 | 0 | 0 | 0 | 0 | 0 | 0 | 0 | System Off | 0 | 0
7854 | 7854 | 2012-11-23 05:59 | 5.39 | 5.39 | 5.39 | 5.39 | 0 | 0 | 0 | 0 | 0 | 0 | 0 | 0 | 0 | 0 | 0 | 0 | 0 | 0 | 0 | 0 | 0 | 0 | System Off | 0 | 0
7855 | 7855 | 2012-11-23 06:59 | 6 | 6 | 6 | 6 | 0 | 0 | 0 | 0 | 0 | 0 | 0 | 0 | 0 | 0 | 0 | 0 | 0 | 0 | 0 | 0 | 0 | 0 | System Off | 0 | 0
7856 | 7856 | 2012-11-23 07:59 | 6.61 | 7.49 | 7.49 | 6.61 | 62.15 | 25.78 | 24.59 | 22 | 14.71 | 72.51 | 0.41 | 0.36 | 0.35 | 0.01 | 22.64 | 0 | 0 | 17.22 | 0.74682 | 0.09408 | 0 | 0 | System Off | 0 | 0
7857 | 7857 | 2012-11-23 08:59 | 7.22 | 8.17 | 8.17 | 7.22 | 66.75 | 30.31 | 26.41 | 24 | 14.49 | 77.69 | 0.38 | 0.39 | 0.38 | 0.01 | 22.54 | 0 | 0 | 18.84 | 0.75071 | 0.09408 | 0 | 0 | System Off | 0 | 0
7858 | 7858 | 2012-11-23 09:59 | 8.04 | 9.6 | 9.6 | 8.04 | 109.76 | 72.57 | 42.81 | 39 | 14.66 | 125.27 | 0.7 | 0.58 | 0.57 | 0.03 | 49.68 | 0 | 0 | 30.55 | 0.75824 | 0.09408 | 0 | 0 | System Off | 0 | 0
7859 | 7859 | 2012-11-23 10:59 | 8.86 | 10.04 | 10.04 | 8.86 | 80.54 | 43.85 | 31.88 | 29 | 14.46 | 93.14 | 0.63 | 0.47 | 0.46 | 0.02 | 27.63 | 0 | 0 | 22.78 | 0.76112 | 0.09408 | 0 | 0 | System Off | 0 | 0
7860 | 7860 | 2012-11-23 11:59 | 9.68 | 10.92 | 10.92 | 9.68 | 82.61 | 45.89 | 32.79 | 30 | 14.34 | 95.5 | 0.61 | 0.48 | 0.47 | 0.02 | 27.31 | 0 | 0 | 23.6 | 0.76607 | 0.09408 | 0 | 0 | System Off | 0 | 0
7861 | 7861 | 2012-11-23 12:59 | 9.48 | 10.43 | 10.43 | 9.48 | 61.3 | 24.95 | 24.59 | 22 | 14.51 | 71.75 | 0.41 | 0.35 | 0.34 | 0.01 | 15.98 | 0 | 0 | 17.27 | 0.76339 | 0.09408 | 0 | 0 | System Off | 0 | 0
7862 | 7862 | 2012-11-23 13:59 | 9.27 | 10.59 | 10.59 | 9.27 | 85.13 | 48.37 | 33.7 | 31 | 14.3 | 98.27 | 0.59 | 0.49 | 0.48 | 0.02 | 35.83 | 0 | 0 | 24.4 | 0.76388 | 0.09408 | 0 | 0 | System Off | 0 | 0
7863 | 7863 | 2012-11-23 14:59 | 9.07 | 9.18 | 9.18 | 9.07 | 6.18 | 0 | 2.73 | 2 | 16.09 | 8.01 | 0 | 0 | 0 | 0 | 0 | 0 | 0 | 1.54 | 0.75723 | 0.09408 | 0 | 0 | System Off | 0 | 0
7864 | 7864 | 2012-11-23 15:59 | 8.89 | 8.89 | 8.89 | 8.89 | 0 | 0 | 0 | 0 | 0 | 0 | 0 | 0 | 0 | 0 | 0 | 0 | 0 | 0 | 0 | 0 | 0 | 0 | System Off | 0 | 0
7865 | 7865 | 2012-11-23 16:59 | 8.72 | 8.72 | 8.72 | 8.72 | 0 | 0 | 0 | 0 | 0 | 0 | 0 | 0 | 0 | 0 | 0 | 0 | 0 | 0 | 0 | 0 | 0 | 0 | System Off | 0 | 0
7866 | 7866 | 2012-11-23 17:59 | 8.55 | 8.55 | 8.55 | 8.55 | 0 | 0 | 0 | 0 | 0 | 0 | 0 | 0 | 0 | 0 | 0 | 0 | 0 | 0 | 0 | 0 | 0 | 0 | System Off | 0 | 0
7867 | 7867 | 2012-11-23 18:59 | 8.59 | 8.59 | 8.59 | 8.59 | 0 | 0 | 0 | 0 | 0 | 0 | 0 | 0 | 0 | 0 | 0 | 0 | 0 | 0 | 0 | 0 | 0 | 0 | System Off | 0 | 0
7868 | 7868 | 2012-11-23 19:59 | 8.63 | 8.63 | 8.63 | 8.63 | 0 | 0 | 0 | 0 | 0 | 0 | 0 | 0 | 0 | 0 | 0 | 0 | 0 | 0 | 0 | 0 | 0 | 0 | System Off | 0 | 0
7869 | 7869 | 2012-11-23 20:59 | 8.67 | 8.67 | 8.67 | 8.67 | 0 | 0 | 0 | 0 | 0 | 0 | 0 | 0 | 0 | 0 | 0 | 0 | 0 | 0 | 0 | 0 | 0 | 0 | System Off | 0 | 0
7870 | 7870 | 2012-11-23 21:59 | 8.79 | 8.79 | 8.79 | 8.79 | 0 | 0 | 0 | 0 | 0 | 0 | 0 | 0 | 0 | 0 | 0 | 0 | 0 | 0 | 0 | 0 | 0 | 0 | System Off | 0 | 0
7871 | 7871 | 2012-11-23 22:59 | 8.91 | 8.91 | 8.91 | 8.91 | 0 | 0 | 0 | 0 | 0 | 0 | 0 | 0 | 0 | 0 | 0 | 0 | 0 | 0 | 0 | 0 | 0 | 0 | System Off | 0 | 0
7872 | 7872 | 2012-11-23 23:59 | 9.03 | 9.03 | 9.03 | 9.03 | 0 | 0 | 0 | 0 | 0 | 0 | 0 | 0 | 0 | 0 | 0 | 0 | 0 | 0 | 0 | 0 | 0 | 0 | System Off | 0 | 0
7873 | 7873 | 2012-11-24 00:59 | 9.06 | 9.06 | 9.06 | 9.06 | 0 | 0 | 0 | 0 | 0 | 0 | 0 | 0 | 0 | 0 | 0 | 0 | 0 | 0 | 0 | 0 | 0 | 0 | System Off | 0 | 0
7874 | 7874 | 2012-11-24 01:59 | 9.1 | 9.1 | 9.1 | 9.1 | 0 | 0 | 0 | 0 | 0 | 0 | 0 | 0 | 0 | 0 | 0 | 0 | 0 | 0 | 0 | 0 | 0 | 0 | System Off | 0 | 0
7875 | 7875 | 2012-11-24 02:59 | 9.13 | 9.13 | 9.13 | 9.13 | 0 | 0 | 0 | 0 | 0 | 0 | 0 | 0 | 0 | 0 | 0 | 0 | 0 | 0 | 0 | 0 | 0 | 0 | System Off | 0 | 0
7876 | 7876 | 2012-11-24 03:59 | 8.8 | 8.8 | 8.8 | 8.8 | 0 | 0 | 0 | 0 | 0 | 0 | 0 | 0 | 0 | 0 | 0 | 0 | 0 | 0 | 0 | 0 | 0 | 0 | System Off | 0 | 0
7877 | 7877 | 2012-11-24 04:59 | 8.46 | 8.46 | 8.46 | 8.46 | 0 | 0 | 0 | 0 | 0 | 0 | 0 | 0 | 0 | 0 | 0 | 0 | 0 | 0 | 0 | 0 | 0 | 0 | System Off | 0 | 0
7878 | 7878 | 2012-11-24 05:59 | 8.13 | 8.13 | 8.13 | 8.13 | 0 | 0 | 0 | 0 | 0 | 0 | 0 | 0 | 0 | 0 | 0 | 0 | 0 | 0 | 0 | 0 | 0 | 0 | System Off | 0 | 0
7879 | 7879 | 2012-11-24 06:59 | 8.45 | 8.45 | 8.45 | 8.45 | 0 | 0 | 0 | 0 | 0 | 0 | 0 | 0 | 0 | 0 | 0 | 0 | 0 | 0 | 0 | 0 | 0 | 0 | System Off | 0 | 0
7880 | 7880 | 2012-11-24 07:59 | 8.77 | 11.71 | 11.71 | 8.77 | 156.31 | 118.29 | 60.26 | 56 | 14.54 | 175.02 | 0.66 | 0.68 | 0.66 | 0.04 | 103.85 | 0 | 0 | 43.94 | 0.76568 | 0.09408 | 0 | 0 | System Off | 1 | 0
7881 | 7881 | 2012-11-24 08:59 | 9.09 | 10.61 | 10.61 | 9.09 | 80.33 | 43.64 | 31.88 | 29 | 14.43 | 92.95 | 0.63 | 0.47 | 0.46 | 0.02 | 32.46 | 0 | 0 | 22.79 | 0.76245 | 0.09408 | 0 | 0 | System Off | 0 | 0
7882 | 7882 | 2012-11-24 09:59 | 10.06 | 16.65 | 16.65 | 10.06 | 368.42 | 326.5 | 140.03 | 131 | 14.65 | 399.42 | 0.86 | 0.82 | 0.8 | 0.12 | 223.5 | 0 | 0 | 102.64 | 0.78741 | 0.09408 | 0 | 0 | System Off | 1 | 0
7883 | 7883 | 2012-11-24 10:59 | 11.03 | 18.96 | 18.96 | 11.03 | 450.51 | 407.03 | 171.28 | 160 | 14.67 | 484.4 | 0.88 | 0.84 | 0.82 | 0.15 | 256.47 | 0 | 0 | 125.34 | 0.79866 | 0.09408 | 0 | 0 | System Off | 1 | 0
7884 | 7884 | 2012-11-24 11:59 | 11.99 | 19.87 | 19.87 | 11.99 | 453.76 | 410.2 | 172.99 | 162 | 14.59 | 487.57 | 0.87 | 0.84 | 0.82 | 0.15 | 244.17 | 0 | 0 | 127.03 | 0.80479 | 0.09408 | 0 | 0 | System Off | 1 | 0
7885 | 7885 | 2012-11-24 12:59 | 11.65 | 21.05 | 21.05 | 11.65 | 552.35 | 506.86 | 209.02 | 196 | 14.68 | 586.54 | 0.86 | 0.86 | 0.85 | 0.18 | 324.68 | 0 | 0 | 153.51 | 0.80924 | 0.09408 | 0 | 0 | System Off | 1 | 0
7886 | 7886 | 2012-11-24 13:59 | 11.3 | 15.23 | 15.23 | 11.3 | 229.3 | 189.96 | 88.37 | 82 | 14.56 | 253.38 | 0.79 | 0.75 | 0.73 | 0.07 | 140.74 | 0 | 0 | 64.32 | 0.78541 | 0.09408 | 0 | 0 | System Off | 1 | 0
7887 | 7887 | 2012-11-24 14:59 | 10.96 | 11.08 | 11.08 | 10.96 | 6.11 | 0 | 2.73 | 2 | 15.91 | 7.95 | 0 | 0 | 0 | 0 | 0 | 0 | 0 | 1.54 | 0.76819 | 0.09408 | 0 | 0 | System Off | 0 | 0
7888 | 7888 | 2012-11-24 15:59 | 10.69 | 10.69 | 10.69 | 10.69 | 0 | 0 | 0 | 0 | 0 | 0 | 0 | 0 | 0 | 0 | 0 | 0 | 0 | 0 | 0 | 0 | 0 | 0 | System Off | 0 | 0
7889 | 7889 | 2012-11-24 16:59 | 10.43 | 10.43 | 10.43 | 10.43 | 0 | 0 | 0 | 0 | 0 | 0 | 0 | 0 | 0 | 0 | 0 | 0 | 0 | 0 | 0 | 0 | 0 | 0 | System Off | 0 | 0
7890 | 7890 | 2012-11-24 17:59 | 10.17 | 10.17 | 10.17 | 10.17 | 0 | 0 | 0 | 0 | 0 | 0 | 0 | 0 | 0 | 0 | 0 | 0 | 0 | 0 | 0 | 0 | 0 | 0 | System Off | 0 | 0
7891 | 7891 | 2012-11-24 18:59 | 10.28 | 10.28 | 10.28 | 10.28 | 0 | 0 | 0 | 0 | 0 | 0 | 0 | 0 | 0 | 0 | 0 | 0 | 0 | 0 | 0 | 0 | 0 | 0 | System Off | 0 | 0
7892 | 7892 | 2012-11-24 19:59 | 10.39 | 10.39 | 10.39 | 10.39 | 0 | 0 | 0 | 0 | 0 | 0 | 0 | 0 | 0 | 0 | 0 | 0 | 0 | 0 | 0 | 0 | 0 | 0 | System Off | 0 | 0
7893 | 7893 | 2012-11-24 20:59 | 10.49 | 10.49 | 10.49 | 10.49 | 0 | 0 | 0 | 0 | 0 | 0 | 0 | 0 | 0 | 0 | 0 | 0 | 0 | 0 | 0 | 0 | 0 | 0 | System Off | 0 | 0
7894 | 7894 | 2012-11-24 21:59 | 10.93 | 10.93 | 10.93 | 10.93 | 0 | 0 | 0 | 0 | 0 | 0 | 0 | 0 | 0 | 0 | 0 | 0 | 0 | 0 | 0 | 0 | 0 | 0 | System Off | 0 | 0
7895 | 7895 | 2012-11-24 22:59 | 11.36 | 11.36 | 11.36 | 11.36 | 0 | 0 | 0 | 0 | 0 | 0 | 0 | 0 | 0 | 0 | 0 | 0 | 0 | 0 | 0 | 0 | 0 | 0 | System Off | 0 | 0
7896 | 7896 | 2012-11-24 23:59 | 11.8 | 11.8 | 11.8 | 11.8 | 0 | 0 | 0 | 0 | 0 | 0 | 0 | 0 | 0 | 0 | 0 | 0 | 0 | 0 | 0 | 0 | 0 | 0 | System Off | 0 | 0
7897 | 7897 | 2012-11-25 00:59 | 11.89 | 11.89 | 11.89 | 11.89 | 0 | 0 | 0 | 0 | 0 | 0 | 0 | 0 | 0 | 0 | 0 | 0 | 0 | 0 | 0 | 0 | 0 | 0 | System Off | 0 | 0
7898 | 7898 | 2012-11-25 01:59 | 11.98 | 11.98 | 11.98 | 11.98 | 0 | 0 | 0 | 0 | 0 | 0 | 0 | 0 | 0 | 0 | 0 | 0 | 0 | 0 | 0 | 0 | 0 | 0 | System Off | 0 | 0
7899 | 7899 | 2012-11-25 02:59 | 12.07 | 12.07 | 12.07 | 12.07 | 0 | 0 | 0 | 0 | 0 | 0 | 0 | 0 | 0 | 0 | 0 | 0 | 0 | 0 | 0 | 0 | 0 | 0 | System Off | 0 | 0
7900 | 7900 | 2012-11-25 03:59 | 11.96 | 11.96 | 11.96 | 11.96 | 0 | 0 | 0 | 0 | 0 | 0 | 0 | 0 | 0 | 0 | 0 | 0 | 0 | 0 | 0 | 0 | 0 | 0 | System Off | 0 | 0
7901 | 7901 | 2012-11-25 04:59 | 11.85 | 11.85 | 11.85 | 11.85 | 0 | 0 | 0 | 0 | 0 | 0 | 0 | 0 | 0 | 0 | 0 | 0 | 0 | 0 | 0 | 0 | 0 | 0 | System Off | 0 | 0
7902 | 7902 | 2012-11-25 05:59 | 11.74 | 11.74 | 11.74 | 11.74 | 0 | 0 | 0 | 0 | 0 | 0 | 0 | 0 | 0 | 0 | 0 | 0 | 0 | 0 | 0 | 0 | 0 | 0 | System Off | 0 | 0
7903 | 7903 | 2012-11-25 06:59 | 11.48 | 11.48 | 11.48 | 11.48 | 0 | 0 | 0 | 0 | 0 | 0 | 0 | 0 | 0 | 0 | 0 | 0 | 0 | 0 | 0 | 0 | 0 | 0 | System Off | 0 | 0
7904 | 7904 | 2012-11-25 07:59 | 11.21 | 12.21 | 12.21 | 11.21 | 77.35 | 40.72 | 30.97 | 28 | 14.39 | 89.78 | 0.32 | 0.45 | 0.44 | 0.01 | 35.75 | 0 | 0 | 22.01 | 0.77461 | 0.09408 | 0 | 0 | System Off | 0 | 0
7905 | 7905 | 2012-11-25 08:59 | 10.95 | 13.21 | 13.21 | 10.95 | 182.45 | 143.97 | 70.65 | 65 | 14.62 | 204.08 | 0.71 | 0.71 | 0.69 | 0.05 | 107.06 | 0 | 0 | 50.95 | 0.78011 | 0.09408 | 0 | 0 | System Off | 1 | 0
7906 | 7906 | 2012-11-25 09:59 | 10.84 | 30.07 | 30.07 | 10.84 | 1642.49 | 1572.07 | 613.79 | 585 | 14.62 | 1664.39 | 0.93 | 0.94 | 0.92 | 0.57 | 1076.14 | 0 | 0 | 458.5 | 0.87923 | 0.09408 | 0 | 0 | System Off | 1 | 0
7907 | 7907 | 2012-11-25 10:59 | 10.72 | 28.87 | 28.87 | 10.72 | 1589.81 | 1520.73 | 592.24 | 564 | 14.68 | 1613.39 | 0.93 | 0.94 | 0.92 | 0.55 | 958.24 | 0 | 0 | 441.72 | 0.87434 | 0.09408 | 0 | 0 | System Off | 1 | 0
7908 | 7908 | 2012-11-25 11:59 | 10.6 | 30.33 | 30.33 | 10.6 | 1765.68 | 1692.04 | 658.17 | 628 | 14.64 | 1782.89 | 0.93 | 0.95 | 0.93 | 0.61 | 1007.16 | 0 | 0 | 492.08 | 0.88602 | 0.09408 | 0 | 0 | System Off | 1 | 0
7909 | 7909 | 2012-11-25 12:59 | 10.14 | 26.62 | 26.62 | 10.14 | 1397.21 | 1332.95 | 518.17 | 493 | 14.76 | 1423.83 | 0.93 | 0.94 | 0.92 | 0.48 | 853.86 | 0 | 0 | 385.72 | 0.85696 | 0.09408 | 0 | 0 | System Off | 1 | 0
7910 | 7910 | 2012-11-25 13:59 | 9.67 | 12.45 | 12.45 | 9.67 | 214.89 | 175.82 | 82.1 | 76 | 14.73 | 237.8 | 0.73 | 0.74 | 0.72 | 0.06 | 130.26 | 0 | 0 | 59.49 | 0.77468 | 0.09408 | 0 | 0 | System Off | 1 | 0
7911 | 7911 | 2012-11-25 14:59 | 9.21 | 9.21 | 9.21 | 9.21 | 0 | 0 | 0 | 0 | 0 | 0 | 0 | 0 | 0 | 0 | 0 | 0 | 0 | 0 | 0 | 0 | 0 | 0 | System Off | 0 | 0
7912 | 7912 | 2012-11-25 15:59 | 8.52 | 8.52 | 8.52 | 8.52 | 0 | 0 | 0 | 0 | 0 | 0 | 0 | 0 | 0 | 0 | 0 | 0 | 0 | 0 | 0 | 0 | 0 | 0 | System Off | 0 | 0
7913 | 7913 | 2012-11-25 16:59 | 7.84 | 7.84 | 7.84 | 7.84 | 0 | 0 | 0 | 0 | 0 | 0 | 0 | 0 | 0 | 0 | 0 | 0 | 0 | 0 | 0 | 0 | 0 | 0 | System Off | 0 | 0
7914 | 7914 | 2012-11-25 17:59 | 7.15 | 7.15 | 7.15 | 7.15 | 0 | 0 | 0 | 0 | 0 | 0 | 0 | 0 | 0 | 0 | 0 | 0 | 0 | 0 | 0 | 0 | 0 | 0 | System Off | 0 | 0
7915 | 7915 | 2012-11-25 18:59 | 6.74 | 6.74 | 6.74 | 6.74 | 0 | 0 | 0 | 0 | 0 | 0 | 0 | 0 | 0 | 0 | 0 | 0 | 0 | 0 | 0 | 0 | 0 | 0 | System Off | 0 | 0
7916 | 7916 | 2012-11-25 19:59 | 6.33 | 6.33 | 6.33 | 6.33 | 0 | 0 | 0 | 0 | 0 | 0 | 0 | 0 | 0 | 0 | 0 | 0 | 0 | 0 | 0 | 0 | 0 | 0 | System Off | 0 | 0
7917 | 7917 | 2012-11-25 20:59 | 5.92 | 5.92 | 5.92 | 5.92 | 0 | 0 | 0 | 0 | 0 | 0 | 0 | 0 | 0 | 0 | 0 | 0 | 0 | 0 | 0 | 0 | 0 | 0 | System Off | 0 | 0
7918 | 7918 | 2012-11-25 21:59 | 5.53 | 5.53 | 5.53 | 5.53 | 0 | 0 | 0 | 0 | 0 | 0 | 0 | 0 | 0 | 0 | 0 | 0 | 0 | 0 | 0 | 0 | 0 | 0 | System Off | 0 | 0
7919 | 7919 | 2012-11-25 22:59 | 5.14 | 5.14 | 5.14 | 5.14 | 0 | 0 | 0 | 0 | 0 | 0 | 0 | 0 | 0 | 0 | 0 | 0 | 0 | 0 | 0 | 0 | 0 | 0 | System Off | 0 | 0
7920 | 7920 | 2012-11-25 23:59 | 4.75 | 4.75 | 4.75 | 4.75 | 0 | 0 | 0 | 0 | 0 | 0 | 0 | 0 | 0 | 0 | 0 | 0 | 0 | 0 | 0 | 0 | 0 | 0 | System Off | 0 | 0
7921 | 7921 | 2012-11-26 00:59 | 4.71 | 4.71 | 4.71 | 4.71 | 0 | 0 | 0 | 0 | 0 | 0 | 0 | 0 | 0 | 0 | 0 | 0 | 0 | 0 | 0 | 0 | 0 | 0 | System Off | 0 | 0
7922 | 7922 | 2012-11-26 01:59 | 4.67 | 4.67 | 4.67 | 4.67 | 0 | 0 | 0 | 0 | 0 | 0 | 0 | 0 | 0 | 0 | 0 | 0 | 0 | 0 | 0 | 0 | 0 | 0 | System Off | 0 | 0
7923 | 7923 | 2012-11-26 02:59 | 4.63 | 4.63 | 4.63 | 4.63 | 0 | 0 | 0 | 0 | 0 | 0 | 0 | 0 | 0 | 0 | 0 | 0 | 0 | 0 | 0 | 0 | 0 | 0 | System Off | 0 | 0
7924 | 7924 | 2012-11-26 03:59 | 5.21 | 5.21 | 5.21 | 5.21 | 0 | 0 | 0 | 0 | 0 | 0 | 0 | 0 | 0 | 0 | 0 | 0 | 0 | 0 | 0 | 0 | 0 | 0 | System Off | 0 | 0
7925 | 7925 | 2012-11-26 04:59 | 5.79 | 5.79 | 5.79 | 5.79 | 0 | 0 | 0 | 0 | 0 | 0 | 0 | 0 | 0 | 0 | 0 | 0 | 0 | 0 | 0 | 0 | 0 | 0 | System Off | 0 | 0
7926 | 7926 | 2012-11-26 05:59 | 6.37 | 6.37 | 6.37 | 6.37 | 0 | 0 | 0 | 0 | 0 | 0 | 0 | 0 | 0 | 0 | 0 | 0 | 0 | 0 | 0 | 0 | 0 | 0 | System Off | 0 | 0
7927 | 7927 | 2012-11-26 06:59 | 7.32 | 7.32 | 7.32 | 7.32 | 0 | 0 | 0 | 0 | 0 | 0 | 0 | 0 | 0 | 0 | 0 | 0 | 0 | 0 | 0 | 0 | 0 | 0 | System Off | 0 | 0
7928 | 7928 | 2012-11-26 07:59 | 8.28 | 11.45 | 11.45 | 8.28 | 223.57 | 184.34 | 84.64 | 79 | 14.74 | 246.02 | 0.83 | 0.75 | 0.73 | 0.07 | 161.83 | 0 | 0 | 61.83 | 0.76713 | 0.09408 | 0 | 0 | System Off | 1 | 0
7929 | 7929 | 2012-11-26 08:59 | 9.23 | 9.79 | 9.79 | 9.23 | 37.91 | 1.96 | 15.48 | 14 | 14.1 | 45.28 | 0 | 0.04 | 0.04 | 0 | 1.46 | 0 | 0 | 11.05 | 0.76044 | 0.09408 | 0 | 0 | System Off | 0 | 0
7930 | 7930 | 2012-11-26 09:59 | 9.83 | 11.29 | 11.29 | 9.83 | 101.69 | 64.64 | 40.08 | 37 | 14.31 | 116.57 | 0.5 | 0.55 | 0.54 | 0.02 | 44.25 | 0 | 0 | 29.11 | 0.76828 | 0.09408 | 0 | 0 | System Off | 0 | 0
7931 | 7931 | 2012-11-26 10:59 | 10.43 | 11.53 | 11.53 | 10.43 | 75.22 | 38.63 | 30.06 | 27 | 14.51 | 87.35 | 0.33 | 0.44 | 0.43 | 0.01 | 24.34 | 0 | 0 | 21.19 | 0.76986 | 0.09408 | 0 | 0 | System Off | 0 | 0
7932 | 7932 | 2012-11-26 11:59 | 11.03 | 12.8 | 12.8 | 11.03 | 122.65 | 85.23 | 48.28 | 44 | 14.52 | 139.65 | 0.62 | 0.61 | 0.6 | 0.03 | 50.73 | 0 | 0 | 34.53 | 0.77659 | 0.09408 | 0 | 0 | System Off | 0 | 0
7933 | 7933 | 2012-11-26 12:59 | 10.88 | 13.56 | 13.56 | 10.88 | 181.94 | 143.46 | 70.59 | 65 | 14.58 | 203.64 | 0.71 | 0.7 | 0.69 | 0.05 | 91.9 | 0 | 0 | 50.97 | 0.7797 | 0.09408 | 0 | 0 | System Off | 1 | 0
7934 | 7934 | 2012-11-26 13:59 | 10.74 | 11.57 | 11.57 | 10.74 | 51.57 | 15.38 | 20.95 | 19 | 14.14 | 60.87 | 0.48 | 0.25 | 0.25 | 0.01 | 11.4 | 0 | 0 | 14.98 | 0.77016 | 0.09408 | 0 | 0 | System Off | 0 | 0
7935 | 7935 | 2012-11-26 14:59 | 10.59 | 10.59 | 10.59 | 10.59 | 0 | 0 | 0 | 0 | 0 | 0 | 0 | 0 | 0 | 0 | 0 | 0 | 0 | 0 | 0 | 0 | 0 | 0 | System Off | 0 | 0
7936 | 7936 | 2012-11-26 15:59 | 10.17 | 10.17 | 10.17 | 10.17 | 0 | 0 | 0 | 0 | 0 | 0 | 0 | 0 | 0 | 0 | 0 | 0 | 0 | 0 | 0 | 0 | 0 | 0 | System Off | 0 | 0
7937 | 7937 | 2012-11-26 16:59 | 9.75 | 9.75 | 9.75 | 9.75 | 0 | 0 | 0 | 0 | 0 | 0 | 0 | 0 | 0 | 0 | 0 | 0 | 0 | 0 | 0 | 0 | 0 | 0 | System Off | 0 | 0
7938 | 7938 | 2012-11-26 17:59 | 9.33 | 9.33 | 9.33 | 9.33 | 0 | 0 | 0 | 0 | 0 | 0 | 0 | 0 | 0 | 0 | 0 | 0 | 0 | 0 | 0 | 0 | 0 | 0 | System Off | 0 | 0
7939 | 7939 | 2012-11-26 18:59 | 8.98 | 8.98 | 8.98 | 8.98 | 0 | 0 | 0 | 0 | 0 | 0 | 0 | 0 | 0 | 0 | 0 | 0 | 0 | 0 | 0 | 0 | 0 | 0 | System Off | 0 | 0
7940 | 7940 | 2012-11-26 19:59 | 8.63 | 8.63 | 8.63 | 8.63 | 0 | 0 | 0 | 0 | 0 | 0 | 0 | 0 | 0 | 0 | 0 | 0 | 0 | 0 | 0 | 0 | 0 | 0 | System Off | 0 | 0
7941 | 7941 | 2012-11-26 20:59 | 8.28 | 8.28 | 8.28 | 8.28 | 0 | 0 | 0 | 0 | 0 | 0 | 0 | 0 | 0 | 0 | 0 | 0 | 0 | 0 | 0 | 0 | 0 | 0 | System Off | 0 | 0
7942 | 7942 | 2012-11-26 21:59 | 8.12 | 8.12 | 8.12 | 8.12 | 0 | 0 | 0 | 0 | 0 | 0 | 0 | 0 | 0 | 0 | 0 | 0 | 0 | 0 | 0 | 0 | 0 | 0 | System Off | 0 | 0
7943 | 7943 | 2012-11-26 22:59 | 7.95 | 7.95 | 7.95 | 7.95 | 0 | 0 | 0 | 0 | 0 | 0 | 0 | 0 | 0 | 0 | 0 | 0 | 0 | 0 | 0 | 0 | 0 | 0 | System Off | 0 | 0
7944 | 7944 | 2012-11-26 23:59 | 7.79 | 7.79 | 7.79 | 7.79 | 0 | 0 | 0 | 0 | 0 | 0 | 0 | 0 | 0 | 0 | 0 | 0 | 0 | 0 | 0 | 0 | 0 | 0 | System Off | 0 | 0
7945 | 7945 | 2012-11-27 00:59 | 7.79 | 7.79 | 7.79 | 7.79 | 0 | 0 | 0 | 0 | 0 | 0 | 0 | 0 | 0 | 0 | 0 | 0 | 0 | 0 | 0 | 0 | 0 | 0 | System Off | 0 | 0
7946 | 7946 | 2012-11-27 01:59 | 7.8 | 7.8 | 7.8 | 7.8 | 0 | 0 | 0 | 0 | 0 | 0 | 0 | 0 | 0 | 0 | 0 | 0 | 0 | 0 | 0 | 0 | 0 | 0 | System Off | 0 | 0
7947 | 7947 | 2012-11-27 02:59 | 7.8 | 7.8 | 7.8 | 7.8 | 0 | 0 | 0 | 0 | 0 | 0 | 0 | 0 | 0 | 0 | 0 | 0 | 0 | 0 | 0 | 0 | 0 | 0 | System Off | 0 | 0
7948 | 7948 | 2012-11-27 03:59 | 7.67 | 7.67 | 7.67 | 7.67 | 0 | 0 | 0 | 0 | 0 | 0 | 0 | 0 | 0 | 0 | 0 | 0 | 0 | 0 | 0 | 0 | 0 | 0 | System Off | 0 | 0
7949 | 7949 | 2012-11-27 04:59 | 7.53 | 7.53 | 7.53 | 7.53 | 0 | 0 | 0 | 0 | 0 | 0 | 0 | 0 | 0 | 0 | 0 | 0 | 0 | 0 | 0 | 0 | 0 | 0 | System Off | 0 | 0
7950 | 7950 | 2012-11-27 05:59 | 7.4 | 7.4 | 7.4 | 7.4 | 0 | 0 | 0 | 0 | 0 | 0 | 0 | 0 | 0 | 0 | 0 | 0 | 0 | 0 | 0 | 0 | 0 | 0 | System Off | 0 | 0
7951 | 7951 | 2012-11-27 06:59 | 7.62 | 7.62 | 7.62 | 7.62 | 0 | 0 | 0 | 0 | 0 | 0 | 0 | 0 | 0 | 0 | 0 | 0 | 0 | 0 | 0 | 0 | 0 | 0 | System Off | 0 | 0
7952 | 7952 | 2012-11-27 07:59 | 7.85 | 9.43 | 9.43 | 7.85 | 97.67 | 60.69 | 38.12 | 35 | 14.53 | 111.63 | 0.52 | 0.54 | 0.53 | 0.02 | 53.28 | 0 | 0 | 27.46 | 0.7564 | 0.09408 | 0 | 0 | System Off | 0 | 0
7953 | 7953 | 2012-11-27 08:59 | 8.07 | 11.13 | 11.13 | 8.07 | 196.5 | 157.76 | 75.1 | 70 | 14.62 | 218.56 | 0.8 | 0.72 | 0.71 | 0.06 | 117.32 | 0 | 0 | 54.87 | 0.76424 | 0.09408 | 0 | 0 | System Off | 1 | 0
7954 | 7954 | 2012-11-27 09:59 | 8.3 | 13.53 | 13.53 | 8.3 | 337.72 | 296.39 | 127.28 | 119 | 14.78 | 367.21 | 0.86 | 0.81 | 0.79 | 0.11 | 202.89 | 0 | 0 | 93.08 | 0.77476 | 0.09408 | 0 | 0 | System Off | 1 | 0
7955 | 7955 | 2012-11-27 10:59 | 8.53 | 15.4 | 15.4 | 8.53 | 441.15 | 397.85 | 165.51 | 155 | 14.82 | 474.27 | 0.85 | 0.84 | 0.82 | 0.14 | 250.69 | 0 | 0 | 121.17 | 0.78288 | 0.09408 | 0 | 0 | System Off | 1 | 0
7956 | 7956 | 2012-11-27 11:59 | 8.76 | 20.22 | 20.22 | 8.76 | 733.11 | 683.92 | 273.1 | 257 | 14.86 | 768.76 | 0.92 | 0.89 | 0.87 | 0.25 | 407.1 | 0 | 0 | 200.83 | 0.80349 | 0.09408 | 0 | 0 | System Off | 1 | 0
7957 | 7957 | 2012-11-27 12:59 | 8.52 | 10.86 | 10.86 | 8.52 | 138.37 | 100.67 | 53.74 | 49 | 14.71 | 156.55 | 0.74 | 0.64 | 0.63 | 0.04 | 64.48 | 0 | 0 | 38.36 | 0.76289 | 0.09408 | 0 | 0 | System Off | 0 | 0
7958 | 7958 | 2012-11-27 13:59 | 8.28 | 12.55 | 12.55 | 8.28 | 249.44 | 209.74 | 94.65 | 88 | 14.76 | 274.04 | 0.85 | 0.77 | 0.75 | 0.08 | 155.4 | 0 | 0 | 68.85 | 0.76882 | 0.09408 | 0 | 0 | System Off | 1 | 0
7959 | 7959 | 2012-11-27 14:59 | 8.04 | 8.04 | 8.04 | 8.04 | 0 | 0 | 0 | 0 | 0 | 0 | 0 | 0 | 0 | 0 | 0 | 0 | 0 | 0 | 0 | 0 | 0 | 0 | System Off | 0 | 0
7960 | 7960 | 2012-11-27 15:59 | 7.31 | 7.31 | 7.31 | 7.31 | 0 | 0 | 0 | 0 | 0 | 0 | 0 | 0 | 0 | 0 | 0 | 0 | 0 | 0 | 0 | 0 | 0 | 0 | System Off | 0 | 0
7961 | 7961 | 2012-11-27 16:59 | 6.59 | 6.59 | 6.59 | 6.59 | 0 | 0 | 0 | 0 | 0 | 0 | 0 | 0 | 0 | 0 | 0 | 0 | 0 | 0 | 0 | 0 | 0 | 0 | System Off | 0 | 0
7962 | 7962 | 2012-11-27 17:59 | 5.86 | 5.86 | 5.86 | 5.86 | 0 | 0 | 0 | 0 | 0 | 0 | 0 | 0 | 0 | 0 | 0 | 0 | 0 | 0 | 0 | 0 | 0 | 0 | System Off | 0 | 0
7963 | 7963 | 2012-11-27 18:59 | 5.21 | 5.21 | 5.21 | 5.21 | 0 | 0 | 0 | 0 | 0 | 0 | 0 | 0 | 0 | 0 | 0 | 0 | 0 | 0 | 0 | 0 | 0 | 0 | System Off | 0 | 0
7964 | 7964 | 2012-11-27 19:59 | 4.57 | 4.57 | 4.57 | 4.57 | 0 | 0 | 0 | 0 | 0 | 0 | 0 | 0 | 0 | 0 | 0 | 0 | 0 | 0 | 0 | 0 | 0 | 0 | System Off | 0 | 0
7965 | 7965 | 2012-11-27 20:59 | 3.92 | 3.92 | 3.92 | 3.92 | 0 | 0 | 0 | 0 | 0 | 0 | 0 | 0 | 0 | 0 | 0 | 0 | 0 | 0 | 0 | 0 | 0 | 0 | System Off | 0 | 0
7966 | 7966 | 2012-11-27 21:59 | 4.05 | 4.05 | 4.05 | 4.05 | 0 | 0 | 0 | 0 | 0 | 0 | 0 | 0 | 0 | 0 | 0 | 0 | 0 | 0 | 0 | 0 | 0 | 0 | System Off | 0 | 0
7967 | 7967 | 2012-11-27 22:59 | 4.17 | 4.17 | 4.17 | 4.17 | 0 | 0 | 0 | 0 | 0 | 0 | 0 | 0 | 0 | 0 | 0 | 0 | 0 | 0 | 0 | 0 | 0 | 0 | System Off | 0 | 0
7968 | 7968 | 2012-11-27 23:59 | 4.29 | 4.29 | 4.29 | 4.29 | 0 | 0 | 0 | 0 | 0 | 0 | 0 | 0 | 0 | 0 | 0 | 0 | 0 | 0 | 0 | 0 | 0 | 0 | System Off | 0 | 0
7969 | 7969 | 2012-11-28 00:59 | 3.82 | 3.82 | 3.82 | 3.82 | 0 | 0 | 0 | 0 | 0 | 0 | 0 | 0 | 0 | 0 | 0 | 0 | 0 | 0 | 0 | 0 | 0 | 0 | System Off | 0 | 0
7970 | 7970 | 2012-11-28 01:59 | 3.36 | 3.36 | 3.36 | 3.36 | 0 | 0 | 0 | 0 | 0 | 0 | 0 | 0 | 0 | 0 | 0 | 0 | 0 | 0 | 0 | 0 | 0 | 0 | System Off | 0 | 0
7971 | 7971 | 2012-11-28 02:59 | 2.89 | 2.89 | 2.89 | 2.89 | 0 | 0 | 0 | 0 | 0 | 0 | 0 | 0 | 0 | 0 | 0 | 0 | 0 | 0 | 0 | 0 | 0 | 0 | System Off | 0 | 0
7972 | 7972 | 2012-11-28 03:59 | 2.57 | 2.57 | 2.57 | 2.57 | 0 | 0 | 0 | 0 | 0 | 0 | 0 | 0 | 0 | 0 | 0 | 0 | 0 | 0 | 0 | 0 | 0 | 0 | System Off | 0 | 0
7973 | 7973 | 2012-11-28 04:59 | 2.24 | 2.24 | 2.24 | 2.24 | 0 | 0 | 0 | 0 | 0 | 0 | 0 | 0 | 0 | 0 | 0 | 0 | 0 | 0 | 0 | 0 | 0 | 0 | System Off | 0 | 0
7974 | 7974 | 2012-11-28 05:59 | 1.92 | 1.92 | 1.92 | 1.92 | 0 | 0 | 0 | 0 | 0 | 0 | 0 | 0 | 0 | 0 | 0 | 0 | 0 | 0 | 0 | 0 | 0 | 0 | System Off | 0 | 0
7975 | 7975 | 2012-11-28 06:59 | 2.98 | 2.98 | 2.98 | 2.98 | 0 | 0 | 0 | 0 | 0 | 0 | 0 | 0 | 0 | 0 | 0 | 0 | 0 | 0 | 0 | 0 | 0 | 0 | System Off | 0 | 0
7976 | 7976 | 2012-11-28 07:59 | 4.03 | 7.33 | 7.33 | 4.03 | 205.89 | 166.98 | 76.92 | 72 | 14.89 | 226.94 | 0.78 | 0.74 | 0.72 | 0.06 | 146.59 | 0 | 0 | 56.24 | 0.74131 | 0.09408 | 0 | 0 | System Off | 1 | 0
7977 | 7977 | 2012-11-28 08:59 | 5.09 | 10.68 | 10.68 | 5.09 | 366.34 | 324.47 | 135.49 | 127 | 15.02 | 394.93 | 0.89 | 0.82 | 0.8 | 0.12 | 241.3 | 0 | 0 | 99.03 | 0.75753 | 0.09408 | 0 | 0 | System Off | 1 | 0
7978 | 7978 | 2012-11-28 09:59 | 5.75 | 7.11 | 7.11 | 5.75 | 86.48 | 49.69 | 33.7 | 31 | 14.53 | 99.5 | 0.59 | 0.5 | 0.49 | 0.02 | 34.02 | 0 | 0 | 24.33 | 0.74359 | 0.09408 | 0 | 0 | System Off | 0 | 0
7979 | 7979 | 2012-11-28 10:59 | 6.41 | 9.5 | 9.5 | 6.41 | 206.08 | 167.16 | 78.33 | 72 | 14.91 | 229.31 | 0.77 | 0.73 | 0.71 | 0.06 | 105.33 | 0 | 0 | 56.23 | 0.75496 | 0.09408 | 0 | 0 | System Off | 1 | 0
7980 | 7980 | 2012-11-28 11:59 | 7.07 | 10.17 | 10.17 | 7.07 | 210.48 | 171.49 | 80.16 | 74 | 14.81 | 234.08 | 0.75 | 0.73 | 0.72 | 0.06 | 102.08 | 0 | 0 | 57.86 | 0.75916 | 0.09408 | 0 | 0 | System Off | 1 | 0
7981 | 7981 | 2012-11-28 12:59 | 6.85 | 10.22 | 10.22 | 6.85 | 230.89 | 191.52 | 87.37 | 81 | 14.85 | 255.1 | 0.8 | 0.75 | 0.73 | 0.07 | 122.69 | 0 | 0 | 63.3 | 0.75919 | 0.09408 | 0 | 0 | System Off | 1 | 0
7982 | 7982 | 2012-11-28 13:59 | 6.63 | 7.26 | 7.26 | 6.63 | 40.74 | 4.74 | 16.4 | 15 | 14.15 | 48.38 | 0 | 0.1 | 0.1 | 0 | 3.51 | 0 | 0 | 11.83 | 0.74565 | 0.09408 | 0 | 0 | System Off | 0 | 0
7983 | 7983 | 2012-11-28 14:59 | 6.41 | 6.41 | 6.41 | 6.41 | 0 | 0 | 0 | 0 | 0 | 0 | 0 | 0 | 0 | 0 | 0 | 0 | 0 | 0 | 0 | 0 | 0 | 0 | System Off | 0 | 0
7984 | 7984 | 2012-11-28 15:59 | 5.94 | 5.94 | 5.94 | 5.94 | 0 | 0 | 0 | 0 | 0 | 0 | 0 | 0 | 0 | 0 | 0 | 0 | 0 | 0 | 0 | 0 | 0 | 0 | System Off | 0 | 0
7985 | 7985 | 2012-11-28 16:59 | 5.48 | 5.48 | 5.48 | 5.48 | 0 | 0 | 0 | 0 | 0 | 0 | 0 | 0 | 0 | 0 | 0 | 0 | 0 | 0 | 0 | 0 | 0 | 0 | System Off | 0 | 0
7986 | 7986 | 2012-11-28 17:59 | 5.02 | 5.02 | 5.02 | 5.02 | 0 | 0 | 0 | 0 | 0 | 0 | 0 | 0 | 0 | 0 | 0 | 0 | 0 | 0 | 0 | 0 | 0 | 0 | System Off | 0 | 0
7987 | 7987 | 2012-11-28 18:59 | 4.92 | 4.92 | 4.92 | 4.92 | 0 | 0 | 0 | 0 | 0 | 0 | 0 | 0 | 0 | 0 | 0 | 0 | 0 | 0 | 0 | 0 | 0 | 0 | System Off | 0 | 0
7988 | 7988 | 2012-11-28 19:59 | 4.82 | 4.82 | 4.82 | 4.82 | 0 | 0 | 0 | 0 | 0 | 0 | 0 | 0 | 0 | 0 | 0 | 0 | 0 | 0 | 0 | 0 | 0 | 0 | System Off | 0 | 0
7989 | 7989 | 2012-11-28 20:59 | 4.71 | 4.71 | 4.71 | 4.71 | 0 | 0 | 0 | 0 | 0 | 0 | 0 | 0 | 0 | 0 | 0 | 0 | 0 | 0 | 0 | 0 | 0 | 0 | System Off | 0 | 0
7990 | 7990 | 2012-11-28 21:59 | 4.69 | 4.69 | 4.69 | 4.69 | 0 | 0 | 0 | 0 | 0 | 0 | 0 | 0 | 0 | 0 | 0 | 0 | 0 | 0 | 0 | 0 | 0 | 0 | System Off | 0 | 0
7991 | 7991 | 2012-11-28 22:59 | 4.67 | 4.67 | 4.67 | 4.67 | 0 | 0 | 0 | 0 | 0 | 0 | 0 | 0 | 0 | 0 | 0 | 0 | 0 | 0 | 0 | 0 | 0 | 0 | System Off | 0 | 0
7992 | 7992 | 2012-11-28 23:59 | 4.65 | 4.65 | 4.65 | 4.65 | 0 | 0 | 0 | 0 | 0 | 0 | 0 | 0 | 0 | 0 | 0 | 0 | 0 | 0 | 0 | 0 | 0 | 0 | System Off | 0 | 0
7993 | 7993 | 2012-11-29 00:59 | 4.41 | 4.41 | 4.41 | 4.41 | 0 | 0 | 0 | 0 | 0 | 0 | 0 | 0 | 0 | 0 | 0 | 0 | 0 | 0 | 0 | 0 | 0 | 0 | System Off | 0 | 0
7994 | 7994 | 2012-11-29 01:59 | 4.17 | 4.17 | 4.17 | 4.17 | 0 | 0 | 0 | 0 | 0 | 0 | 0 | 0 | 0 | 0 | 0 | 0 | 0 | 0 | 0 | 0 | 0 | 0 | System Off | 0 | 0
7995 | 7995 | 2012-11-29 02:59 | 3.92 | 3.92 | 3.92 | 3.92 | 0 | 0 | 0 | 0 | 0 | 0 | 0 | 0 | 0 | 0 | 0 | 0 | 0 | 0 | 0 | 0 | 0 | 0 | System Off | 0 | 0
7996 | 7996 | 2012-11-29 03:59 | 3.81 | 3.81 | 3.81 | 3.81 | 0 | 0 | 0 | 0 | 0 | 0 | 0 | 0 | 0 | 0 | 0 | 0 | 0 | 0 | 0 | 0 | 0 | 0 | System Off | 0 | 0
7997 | 7997 | 2012-11-29 04:59 | 3.69 | 3.69 | 3.69 | 3.69 | 0 | 0 | 0 | 0 | 0 | 0 | 0 | 0 | 0 | 0 | 0 | 0 | 0 | 0 | 0 | 0 | 0 | 0 | System Off | 0 | 0
7998 | 7998 | 2012-11-29 05:59 | 3.57 | 3.57 | 3.57 | 3.57 | 0 | 0 | 0 | 0 | 0 | 0 | 0 | 0 | 0 | 0 | 0 | 0 | 0 | 0 | 0 | 0 | 0 | 0 | System Off | 0 | 0
7999 | 7999 | 2012-11-29 06:59 | 3.69 | 3.69 | 3.69 | 3.69 | 0 | 0 | 0 | 0 | 0 | 0 | 0 | 0 | 0 | 0 | 0 | 0 | 0 | 0 | 0 | 0 | 0 | 0 | System Off | 0 | 0
8000 | 8000 | 2012-11-29 07:59 | 3.8 | 4.83 | 4.83 | 3.8 | 72.66 | 36.11 | 28.24 | 26 | 14.56 | 84.04 | 0.35 | 0.43 | 0.42 | 0.01 | 31.7 | 0 | 0 | 20.4 | 0.75013 | 0.09408 | 0 | 0 | System Off | 0 | 0
8001 | 8001 | 2012-11-29 08:59 | 3.92 | 4.83 | 4.83 | 3.92 | 65.34 | 28.92 | 25.5 | 23 | 14.8 | 75.91 | 0.39 | 0.38 | 0.37 | 0.01 | 21.51 | 0 | 0 | 17.99 | 0.75024 | 0.09408 | 0 | 0 | System Off | 0 | 0
8002 | 8002 | 2012-11-29 09:59 | 4.02 | 5.41 | 5.41 | 4.02 | 101.92 | 64.86 | 39.17 | 36 | 14.75 | 116.33 | 0.51 | 0.56 | 0.55 | 0.02 | 44.4 | 0 | 0 | 28.17 | 0.73463 | 0.09408 | 0 | 0 | System Off | 0 | 0
8003 | 8003 | 2012-11-29 10:59 | 4.12 | 5.47 | 5.47 | 4.12 | 99.42 | 62.41 | 38.26 | 35 | 14.79 | 113.6 | 0.52 | 0.55 | 0.54 | 0.02 | 39.33 | 0 | 0 | 27.37 | 0.73501 | 0.09408 | 0 | 0 | System Off | 0 | 0
8004 | 8004 | 2012-11-29 11:59 | 4.22 | 5.88 | 5.88 | 4.22 | 123.97 | 86.53 | 47.36 | 44 | 14.67 | 140.45 | 0.63 | 0.62 | 0.6 | 0.03 | 51.5 | 0 | 0 | 34.46 | 0.73725 | 0.09408 | 0 | 0 | System Off | 0 | 0
8005 | 8005 | 2012-11-29 12:59 | 4.02 | 5.21 | 5.21 | 4.02 | 87.22 | 50.42 | 33.7 | 31 | 14.65 | 100.17 | 0.59 | 0.5 | 0.49 | 0.02 | 32.3 | 0 | 0 | 24.29 | 0.73371 | 0.09408 | 0 | 0 | System Off | 0 | 0
8006 | 8006 | 2012-11-29 13:59 | 3.83 | 4.48 | 4.48 | 3.83 | 46.07 | 9.98 | 18.22 | 16 | 15 | 54.29 | 0 | 0.18 | 0.18 | 0 | 7.4 | 0 | 0 | 12.48 | 0.7484 | 0.09408 | 0 | 0 | System Off | 0 | 0
8007 | 8007 | 2012-11-29 14:59 | 3.63 | 3.63 | 3.63 | 3.63 | 0 | 0 | 0 | 0 | 0 | 0 | 0 | 0 | 0 | 0 | 0 | 0 | 0 | 0 | 0 | 0 | 0 | 0 | System Off | 0 | 0
8008 | 8008 | 2012-11-29 15:59 | 3.19 | 3.19 | 3.19 | 3.19 | 0 | 0 | 0 | 0 | 0 | 0 | 0 | 0 | 0 | 0 | 0 | 0 | 0 | 0 | 0 | 0 | 0 | 0 | System Off | 0 | 0
8009 | 8009 | 2012-11-29 16:59 | 2.76 | 2.76 | 2.76 | 2.76 | 0 | 0 | 0 | 0 | 0 | 0 | 0 | 0 | 0 | 0 | 0 | 0 | 0 | 0 | 0 | 0 | 0 | 0 | System Off | 0 | 0
8010 | 8010 | 2012-11-29 17:59 | 2.32 | 2.32 | 2.32 | 2.32 | 0 | 0 | 0 | 0 | 0 | 0 | 0 | 0 | 0 | 0 | 0 | 0 | 0 | 0 | 0 | 0 | 0 | 0 | System Off | 0 | 0
8011 | 8011 | 2012-11-29 18:59 | 2.17 | 2.17 | 2.17 | 2.17 | 0 | 0 | 0 | 0 | 0 | 0 | 0 | 0 | 0 | 0 | 0 | 0 | 0 | 0 | 0 | 0 | 0 | 0 | System Off | 0 | 0
8012 | 8012 | 2012-11-29 19:59 | 2.03 | 2.03 | 2.03 | 2.03 | 0 | 0 | 0 | 0 | 0 | 0 | 0 | 0 | 0 | 0 | 0 | 0 | 0 | 0 | 0 | 0 | 0 | 0 | System Off | 0 | 0
8013 | 8013 | 2012-11-29 20:59 | 1.88 | 1.88 | 1.88 | 1.88 | 0 | 0 | 0 | 0 | 0 | 0 | 0 | 0 | 0 | 0 | 0 | 0 | 0 | 0 | 0 | 0 | 0 | 0 | System Off | 0 | 0
8014 | 8014 | 2012-11-29 21:59 | 1.85 | 1.85 | 1.85 | 1.85 | 0 | 0 | 0 | 0 | 0 | 0 | 0 | 0 | 0 | 0 | 0 | 0 | 0 | 0 | 0 | 0 | 0 | 0 | System Off | 0 | 0
8015 | 8015 | 2012-11-29 22:59 | 1.81 | 1.81 | 1.81 | 1.81 | 0 | 0 | 0 | 0 | 0 | 0 | 0 | 0 | 0 | 0 | 0 | 0 | 0 | 0 | 0 | 0 | 0 | 0 | System Off | 0 | 0
8016 | 8016 | 2012-11-29 23:59 | 1.78 | 1.78 | 1.78 | 1.78 | 0 | 0 | 0 | 0 | 0 | 0 | 0 | 0 | 0 | 0 | 0 | 0 | 0 | 0 | 0 | 0 | 0 | 0 | System Off | 0 | 0
8017 | 8017 | 2012-11-30 00:59 | 1.83 | 1.83 | 1.83 | 1.83 | 0 | 0 | 0 | 0 | 0 | 0 | 0 | 0 | 0 | 0 | 0 | 0 | 0 | 0 | 0 | 0 | 0 | 0 | System Off | 0 | 0
8018 | 8018 | 2012-11-30 01:59 | 1.88 | 1.88 | 1.88 | 1.88 | 0 | 0 | 0 | 0 | 0 | 0 | 0 | 0 | 0 | 0 | 0 | 0 | 0 | 0 | 0 | 0 | 0 | 0 | System Off | 0 | 0
8019 | 8019 | 2012-11-30 02:59 | 1.93 | 1.93 | 1.93 | 1.93 | 0 | 0 | 0 | 0 | 0 | 0 | 0 | 0 | 0 | 0 | 0 | 0 | 0 | 0 | 0 | 0 | 0 | 0 | System Off | 0 | 0
8020 | 8020 | 2012-11-30 03:59 | 1.85 | 1.85 | 1.85 | 1.85 | 0 | 0 | 0 | 0 | 0 | 0 | 0 | 0 | 0 | 0 | 0 | 0 | 0 | 0 | 0 | 0 | 0 | 0 | System Off | 0 | 0
8021 | 8021 | 2012-11-30 04:59 | 1.77 | 1.77 | 1.77 | 1.77 | 0 | 0 | 0 | 0 | 0 | 0 | 0 | 0 | 0 | 0 | 0 | 0 | 0 | 0 | 0 | 0 | 0 | 0 | System Off | 0 | 0
8022 | 8022 | 2012-11-30 05:59 | 1.69 | 1.69 | 1.69 | 1.69 | 0 | 0 | 0 | 0 | 0 | 0 | 0 | 0 | 0 | 0 | 0 | 0 | 0 | 0 | 0 | 0 | 0 | 0 | System Off | 0 | 0
8023 | 8023 | 2012-11-30 06:59 | 1.86 | 1.86 | 1.86 | 1.86 | 0 | 0 | 0 | 0 | 0 | 0 | 0 | 0 | 0 | 0 | 0 | 0 | 0 | 0 | 0 | 0 | 0 | 0 | System Off | 0 | 0
8024 | 8024 | 2012-11-30 07:59 | 2.03 | 6.1 | 6.1 | 2.03 | 229.47 | 190.13 | 84.87 | 79 | 15.13 | 251.47 | 0.82 | 0.76 | 0.74 | 0.07 | 166.92 | 0 | 0 | 61.52 | 0.73117 | 0.09408 | 0 | 0 | System Off | 1 | 0
8025 | 8025 | 2012-11-30 08:59 | 2.2 | 7.85 | 7.85 | 2.2 | 324.25 | 283.16 | 119.27 | 111 | 15.21 | 351.21 | 0.84 | 0.81 | 0.79 | 0.1 | 210.58 | 0 | 0 | 86.34 | 0.73795 | 0.09408 | 0 | 0 | System Off | 1 | 0
8026 | 8026 | 2012-11-30 09:59 | 2.5 | 7.57 | 7.57 | 2.5 | 295.46 | 254.91 | 109.49 | 102 | 15.09 | 322.72 | 0.82 | 0.79 | 0.77 | 0.09 | 174.5 | 0 | 0 | 79.47 | 0.73805 | 0.09408 | 0 | 0 | System Off | 1 | 0
8027 | 8027 | 2012-11-30 10:59 | 2.8 | 5.53 | 5.53 | 2.8 | 159.14 | 121.07 | 60.12 | 55 | 15.07 | 178.48 | 0.67 | 0.68 | 0.66 | 0.04 | 76.29 | 0 | 0 | 42.86 | 0.74973 | 0.09408 | 0 | 0 | System Off | 0 | 0
8028 | 8028 | 2012-11-30 11:59 | 3.1 | 4.8 | 4.8 | 3.1 | 99.72 | 62.7 | 38.26 | 35 | 14.84 | 113.87 | 0.52 | 0.55 | 0.54 | 0.02 | 37.32 | 0 | 0 | 27.36 | 0.74775 | 0.09408 | 0 | 0 | System Off | 0 | 0
8029 | 8029 | 2012-11-30 12:59 | 3.35 | 4.41 | 4.41 | 3.35 | 58.17 | 21.87 | 22.77 | 21 | 14.43 | 67.87 | 0.44 | 0.32 | 0.32 | 0.01 | 14.01 | 0 | 0 | 16.5 | 0.74659 | 0.09408 | 0 | 0 | System Off | 0 | 0
8030 | 8030 | 2012-11-30 13:59 | 3.59 | 4.17 | 4.17 | 3.59 | 29.43 | 0 | 11.84 | 11 | 13.93 | 35.32 | 0 | 0 | 0 | 0 | 0 | 0 | 0 | 8.7 | 0.7461 | 0.09408 | 0 | 0 | System Off | 0 | 0
8031 | 8031 | 2012-11-30 14:59 | 3.84 | 3.84 | 3.84 | 3.84 | 0 | 0 | 0 | 0 | 0 | 0 | 0 | 0 | 0 | 0 | 0 | 0 | 0 | 0 | 0 | 0 | 0 | 0 | System Off | 0 | 0
8032 | 8032 | 2012-11-30 15:59 | 3.1 | 3.1 | 3.1 | 3.1 | 0 | 0 | 0 | 0 | 0 | 0 | 0 | 0 | 0 | 0 | 0 | 0 | 0 | 0 | 0 | 0 | 0 | 0 | System Off | 0 | 0
8033 | 8033 | 2012-11-30 16:59 | 2.37 | 2.37 | 2.37 | 2.37 | 0 | 0 | 0 | 0 | 0 | 0 | 0 | 0 | 0 | 0 | 0 | 0 | 0 | 0 | 0 | 0 | 0 | 0 | System Off | 0 | 0
8034 | 8034 | 2012-11-30 17:59 | 1.64 | 1.64 | 1.64 | 1.64 | 0 | 0 | 0 | 0 | 0 | 0 | 0 | 0 | 0 | 0 | 0 | 0 | 0 | 0 | 0 | 0 | 0 | 0 | System Off | 0 | 0
8035 | 8035 | 2012-11-30 18:59 | 1.03 | 1.03 | 1.03 | 1.03 | 0 | 0 | 0 | 0 | 0 | 0 | 0 | 0 | 0 | 0 | 0 | 0 | 0 | 0 | 0 | 0 | 0 | 0 | System Off | 0 | 0
8036 | 8036 | 2012-11-30 19:59 | 0.43 | 0.43 | 0.43 | 0.43 | 0 | 0 | 0 | 0 | 0 | 0 | 0 | 0 | 0 | 0 | 0 | 0 | 0 | 0 | 0 | 0 | 0 | 0 | System Off | 0 | 0
8037 | 8037 | 2012-11-30 20:59 | -0.18 | -0.18 | -0.18 | -0.18 | 0 | 0 | 0 | 0 | 0 | 0 | 0 | 0 | 0 | 0 | 0 | 0 | 0 | 0 | 0 | 0 | 0 | 0 | System Off | 0 | 0
8038 | 8038 | 2012-11-30 21:59 | -1.02 | -1.02 | -1.02 | -1.02 | 0 | 0 | 0 | 0 | 0 | 0 | 0 | 0 | 0 | 0 | 0 | 0 | 0 | 0 | 0 | 0 | 0 | 0 | System Off | 0 | 0
8039 | 8039 | 2012-11-30 22:59 | -1.86 | -1.86 | -1.86 | -1.86 | 0 | 0 | 0 | 0 | 0 | 0 | 0 | 0 | 0 | 0 | 0 | 0 | 0 | 0 | 0 | 0 | 0 | 0 | System Off | 0 | 0
8040 | 8040 | 2012-11-30 23:59 | -2.7 | -2.7 | -2.7 | -2.7 | 0 | 0 | 0 | 0 | 0 | 0 | 0 | 0 | 0 | 0 | 0 | 0 | 0 | 0 | 0 | 0 | 0 | 0 | System Off | 0 | 0
8041 | 8041 | 2012-12-01 00:59 | -2.19 | -2.19 | -2.19 | -2.19 | 0 | 0 | 0 | 0 | 0 | 0 | 0 | 0 | 0 | 0 | 0 | 0 | 0 | 0 | 0 | 0 | 0 | 0 | System Off | 0 | 0
8042 | 8042 | 2012-12-01 01:59 | -1.67 | -1.67 | -1.67 | -1.67 | 0 | 0 | 0 | 0 | 0 | 0 | 0 | 0 | 0 | 0 | 0 | 0 | 0 | 0 | 0 | 0 | 0 | 0 | System Off | 0 | 0
8043 | 8043 | 2012-12-01 02:59 | -1.16 | -1.16 | -1.16 | -1.16 | 0 | 0 | 0 | 0 | 0 | 0 | 0 | 0 | 0 | 0 | 0 | 0 | 0 | 0 | 0 | 0 | 0 | 0 | System Off | 0 | 0
8044 | 8044 | 2012-12-01 03:59 | -1.08 | -1.08 | -1.08 | -1.08 | 0 | 0 | 0 | 0 | 0 | 0 | 0 | 0 | 0 | 0 | 0 | 0 | 0 | 0 | 0 | 0 | 0 | 0 | System Off | 0 | 0
8045 | 8045 | 2012-12-01 04:59 | -1 | -1 | -1 | -1 | 0 | 0 | 0 | 0 | 0 | 0 | 0 | 0 | 0 | 0 | 0 | 0 | 0 | 0 | 0 | 0 | 0 | 0 | System Off | 0 | 0
8046 | 8046 | 2012-12-01 05:59 | -0.93 | -0.93 | -0.93 | -0.93 | 0 | 0 | 0 | 0 | 0 | 0 | 0 | 0 | 0 | 0 | 0 | 0 | 0 | 0 | 0 | 0 | 0 | 0 | System Off | 0 | 0
8047 | 8047 | 2012-12-01 06:59 | -0.34 | -0.34 | -0.34 | -0.34 | 0 | 0 | 0 | 0 | 0 | 0 | 0 | 0 | 0 | 0 | 0 | 0 | 0 | 0 | 0 | 0 | 0 | 0 | System Off | 0 | 0
8048 | 8048 | 2012-12-01 07:59 | 0.25 | 3.81 | 3.81 | 0.25 | 212.85 | 173.82 | 78.29 | 73 | 15.19 | 233.85 | 0.77 | 0.74 | 0.73 | 0.06 | 152.6 | 0 | 0 | 56.8 | 0.73836 | 0.09408 | 0 | 0 | System Off | 1 | 0
8049 | 8049 | 2012-12-01 08:59 | 0.84 | 8.9 | 8.9 | 0.84 | 490.32 | 446.06 | 177.62 | 167 | 15.29 | 521.08 | 0.9 | 0.86 | 0.84 | 0.16 | 331.72 | 0 | 0 | 129.77 | 0.74037 | 0.09408 | 0 | 0 | System Off | 1 | 0
8050 | 8050 | 2012-12-01 09:59 | 1.8 | 21.89 | 21.89 | 1.8 | 1262.15 | 1201.15 | 461.85 | 438 | 15.01 | 1292.01 | 0.93 | 0.93 | 0.91 | 0.43 | 822.24 | 0 | 0 | 341.6 | 0.79586 | 0.09408 | 0 | 0 | System Off | 1 | 0
8051 | 8051 | 2012-12-01 10:59 | 2.77 | 24.59 | 24.59 | 2.77 | 1420.37 | 1355.54 | 522.76 | 497 | 14.88 | 1447.6 | 0.94 | 0.94 | 0.92 | 0.49 | 854.16 | 0 | 0 | 388.23 | 0.81274 | 0.09408 | 0 | 0 | System Off | 1 | 0
8052 | 8052 | 2012-12-01 11:59 | 3.73 | 27.71 | 27.71 | 3.73 | 1614.22 | 1544.52 | 597.81 | 570 | 14.75 | 1635.83 | 0.94 | 0.94 | 0.92 | 0.56 | 919.36 | 0 | 0 | 446.03 | 0.83237 | 0.09408 | 0 | 0 | System Off | 1 | 0
8053 | 8053 | 2012-12-01 12:59 | 3.34 | 13.11 | 13.11 | 3.34 | 650.94 | 603.45 | 236.88 | 223 | 15.2 | 684.46 | 0.93 | 0.88 | 0.86 | 0.22 | 386.56 | 0 | 0 | 173.49 | 0.76505 | 0.09408 | 0 | 0 | System Off | 1 | 0
8054 | 8054 | 2012-12-01 13:59 | 2.95 | 16.22 | 16.22 | 2.95 | 856.36 | 804.56 | 312.68 | 294 | 15.17 | 893.28 | 0.93 | 0.9 | 0.88 | 0.29 | 596.08 | 0 | 0 | 228.82 | 0.77589 | 0.09408 | 0 | 0 | System Off | 1 | 0
8055 | 8055 | 2012-12-01 14:59 | 2.57 | 2.57 | 2.57 | 2.57 | 0 | 0 | 0 | 0 | 0 | 0 | 0 | 0 | 0 | 0 | 0 | 0 | 0 | 0 | 0 | 0 | 0 | 0 | System Off | 0 | 0
8056 | 8056 | 2012-12-01 15:59 | 2.16 | 2.16 | 2.16 | 2.16 | 0 | 0 | 0 | 0 | 0 | 0 | 0 | 0 | 0 | 0 | 0 | 0 | 0 | 0 | 0 | 0 | 0 | 0 | System Off | 0 | 0
8057 | 8057 | 2012-12-01 16:59 | 1.74 | 1.74 | 1.74 | 1.74 | 0 | 0 | 0 | 0 | 0 | 0 | 0 | 0 | 0 | 0 | 0 | 0 | 0 | 0 | 0 | 0 | 0 | 0 | System Off | 0 | 0
8058 | 8058 | 2012-12-01 17:59 | 1.33 | 1.33 | 1.33 | 1.33 | 0 | 0 | 0 | 0 | 0 | 0 | 0 | 0 | 0 | 0 | 0 | 0 | 0 | 0 | 0 | 0 | 0 | 0 | System Off | 0 | 0
8059 | 8059 | 2012-12-01 18:59 | 1.29 | 1.29 | 1.29 | 1.29 | 0 | 0 | 0 | 0 | 0 | 0 | 0 | 0 | 0 | 0 | 0 | 0 | 0 | 0 | 0 | 0 | 0 | 0 | System Off | 0 | 0
8060 | 8060 | 2012-12-01 19:59 | 1.25 | 1.25 | 1.25 | 1.25 | 0 | 0 | 0 | 0 | 0 | 0 | 0 | 0 | 0 | 0 | 0 | 0 | 0 | 0 | 0 | 0 | 0 | 0 | System Off | 0 | 0
8061 | 8061 | 2012-12-01 20:59 | 1.21 | 1.21 | 1.21 | 1.21 | 0 | 0 | 0 | 0 | 0 | 0 | 0 | 0 | 0 | 0 | 0 | 0 | 0 | 0 | 0 | 0 | 0 | 0 | System Off | 0 | 0
8062 | 8062 | 2012-12-01 21:59 | 1.36 | 1.36 | 1.36 | 1.36 | 0 | 0 | 0 | 0 | 0 | 0 | 0 | 0 | 0 | 0 | 0 | 0 | 0 | 0 | 0 | 0 | 0 | 0 | System Off | 0 | 0
8063 | 8063 | 2012-12-01 22:59 | 1.51 | 1.51 | 1.51 | 1.51 | 0 | 0 | 0 | 0 | 0 | 0 | 0 | 0 | 0 | 0 | 0 | 0 | 0 | 0 | 0 | 0 | 0 | 0 | System Off | 0 | 0
8064 | 8064 | 2012-12-01 23:59 | 1.66 | 1.66 | 1.66 | 1.66 | 0 | 0 | 0 | 0 | 0 | 0 | 0 | 0 | 0 | 0 | 0 | 0 | 0 | 0 | 0 | 0 | 0 | 0 | System Off | 0 | 0
8065 | 8065 | 2012-12-02 00:59 | 1.69 | 1.69 | 1.69 | 1.69 | 0 | 0 | 0 | 0 | 0 | 0 | 0 | 0 | 0 | 0 | 0 | 0 | 0 | 0 | 0 | 0 | 0 | 0 | System Off | 0 | 0
8066 | 8066 | 2012-12-02 01:59 | 1.72 | 1.72 | 1.72 | 1.72 | 0 | 0 | 0 | 0 | 0 | 0 | 0 | 0 | 0 | 0 | 0 | 0 | 0 | 0 | 0 | 0 | 0 | 0 | System Off | 0 | 0
8067 | 8067 | 2012-12-02 02:59 | 1.75 | 1.75 | 1.75 | 1.75 | 0 | 0 | 0 | 0 | 0 | 0 | 0 | 0 | 0 | 0 | 0 | 0 | 0 | 0 | 0 | 0 | 0 | 0 | System Off | 0 | 0
8068 | 8068 | 2012-12-02 03:59 | 1.83 | 1.83 | 1.83 | 1.83 | 0 | 0 | 0 | 0 | 0 | 0 | 0 | 0 | 0 | 0 | 0 | 0 | 0 | 0 | 0 | 0 | 0 | 0 | System Off | 0 | 0
8069 | 8069 | 2012-12-02 04:59 | 1.9 | 1.9 | 1.9 | 1.9 | 0 | 0 | 0 | 0 | 0 | 0 | 0 | 0 | 0 | 0 | 0 | 0 | 0 | 0 | 0 | 0 | 0 | 0 | System Off | 0 | 0
8070 | 8070 | 2012-12-02 05:59 | 1.97 | 1.97 | 1.97 | 1.97 | 0 | 0 | 0 | 0 | 0 | 0 | 0 | 0 | 0 | 0 | 0 | 0 | 0 | 0 | 0 | 0 | 0 | 0 | System Off | 0 | 0
8071 | 8071 | 2012-12-02 06:59 | 2.07 | 2.07 | 2.07 | 2.07 | 0 | 0 | 0 | 0 | 0 | 0 | 0 | 0 | 0 | 0 | 0 | 0 | 0 | 0 | 0 | 0 | 0 | 0 | System Off | 0 | 0
8072 | 8072 | 2012-12-02 07:59 | 2.17 | 5.12 | 5.12 | 2.17 | 234.97 | 195.54 | 86.48 | 81 | 15.11 | 257.13 | 0.81 | 0.76 | 0.74 | 0.07 | 171.66 | 0 | 0 | 63.09 | 0.73233 | 0.09408 | 0 | 0 | System Off | 1 | 0
8073 | 8073 | 2012-12-02 08:59 | 2.26 | 6.86 | 6.86 | 2.26 | 368.22 | 326.31 | 134.04 | 125 | 15.34 | 396.1 | 0.9 | 0.82 | 0.81 | 0.12 | 242.67 | 0 | 0 | 97.07 | 0.74081 | 0.09408 | 0 | 0 | System Off | 1 | 0
8074 | 8074 | 2012-12-02 09:59 | 2.58 | 6.95 | 6.95 | 2.58 | 356.87 | 315.17 | 130.66 | 122 | 15.24 | 385.96 | 0.84 | 0.82 | 0.8 | 0.11 | 215.75 | 0 | 0 | 94.87 | 0.74213 | 0.09408 | 0 | 0 | System Off | 1 | 0
8075 | 8075 | 2012-12-02 10:59 | 2.91 | 16.48 | 16.48 | 2.91 | 1152.22 | 1093.8 | 414.87 | 393 | 15.27 | 1184.07 | 0.96 | 0.92 | 0.9 | 0.4 | 689.22 | 0 | 0 | 305.48 | 0.79386 | 0.09408 | 0 | 0 | System Off | 1 | 0
8076 | 8076 | 2012-12-02 11:59 | 3.23 | 19.41 | 19.41 | 3.23 | 1403.11 | 1338.71 | 506.5 | 481 | 15.19 | 1430.03 | 0.95 | 0.94 | 0.92 | 0.48 | 796.85 | 0 | 0 | 374.25 | 0.81216 | 0.09408 | 0 | 0 | System Off | 1 | 0
8077 | 8077 | 2012-12-02 12:59 | 3.07 | 7.02 | 7.02 | 3.07 | 328.65 | 287.49 | 120.61 | 112 | 15.28 | 356.18 | 0.83 | 0.81 | 0.79 | 0.1 | 184.16 | 0 | 0 | 87.04 | 0.74308 | 0.09408 | 0 | 0 | System Off | 1 | 0
8078 | 8078 | 2012-12-02 13:59 | 2.9 | 4.15 | 4.15 | 2.9 | 97.52 | 60.54 | 37.35 | 34 | 14.94 | 111.41 | 0.54 | 0.54 | 0.53 | 0.02 | 44.86 | 0 | 0 | 26.54 | 0.7464 | 0.09408 | 0 | 0 | System Off | 0 | 0
8079 | 8079 | 2012-12-02 14:59 | 2.74 | 2.74 | 2.74 | 2.74 | 0 | 0 | 0 | 0 | 0 | 0 | 0 | 0 | 0 | 0 | 0 | 0 | 0 | 0 | 0 | 0 | 0 | 0 | System Off | 0 | 0
8080 | 8080 | 2012-12-02 15:59 | 2.5 | 2.5 | 2.5 | 2.5 | 0 | 0 | 0 | 0 | 0 | 0 | 0 | 0 | 0 | 0 | 0 | 0 | 0 | 0 | 0 | 0 | 0 | 0 | System Off | 0 | 0
8081 | 8081 | 2012-12-02 16:59 | 2.25 | 2.25 | 2.25 | 2.25 | 0 | 0 | 0 | 0 | 0 | 0 | 0 | 0 | 0 | 0 | 0 | 0 | 0 | 0 | 0 | 0 | 0 | 0 | System Off | 0 | 0
8082 | 8082 | 2012-12-02 17:59 | 2.01 | 2.01 | 2.01 | 2.01 | 0 | 0 | 0 | 0 | 0 | 0 | 0 | 0 | 0 | 0 | 0 | 0 | 0 | 0 | 0 | 0 | 0 | 0 | System Off | 0 | 0
8083 | 8083 | 2012-12-02 18:59 | 1.92 | 1.92 | 1.92 | 1.92 | 0 | 0 | 0 | 0 | 0 | 0 | 0 | 0 | 0 | 0 | 0 | 0 | 0 | 0 | 0 | 0 | 0 | 0 | System Off | 0 | 0
8084 | 8084 | 2012-12-02 19:59 | 1.82 | 1.82 | 1.82 | 1.82 | 0 | 0 | 0 | 0 | 0 | 0 | 0 | 0 | 0 | 0 | 0 | 0 | 0 | 0 | 0 | 0 | 0 | 0 | System Off | 0 | 0
8085 | 8085 | 2012-12-02 20:59 | 1.72 | 1.72 | 1.72 | 1.72 | 0 | 0 | 0 | 0 | 0 | 0 | 0 | 0 | 0 | 0 | 0 | 0 | 0 | 0 | 0 | 0 | 0 | 0 | System Off | 0 | 0
8086 | 8086 | 2012-12-02 21:59 | 1.64 | 1.64 | 1.64 | 1.64 | 0 | 0 | 0 | 0 | 0 | 0 | 0 | 0 | 0 | 0 | 0 | 0 | 0 | 0 | 0 | 0 | 0 | 0 | System Off | 0 | 0
8087 | 8087 | 2012-12-02 22:59 | 1.56 | 1.56 | 1.56 | 1.56 | 0 | 0 | 0 | 0 | 0 | 0 | 0 | 0 | 0 | 0 | 0 | 0 | 0 | 0 | 0 | 0 | 0 | 0 | System Off | 0 | 0
8088 | 8088 | 2012-12-02 23:59 | 1.48 | 1.48 | 1.48 | 1.48 | 0 | 0 | 0 | 0 | 0 | 0 | 0 | 0 | 0 | 0 | 0 | 0 | 0 | 0 | 0 | 0 | 0 | 0 | System Off | 0 | 0
8089 | 8089 | 2012-12-03 00:59 | 1.43 | 1.43 | 1.43 | 1.43 | 0 | 0 | 0 | 0 | 0 | 0 | 0 | 0 | 0 | 0 | 0 | 0 | 0 | 0 | 0 | 0 | 0 | 0 | System Off | 0 | 0
8090 | 8090 | 2012-12-03 01:59 | 1.39 | 1.39 | 1.39 | 1.39 | 0 | 0 | 0 | 0 | 0 | 0 | 0 | 0 | 0 | 0 | 0 | 0 | 0 | 0 | 0 | 0 | 0 | 0 | System Off | 0 | 0
8091 | 8091 | 2012-12-03 02:59 | 1.34 | 1.34 | 1.34 | 1.34 | 0 | 0 | 0 | 0 | 0 | 0 | 0 | 0 | 0 | 0 | 0 | 0 | 0 | 0 | 0 | 0 | 0 | 0 | System Off | 0 | 0
8092 | 8092 | 2012-12-03 03:59 | 1.21 | 1.21 | 1.21 | 1.21 | 0 | 0 | 0 | 0 | 0 | 0 | 0 | 0 | 0 | 0 | 0 | 0 | 0 | 0 | 0 | 0 | 0 | 0 | System Off | 0 | 0
8093 | 8093 | 2012-12-03 04:59 | 1.07 | 1.07 | 1.07 | 1.07 | 0 | 0 | 0 | 0 | 0 | 0 | 0 | 0 | 0 | 0 | 0 | 0 | 0 | 0 | 0 | 0 | 0 | 0 | System Off | 0 | 0
8094 | 8094 | 2012-12-03 05:59 | 0.93 | 0.93 | 0.93 | 0.93 | 0 | 0 | 0 | 0 | 0 | 0 | 0 | 0 | 0 | 0 | 0 | 0 | 0 | 0 | 0 | 0 | 0 | 0 | System Off | 0 | 0
8095 | 8095 | 2012-12-03 06:59 | 1.04 | 1.04 | 1.04 | 1.04 | 0 | 0 | 0 | 0 | 0 | 0 | 0 | 0 | 0 | 0 | 0 | 0 | 0 | 0 | 0 | 0 | 0 | 0 | System Off | 0 | 0
8096 | 8096 | 2012-12-03 07:59 | 1.15 | 4.68 | 4.68 | 1.15 | 241.46 | 201.91 | 88.63 | 83 | 15.15 | 263.92 | 0.79 | 0.77 | 0.75 | 0.07 | 177.26 | 0 | 0 | 64.61 | 0.7454 | 0.09408 | 0 | 0 | System Off | 1 | 0
8097 | 8097 | 2012-12-03 08:59 | 1.25 | 4.91 | 4.91 | 1.25 | 253.16 | 213.39 | 93.12 | 87 | 15.16 | 277.07 | 0.86 | 0.77 | 0.75 | 0.08 | 158.7 | 0 | 0 | 67.72 | 0.74672 | 0.09408 | 0 | 0 | System Off | 1 | 0
8098 | 8098 | 2012-12-03 09:59 | 1.43 | 4.44 | 4.44 | 1.43 | 216.02 | 176.93 | 80.2 | 74 | 15.2 | 239.01 | 0.75 | 0.74 | 0.72 | 0.06 | 121.11 | 0 | 0 | 57.57 | 0.74533 | 0.09408 | 0 | 0 | System Off | 1 | 0
8099 | 8099 | 2012-12-03 10:59 | 1.6 | 3.96 | 3.96 | 1.6 | 175.36 | 137.01 | 65.58 | 60 | 15.22 | 195.78 | 0.76 | 0.7 | 0.69 | 0.05 | 86.33 | 0 | 0 | 46.67 | 0.74371 | 0.09408 | 0 | 0 | System Off | 1 | 0
8100 | 8100 | 2012-12-03 11:59 | 1.78 | 4.4 | 4.4 | 1.78 | 202.92 | 164.07 | 75.6 | 70 | 15.1 | 225.35 | 0.79 | 0.73 | 0.71 | 0.06 | 97.66 | 0 | 0 | 54.53 | 0.74663 | 0.09408 | 0 | 0 | System Off | 1 | 0
8101 | 8101 | 2012-12-03 12:59 | 2.27 | 3.11 | 3.11 | 2.27 | 60.96 | 24.61 | 23.68 | 22 | 14.43 | 70.91 | 0.42 | 0.35 | 0.34 | 0.01 | 15.77 | 0 | 0 | 17.29 | 0.74055 | 0.09408 | 0 | 0 | System Off | 0 | 0
8102 | 8102 | 2012-12-03 13:59 | 2.76 | 3.29 | 3.29 | 2.76 | 36.7 | 0.78 | 14.57 | 13 | 14.7 | 43.61 | 0 | 0.02 | 0.02 | 0 | 0.58 | 0 | 0 | 10.18 | 0.74167 | 0.09408 | 0 | 0 | System Off | 0 | 0
8103 | 8103 | 2012-12-03 14:59 | 3.26 | 3.26 | 3.26 | 3.26 | 0 | 0 | 0 | 0 | 0 | 0 | 0 | 0 | 0 | 0 | 0 | 0 | 0 | 0 | 0 | 0 | 0 | 0 | System Off | 0 | 0
8104 | 8104 | 2012-12-03 15:59 | 4.3 | 4.3 | 4.3 | 4.3 | 0 | 0 | 0 | 0 | 0 | 0 | 0 | 0 | 0 | 0 | 0 | 0 | 0 | 0 | 0 | 0 | 0 | 0 | System Off | 0 | 0
8105 | 8105 | 2012-12-03 16:59 | 5.34 | 5.34 | 5.34 | 5.34 | 0 | 0 | 0 | 0 | 0 | 0 | 0 | 0 | 0 | 0 | 0 | 0 | 0 | 0 | 0 | 0 | 0 | 0 | System Off | 0 | 0
8106 | 8106 | 2012-12-03 17:59 | 6.38 | 6.38 | 6.38 | 6.38 | 0 | 0 | 0 | 0 | 0 | 0 | 0 | 0 | 0 | 0 | 0 | 0 | 0 | 0 | 0 | 0 | 0 | 0 | System Off | 0 | 0
8107 | 8107 | 2012-12-03 18:59 | 6.46 | 6.46 | 6.46 | 6.46 | 0 | 0 | 0 | 0 | 0 | 0 | 0 | 0 | 0 | 0 | 0 | 0 | 0 | 0 | 0 | 0 | 0 | 0 | System Off | 0 | 0
8108 | 8108 | 2012-12-03 19:59 | 6.53 | 6.53 | 6.53 | 6.53 | 0 | 0 | 0 | 0 | 0 | 0 | 0 | 0 | 0 | 0 | 0 | 0 | 0 | 0 | 0 | 0 | 0 | 0 | System Off | 0 | 0
8109 | 8109 | 2012-12-03 20:59 | 6.61 | 6.61 | 6.61 | 6.61 | 0 | 0 | 0 | 0 | 0 | 0 | 0 | 0 | 0 | 0 | 0 | 0 | 0 | 0 | 0 | 0 | 0 | 0 | System Off | 0 | 0
8110 | 8110 | 2012-12-03 21:59 | 6.22 | 6.22 | 6.22 | 6.22 | 0 | 0 | 0 | 0 | 0 | 0 | 0 | 0 | 0 | 0 | 0 | 0 | 0 | 0 | 0 | 0 | 0 | 0 | System Off | 0 | 0
8111 | 8111 | 2012-12-03 22:59 | 5.84 | 5.84 | 5.84 | 5.84 | 0 | 0 | 0 | 0 | 0 | 0 | 0 | 0 | 0 | 0 | 0 | 0 | 0 | 0 | 0 | 0 | 0 | 0 | System Off | 0 | 0
8112 | 8112 | 2012-12-03 23:59 | 5.46 | 5.46 | 5.46 | 5.46 | 0 | 0 | 0 | 0 | 0 | 0 | 0 | 0 | 0 | 0 | 0 | 0 | 0 | 0 | 0 | 0 | 0 | 0 | System Off | 0 | 0
8113 | 8113 | 2012-12-04 00:59 | 4.79 | 4.79 | 4.79 | 4.79 | 0 | 0 | 0 | 0 | 0 | 0 | 0 | 0 | 0 | 0 | 0 | 0 | 0 | 0 | 0 | 0 | 0 | 0 | System Off | 0 | 0
8114 | 8114 | 2012-12-04 01:59 | 4.12 | 4.12 | 4.12 | 4.12 | 0 | 0 | 0 | 0 | 0 | 0 | 0 | 0 | 0 | 0 | 0 | 0 | 0 | 0 | 0 | 0 | 0 | 0 | System Off | 0 | 0
8115 | 8115 | 2012-12-04 02:59 | 3.45 | 3.45 | 3.45 | 3.45 | 0 | 0 | 0 | 0 | 0 | 0 | 0 | 0 | 0 | 0 | 0 | 0 | 0 | 0 | 0 | 0 | 0 | 0 | System Off | 0 | 0
8116 | 8116 | 2012-12-04 03:59 | 3.21 | 3.21 | 3.21 | 3.21 | 0 | 0 | 0 | 0 | 0 | 0 | 0 | 0 | 0 | 0 | 0 | 0 | 0 | 0 | 0 | 0 | 0 | 0 | System Off | 0 | 0
8117 | 8117 | 2012-12-04 04:59 | 2.97 | 2.97 | 2.97 | 2.97 | 0 | 0 | 0 | 0 | 0 | 0 | 0 | 0 | 0 | 0 | 0 | 0 | 0 | 0 | 0 | 0 | 0 | 0 | System Off | 0 | 0
8118 | 8118 | 2012-12-04 05:59 | 2.73 | 2.73 | 2.73 | 2.73 | 0 | 0 | 0 | 0 | 0 | 0 | 0 | 0 | 0 | 0 | 0 | 0 | 0 | 0 | 0 | 0 | 0 | 0 | System Off | 0 | 0
8119 | 8119 | 2012-12-04 06:59 | 2.98 | 2.98 | 2.98 | 2.98 | 0 | 0 | 0 | 0 | 0 | 0 | 0 | 0 | 0 | 0 | 0 | 0 | 0 | 0 | 0 | 0 | 0 | 0 | System Off | 0 | 0
8120 | 8120 | 2012-12-04 07:59 | 3.23 | 15.12 | 15.12 | 3.23 | 891 | 838.45 | 323.33 | 305 | 15.22 | 927.42 | 0.93 | 0.9 | 0.88 | 0.3 | 736.07 | 0 | 0 | 237.24 | 0.77953 | 0.09408 | 0 | 0 | System Off | 1 | 0
8121 | 8121 | 2012-12-04 08:59 | 3.48 | 8.92 | 8.92 | 3.48 | 427.36 | 384.31 | 155.71 | 146 | 15.25 | 456.75 | 0.9 | 0.84 | 0.82 | 0.14 | 285.81 | 0 | 0 | 113.52 | 0.75168 | 0.09408 | 0 | 0 | System Off | 1 | 0
8122 | 8122 | 2012-12-04 09:59 | 3.83 | 7.19 | 7.19 | 3.83 | 265.92 | 225.92 | 98.84 | 92 | 15.05 | 291.72 | 0.81 | 0.77 | 0.76 | 0.08 | 154.65 | 0 | 0 | 71.71 | 0.74382 | 0.09408 | 0 | 0 | System Off | 1 | 0
8123 | 8123 | 2012-12-04 10:59 | 4.19 | 5.43 | 5.43 | 4.19 | 96.98 | 60.01 | 37.35 | 34 | 14.86 | 110.92 | 0.54 | 0.54 | 0.53 | 0.02 | 37.81 | 0 | 0 | 26.57 | 0.73522 | 0.09408 | 0 | 0 | System Off | 0 | 0
8124 | 8124 | 2012-12-04 11:59 | 4.54 | 5.89 | 5.89 | 4.54 | 109.1 | 71.92 | 41.9 | 38 | 14.95 | 124.24 | 0.72 | 0.58 | 0.57 | 0.03 | 42.81 | 0 | 0 | 29.66 | 0.73794 | 0.09408 | 0 | 0 | System Off | 0 | 0
8125 | 8125 | 2012-12-04 12:59 | 4.36 | 6.76 | 6.76 | 4.36 | 202.87 | 164.02 | 76.12 | 70 | 15.09 | 225.01 | 0.79 | 0.73 | 0.71 | 0.06 | 105.07 | 0 | 0 | 54.53 | 0.74279 | 0.09408 | 0 | 0 | System Off | 1 | 0
8126 | 8126 | 2012-12-04 13:59 | 4.18 | 5.16 | 5.16 | 4.18 | 82.33 | 45.62 | 31.88 | 29 | 14.79 | 94.77 | 0.63 | 0.48 | 0.47 | 0.02 | 33.8 | 0 | 0 | 22.68 | 0.73425 | 0.09408 | 0 | 0 | System Off | 0 | 0
8127 | 8127 | 2012-12-04 14:59 | 4 | 4 | 4 | 4 | 0 | 0 | 0 | 0 | 0 | 0 | 0 | 0 | 0 | 0 | 0 | 0 | 0 | 0 | 0 | 0 | 0 | 0 | System Off | 0 | 0
8128 | 8128 | 2012-12-04 15:59 | 3.7 | 3.7 | 3.7 | 3.7 | 0 | 0 | 0 | 0 | 0 | 0 | 0 | 0 | 0 | 0 | 0 | 0 | 0 | 0 | 0 | 0 | 0 | 0 | System Off | 0 | 0
8129 | 8129 | 2012-12-04 16:59 | 3.41 | 3.41 | 3.41 | 3.41 | 0 | 0 | 0 | 0 | 0 | 0 | 0 | 0 | 0 | 0 | 0 | 0 | 0 | 0 | 0 | 0 | 0 | 0 | System Off | 0 | 0
8130 | 8130 | 2012-12-04 17:59 | 3.11 | 3.11 | 3.11 | 3.11 | 0 | 0 | 0 | 0 | 0 | 0 | 0 | 0 | 0 | 0 | 0 | 0 | 0 | 0 | 0 | 0 | 0 | 0 | System Off | 0 | 0
8131 | 8131 | 2012-12-04 18:59 | 3.1 | 3.1 | 3.1 | 3.1 | 0 | 0 | 0 | 0 | 0 | 0 | 0 | 0 | 0 | 0 | 0 | 0 | 0 | 0 | 0 | 0 | 0 | 0 | System Off | 0 | 0
8132 | 8132 | 2012-12-04 19:59 | 3.08 | 3.08 | 3.08 | 3.08 | 0 | 0 | 0 | 0 | 0 | 0 | 0 | 0 | 0 | 0 | 0 | 0 | 0 | 0 | 0 | 0 | 0 | 0 | System Off | 0 | 0
8133 | 8133 | 2012-12-04 20:59 | 3.07 | 3.07 | 3.07 | 3.07 | 0 | 0 | 0 | 0 | 0 | 0 | 0 | 0 | 0 | 0 | 0 | 0 | 0 | 0 | 0 | 0 | 0 | 0 | System Off | 0 | 0
8134 | 8134 | 2012-12-04 21:59 | 3.14 | 3.14 | 3.14 | 3.14 | 0 | 0 | 0 | 0 | 0 | 0 | 0 | 0 | 0 | 0 | 0 | 0 | 0 | 0 | 0 | 0 | 0 | 0 | System Off | 0 | 0
8135 | 8135 | 2012-12-04 22:59 | 3.22 | 3.22 | 3.22 | 3.22 | 0 | 0 | 0 | 0 | 0 | 0 | 0 | 0 | 0 | 0 | 0 | 0 | 0 | 0 | 0 | 0 | 0 | 0 | System Off | 0 | 0
8136 | 8136 | 2012-12-04 23:59 | 3.3 | 3.3 | 3.3 | 3.3 | 0 | 0 | 0 | 0 | 0 | 0 | 0 | 0 | 0 | 0 | 0 | 0 | 0 | 0 | 0 | 0 | 0 | 0 | System Off | 0 | 0
8137 | 8137 | 2012-12-05 00:59 | 3.29 | 3.29 | 3.29 | 3.29 | 0 | 0 | 0 | 0 | 0 | 0 | 0 | 0 | 0 | 0 | 0 | 0 | 0 | 0 | 0 | 0 | 0 | 0 | System Off | 0 | 0
8138 | 8138 | 2012-12-05 01:59 | 3.28 | 3.28 | 3.28 | 3.28 | 0 | 0 | 0 | 0 | 0 | 0 | 0 | 0 | 0 | 0 | 0 | 0 | 0 | 0 | 0 | 0 | 0 | 0 | System Off | 0 | 0
8139 | 8139 | 2012-12-05 02:59 | 3.27 | 3.27 | 3.27 | 3.27 | 0 | 0 | 0 | 0 | 0 | 0 | 0 | 0 | 0 | 0 | 0 | 0 | 0 | 0 | 0 | 0 | 0 | 0 | System Off | 0 | 0
8140 | 8140 | 2012-12-05 03:59 | 3.14 | 3.14 | 3.14 | 3.14 | 0 | 0 | 0 | 0 | 0 | 0 | 0 | 0 | 0 | 0 | 0 | 0 | 0 | 0 | 0 | 0 | 0 | 0 | System Off | 0 | 0
8141 | 8141 | 2012-12-05 04:59 | 3.01 | 3.01 | 3.01 | 3.01 | 0 | 0 | 0 | 0 | 0 | 0 | 0 | 0 | 0 | 0 | 0 | 0 | 0 | 0 | 0 | 0 | 0 | 0 | System Off | 0 | 0
8142 | 8142 | 2012-12-05 05:59 | 2.87 | 2.87 | 2.87 | 2.87 | 0 | 0 | 0 | 0 | 0 | 0 | 0 | 0 | 0 | 0 | 0 | 0 | 0 | 0 | 0 | 0 | 0 | 0 | System Off | 0 | 0
8143 | 8143 | 2012-12-05 06:59 | 2.94 | 2.94 | 2.94 | 2.94 | 0 | 0 | 0 | 0 | 0 | 0 | 0 | 0 | 0 | 0 | 0 | 0 | 0 | 0 | 0 | 0 | 0 | 0 | System Off | 0 | 0
8144 | 8144 | 2012-12-05 07:59 | 3.01 | 4.03 | 4.03 | 3.01 | 55.84 | 19.58 | 21.86 | 20 | 14.54 | 65.25 | 0.46 | 0.3 | 0.29 | 0.01 | 17.19 | 0 | 0 | 15.69 | 0.74443 | 0.09408 | 0 | 0 | System Off | 0 | 0
8145 | 8145 | 2012-12-05 08:59 | 3.08 | 5.25 | 5.25 | 3.08 | 119.34 | 81.98 | 45.54 | 42 | 14.8 | 135.35 | 0.66 | 0.61 | 0.59 | 0.03 | 60.96 | 0 | 0 | 32.84 | 0.74895 | 0.09408 | 0 | 0 | System Off | 0 | 0
8146 | 8146 | 2012-12-05 09:59 | 3.29 | 7.55 | 7.55 | 3.29 | 242.05 | 202.48 | 90.49 | 84 | 15.01 | 266.75 | 0.77 | 0.76 | 0.74 | 0.07 | 138.61 | 0 | 0 | 65.51 | 0.73927 | 0.09408 | 0 | 0 | System Off | 1 | 0
8147 | 8147 | 2012-12-05 10:59 | 3.49 | 4.5 | 4.5 | 3.49 | 55.72 | 19.46 | 21.86 | 20 | 14.51 | 65.14 | 0.46 | 0.3 | 0.29 | 0.01 | 12.26 | 0 | 0 | 15.7 | 0.74721 | 0.09408 | 0 | 0 | System Off | 0 | 0
8148 | 8148 | 2012-12-05 11:59 | 3.7 | 12.43 | 12.43 | 3.7 | 518.17 | 473.36 | 190.33 | 178 | 15.16 | 551.3 | 0.89 | 0.86 | 0.84 | 0.17 | 281.76 | 0 | 0 | 138.55 | 0.75887 | 0.09408 | 0 | 0 | System Off | 1 | 0
8149 | 8149 | 2012-12-05 12:59 | 3.47 | 11.32 | 11.32 | 3.47 | 465.59 | 421.8 | 170.81 | 160 | 15.16 | 496.76 | 0.88 | 0.85 | 0.83 | 0.15 | 270.2 | 0 | 0 | 124.55 | 0.75423 | 0.09408 | 0 | 0 | System Off | 1 | 0
8150 | 8150 | 2012-12-05 13:59 | 3.24 | 6.06 | 6.06 | 3.24 | 162.89 | 124.75 | 61.34 | 57 | 14.88 | 181.77 | 0.82 | 0.69 | 0.67 | 0.05 | 92.42 | 0 | 0 | 44.53 | 0.73405 | 0.09408 | 0 | 0 | System Off | 1 | 0
8151 | 8151 | 2012-12-05 14:59 | 3.01 | 3.01 | 3.01 | 3.01 | 0 | 0 | 0 | 0 | 0 | 0 | 0 | 0 | 0 | 0 | 0 | 0 | 0 | 0 | 0 | 0 | 0 | 0 | System Off | 0 | 0
8152 | 8152 | 2012-12-05 15:59 | 2.58 | 2.58 | 2.58 | 2.58 | 0 | 0 | 0 | 0 | 0 | 0 | 0 | 0 | 0 | 0 | 0 | 0 | 0 | 0 | 0 | 0 | 0 | 0 | System Off | 0 | 0
8153 | 8153 | 2012-12-05 16:59 | 2.16 | 2.16 | 2.16 | 2.16 | 0 | 0 | 0 | 0 | 0 | 0 | 0 | 0 | 0 | 0 | 0 | 0 | 0 | 0 | 0 | 0 | 0 | 0 | System Off | 0 | 0
8154 | 8154 | 2012-12-05 17:59 | 1.73 | 1.73 | 1.73 | 1.73 | 0 | 0 | 0 | 0 | 0 | 0 | 0 | 0 | 0 | 0 | 0 | 0 | 0 | 0 | 0 | 0 | 0 | 0 | System Off | 0 | 0
8155 | 8155 | 2012-12-05 18:59 | 1.68 | 1.68 | 1.68 | 1.68 | 0 | 0 | 0 | 0 | 0 | 0 | 0 | 0 | 0 | 0 | 0 | 0 | 0 | 0 | 0 | 0 | 0 | 0 | System Off | 0 | 0
8156 | 8156 | 2012-12-05 19:59 | 1.63 | 1.63 | 1.63 | 1.63 | 0 | 0 | 0 | 0 | 0 | 0 | 0 | 0 | 0 | 0 | 0 | 0 | 0 | 0 | 0 | 0 | 0 | 0 | System Off | 0 | 0
8157 | 8157 | 2012-12-05 20:59 | 1.58 | 1.58 | 1.58 | 1.58 | 0 | 0 | 0 | 0 | 0 | 0 | 0 | 0 | 0 | 0 | 0 | 0 | 0 | 0 | 0 | 0 | 0 | 0 | System Off | 0 | 0
8158 | 8158 | 2012-12-05 21:59 | 1.5 | 1.5 | 1.5 | 1.5 | 0 | 0 | 0 | 0 | 0 | 0 | 0 | 0 | 0 | 0 | 0 | 0 | 0 | 0 | 0 | 0 | 0 | 0 | System Off | 0 | 0
8159 | 8159 | 2012-12-05 22:59 | 1.42 | 1.42 | 1.42 | 1.42 | 0 | 0 | 0 | 0 | 0 | 0 | 0 | 0 | 0 | 0 | 0 | 0 | 0 | 0 | 0 | 0 | 0 | 0 | System Off | 0 | 0
8160 | 8160 | 2012-12-05 23:59 | 1.34 | 1.34 | 1.34 | 1.34 | 0 | 0 | 0 | 0 | 0 | 0 | 0 | 0 | 0 | 0 | 0 | 0 | 0 | 0 | 0 | 0 | 0 | 0 | System Off | 0 | 0
8161 | 8161 | 2012-12-06 00:59 | 0.86 | 0.86 | 0.86 | 0.86 | 0 | 0 | 0 | 0 | 0 | 0 | 0 | 0 | 0 | 0 | 0 | 0 | 0 | 0 | 0 | 0 | 0 | 0 | System Off | 0 | 0
8162 | 8162 | 2012-12-06 01:59 | 0.38 | 0.38 | 0.38 | 0.38 | 0 | 0 | 0 | 0 | 0 | 0 | 0 | 0 | 0 | 0 | 0 | 0 | 0 | 0 | 0 | 0 | 0 | 0 | System Off | 0 | 0
8163 | 8163 | 2012-12-06 02:59 | -0.11 | -0.11 | -0.11 | -0.11 | 0 | 0 | 0 | 0 | 0 | 0 | 0 | 0 | 0 | 0 | 0 | 0 | 0 | 0 | 0 | 0 | 0 | 0 | System Off | 0 | 0
8164 | 8164 | 2012-12-06 03:59 | -0.38 | -0.38 | -0.38 | -0.38 | 0 | 0 | 0 | 0 | 0 | 0 | 0 | 0 | 0 | 0 | 0 | 0 | 0 | 0 | 0 | 0 | 0 | 0 | System Off | 0 | 0
8165 | 8165 | 2012-12-06 04:59 | -0.65 | -0.65 | -0.65 | -0.65 | 0 | 0 | 0 | 0 | 0 | 0 | 0 | 0 | 0 | 0 | 0 | 0 | 0 | 0 | 0 | 0 | 0 | 0 | System Off | 0 | 0
8166 | 8166 | 2012-12-06 05:59 | -0.92 | -0.92 | -0.92 | -0.92 | 0 | 0 | 0 | 0 | 0 | 0 | 0 | 0 | 0 | 0 | 0 | 0 | 0 | 0 | 0 | 0 | 0 | 0 | System Off | 0 | 0
8167 | 8167 | 2012-12-06 06:59 | -0.72 | -0.72 | -0.72 | -0.72 | 0 | 0 | 0 | 0 | 0 | 0 | 0 | 0 | 0 | 0 | 0 | 0 | 0 | 0 | 0 | 0 | 0 | 0 | System Off | 0 | 0
8168 | 8168 | 2012-12-06 07:59 | -0.52 | 11.26 | 11.26 | -0.52 | 862.01 | 810.09 | 308.8 | 291 | 15.43 | 898.25 | 0.94 | 0.9 | 0.88 | 0.29 | 711.17 | 0 | 0 | 225.73 | 0.75501 | 0.09408 | 0 | 0 | System Off | 1 | 0
8169 | 8169 | 2012-12-06 08:59 | -0.33 | 12.42 | 12.42 | -0.33 | 930.65 | 877.23 | 332.47 | 315 | 15.39 | 963.06 | 0.96 | 0.91 | 0.89 | 0.32 | 652.38 | 0 | 0 | 244.48 | 0.76049 | 0.09408 | 0 | 0 | System Off | 1 | 0
8170 | 8170 | 2012-12-06 09:59 | 0.39 | 22.44 | 22.44 | 0.39 | 1603.79 | 1534.36 | 582.54 | 555 | 15.05 | 1626.25 | 0.94 | 0.94 | 0.92 | 0.55 | 1050.34 | 0 | 0 | 432.62 | 0.80904 | 0.09408 | 0 | 0 | System Off | 1 | 0
8171 | 8171 | 2012-12-06 10:59 | 1.11 | 9.38 | 9.38 | 1.11 | 614.53 | 567.79 | 221.43 | 208 | 15.39 | 648.47 | 0.95 | 0.88 | 0.86 | 0.21 | 357.78 | 0 | 0 | 161.43 | 0.74933 | 0.09408 | 0 | 0 | System Off | 1 | 0
8172 | 8172 | 2012-12-06 11:59 | 1.83 | 8.53 | 8.53 | 1.83 | 501.74 | 457.26 | 181.84 | 170 | 15.37 | 534.16 | 0.93 | 0.86 | 0.84 | 0.17 | 272.18 | 0 | 0 | 131.97 | 0.74655 | 0.09408 | 0 | 0 | System Off | 1 | 0
8173 | 8173 | 2012-12-06 12:59 | 1.61 | 9.45 | 9.45 | 1.61 | 555.26 | 509.71 | 200.61 | 189 | 15.3 | 587.37 | 0.9 | 0.87 | 0.85 | 0.18 | 326.51 | 0 | 0 | 146.85 | 0.74878 | 0.09408 | 0 | 0 | System Off | 1 | 0
8174 | 8174 | 2012-12-06 13:59 | 1.39 | 6.91 | 6.91 | 1.39 | 364.06 | 322.23 | 132.73 | 124 | 15.29 | 392.16 | 0.9 | 0.82 | 0.8 | 0.12 | 238.73 | 0 | 0 | 96.36 | 0.73569 | 0.09408 | 0 | 0 | System Off | 1 | 0
8175 | 8175 | 2012-12-06 14:59 | 1.17 | 1.17 | 1.17 | 1.17 | 0 | 0 | 0 | 0 | 0 | 0 | 0 | 0 | 0 | 0 | 0 | 0 | 0 | 0 | 0 | 0 | 0 | 0 | System Off | 0 | 0
8176 | 8176 | 2012-12-06 15:59 | 0.48 | 0.48 | 0.48 | 0.48 | 0 | 0 | 0 | 0 | 0 | 0 | 0 | 0 | 0 | 0 | 0 | 0 | 0 | 0 | 0 | 0 | 0 | 0 | System Off | 0 | 0
8177 | 8177 | 2012-12-06 16:59 | -0.22 | -0.22 | -0.22 | -0.22 | 0 | 0 | 0 | 0 | 0 | 0 | 0 | 0 | 0 | 0 | 0 | 0 | 0 | 0 | 0 | 0 | 0 | 0 | System Off | 0 | 0
8178 | 8178 | 2012-12-06 17:59 | -0.91 | -0.91 | -0.91 | -0.91 | 0 | 0 | 0 | 0 | 0 | 0 | 0 | 0 | 0 | 0 | 0 | 0 | 0 | 0 | 0 | 0 | 0 | 0 | System Off | 0 | 0
8179 | 8179 | 2012-12-06 18:59 | -0.98 | -0.98 | -0.98 | -0.98 | 0 | 0 | 0 | 0 | 0 | 0 | 0 | 0 | 0 | 0 | 0 | 0 | 0 | 0 | 0 | 0 | 0 | 0 | System Off | 0 | 0
8180 | 8180 | 2012-12-06 19:59 | -1.06 | -1.06 | -1.06 | -1.06 | 0 | 0 | 0 | 0 | 0 | 0 | 0 | 0 | 0 | 0 | 0 | 0 | 0 | 0 | 0 | 0 | 0 | 0 | System Off | 0 | 0
8181 | 8181 | 2012-12-06 20:59 | -1.14 | -1.14 | -1.14 | -1.14 | 0 | 0 | 0 | 0 | 0 | 0 | 0 | 0 | 0 | 0 | 0 | 0 | 0 | 0 | 0 | 0 | 0 | 0 | System Off | 0 | 0
8182 | 8182 | 2012-12-06 21:59 | -1.01 | -1.01 | -1.01 | -1.01 | 0 | 0 | 0 | 0 | 0 | 0 | 0 | 0 | 0 | 0 | 0 | 0 | 0 | 0 | 0 | 0 | 0 | 0 | System Off | 0 | 0
8183 | 8183 | 2012-12-06 22:59 | -0.87 | -0.87 | -0.87 | -0.87 | 0 | 0 | 0 | 0 | 0 | 0 | 0 | 0 | 0 | 0 | 0 | 0 | 0 | 0 | 0 | 0 | 0 | 0 | System Off | 0 | 0
8184 | 8184 | 2012-12-06 23:59 | -0.73 | -0.73 | -0.73 | -0.73 | 0 | 0 | 0 | 0 | 0 | 0 | 0 | 0 | 0 | 0 | 0 | 0 | 0 | 0 | 0 | 0 | 0 | 0 | System Off | 0 | 0
8185 | 8185 | 2012-12-07 00:59 | -0.9 | -0.9 | -0.9 | -0.9 | 0 | 0 | 0 | 0 | 0 | 0 | 0 | 0 | 0 | 0 | 0 | 0 | 0 | 0 | 0 | 0 | 0 | 0 | System Off | 0 | 0
8186 | 8186 | 2012-12-07 01:59 | -1.07 | -1.07 | -1.07 | -1.07 | 0 | 0 | 0 | 0 | 0 | 0 | 0 | 0 | 0 | 0 | 0 | 0 | 0 | 0 | 0 | 0 | 0 | 0 | System Off | 0 | 0
8187 | 8187 | 2012-12-07 02:59 | -1.24 | -1.24 | -1.24 | -1.24 | 0 | 0 | 0 | 0 | 0 | 0 | 0 | 0 | 0 | 0 | 0 | 0 | 0 | 0 | 0 | 0 | 0 | 0 | System Off | 0 | 0
8188 | 8188 | 2012-12-07 03:59 | -1.11 | -1.11 | -1.11 | -1.11 | 0 | 0 | 0 | 0 | 0 | 0 | 0 | 0 | 0 | 0 | 0 | 0 | 0 | 0 | 0 | 0 | 0 | 0 | System Off | 0 | 0
8189 | 8189 | 2012-12-07 04:59 | -0.99 | -0.99 | -0.99 | -0.99 | 0 | 0 | 0 | 0 | 0 | 0 | 0 | 0 | 0 | 0 | 0 | 0 | 0 | 0 | 0 | 0 | 0 | 0 | System Off | 0 | 0
8190 | 8190 | 2012-12-07 05:59 | -0.87 | -0.87 | -0.87 | -0.87 | 0 | 0 | 0 | 0 | 0 | 0 | 0 | 0 | 0 | 0 | 0 | 0 | 0 | 0 | 0 | 0 | 0 | 0 | System Off | 0 | 0
8191 | 8191 | 2012-12-07 06:59 | -0.71 | -0.71 | -0.71 | -0.71 | 0 | 0 | 0 | 0 | 0 | 0 | 0 | 0 | 0 | 0 | 0 | 0 | 0 | 0 | 0 | 0 | 0 | 0 | System Off | 0 | 0
8192 | 8192 | 2012-12-07 07:59 | -0.56 | 0.02 | 0.02 | -0.56 | 42.14 | 6.12 | 16.4 | 15 | 14.63 | 49.62 | 0 | 0.12 | 0.12 | 0 | 5.37 | 0 | 0 | 11.76 | 0.72306 | 0.09408 | 0 | 0 | System Off | 0 | 0
8193 | 8193 | 2012-12-07 08:59 | -0.41 | 0.13 | 0.13 | -0.41 | 39.68 | 3.7 | 15.48 | 14 | 14.76 | 46.85 | 0 | 0.08 | 0.08 | 0 | 2.75 | 0 | 0 | 10.95 | 0.72372 | 0.09408 | 0 | 0 | System Off | 0 | 0
8194 | 8194 | 2012-12-07 09:59 | -0.05 | 2.01 | 2.01 | -0.05 | 161.52 | 123.41 | 60.12 | 55 | 15.3 | 180.7 | 0.67 | 0.68 | 0.67 | 0.04 | 84.48 | 0 | 0 | 42.74 | 0.7333 | 0.09408 | 0 | 0 | System Off | 1 | 0
8195 | 8195 | 2012-12-07 10:59 | 0.3 | 2.1 | 2.1 | 0.3 | 143.7 | 105.9 | 53.74 | 49 | 15.27 | 161.49 | 0.74 | 0.66 | 0.64 | 0.04 | 66.73 | 0 | 0 | 38.09 | 0.7342 | 0.09408 | 0 | 0 | System Off | 0 | 0
8196 | 8196 | 2012-12-07 11:59 | 0.66 | 1.88 | 1.88 | 0.66 | 98.5 | 61.5 | 37.35 | 34 | 15.09 | 112.3 | 0.54 | 0.55 | 0.54 | 0.02 | 36.61 | 0 | 0 | 26.49 | 0.73351 | 0.09408 | 0 | 0 | System Off | 0 | 0
8197 | 8197 | 2012-12-07 12:59 | 0.6 | 1.11 | 1.11 | 0.6 | 39.5 | 3.53 | 15.48 | 14 | 14.69 | 46.69 | 0 | 0.08 | 0.07 | 0 | 2.26 | 0 | 0 | 10.96 | 0.72948 | 0.09408 | 0 | 0 | System Off | 0 | 0
8198 | 8198 | 2012-12-07 13:59 | 0.54 | 0.81 | 0.81 | 0.54 | 20.37 | 0 | 8.2 | 7 | 15.16 | 24.74 | 0 | 0 | 0 | 0 | 0 | 0 | 0 | 5.45 | 0.72783 | 0.09408 | 0 | 0 | System Off | 0 | 0
8199 | 8199 | 2012-12-07 14:59 | 0.49 | 0.49 | 0.49 | 0.49 | 0 | 0 | 0 | 0 | 0 | 0 | 0 | 0 | 0 | 0 | 0 | 0 | 0 | 0 | 0 | 0 | 0 | 0 | System Off | 0 | 0
8200 | 8200 | 2012-12-07 15:59 | -0.09 | -0.09 | -0.09 | -0.09 | 0 | 0 | 0 | 0 | 0 | 0 | 0 | 0 | 0 | 0 | 0 | 0 | 0 | 0 | 0 | 0 | 0 | 0 | System Off | 0 | 0
8201 | 8201 | 2012-12-07 16:59 | -0.68 | -0.68 | -0.68 | -0.68 | 0 | 0 | 0 | 0 | 0 | 0 | 0 | 0 | 0 | 0 | 0 | 0 | 0 | 0 | 0 | 0 | 0 | 0 | System Off | 0 | 0
8202 | 8202 | 2012-12-07 17:59 | -1.26 | -1.26 | -1.26 | -1.26 | 0 | 0 | 0 | 0 | 0 | 0 | 0 | 0 | 0 | 0 | 0 | 0 | 0 | 0 | 0 | 0 | 0 | 0 | System Off | 0 | 0
8203 | 8203 | 2012-12-07 18:59 | -1.58 | -1.58 | -1.58 | -1.58 | 0 | 0 | 0 | 0 | 0 | 0 | 0 | 0 | 0 | 0 | 0 | 0 | 0 | 0 | 0 | 0 | 0 | 0 | System Off | 0 | 0
8204 | 8204 | 2012-12-07 19:59 | -1.9 | -1.9 | -1.9 | -1.9 | 0 | 0 | 0 | 0 | 0 | 0 | 0 | 0 | 0 | 0 | 0 | 0 | 0 | 0 | 0 | 0 | 0 | 0 | System Off | 0 | 0
8205 | 8205 | 2012-12-07 20:59 | -2.22 | -2.22 | -2.22 | -2.22 | 0 | 0 | 0 | 0 | 0 | 0 | 0 | 0 | 0 | 0 | 0 | 0 | 0 | 0 | 0 | 0 | 0 | 0 | System Off | 0 | 0
8206 | 8206 | 2012-12-07 21:59 | -2.03 | -2.03 | -2.03 | -2.03 | 0 | 0 | 0 | 0 | 0 | 0 | 0 | 0 | 0 | 0 | 0 | 0 | 0 | 0 | 0 | 0 | 0 | 0 | System Off | 0 | 0
8207 | 8207 | 2012-12-07 22:59 | -1.83 | -1.83 | -1.83 | -1.83 | 0 | 0 | 0 | 0 | 0 | 0 | 0 | 0 | 0 | 0 | 0 | 0 | 0 | 0 | 0 | 0 | 0 | 0 | System Off | 0 | 0
8208 | 8208 | 2012-12-07 23:59 | -1.63 | -1.63 | -1.63 | -1.63 | 0 | 0 | 0 | 0 | 0 | 0 | 0 | 0 | 0 | 0 | 0 | 0 | 0 | 0 | 0 | 0 | 0 | 0 | System Off | 0 | 0
8209 | 8209 | 2012-12-08 00:59 | -3.74 | -3.74 | -3.74 | -3.74 | 0 | 0 | 0 | 0 | 0 | 0 | 0 | 0 | 0 | 0 | 0 | 0 | 0 | 0 | 0 | 0 | 0 | 0 | System Off | 0 | 0
8210 | 8210 | 2012-12-08 01:59 | -5.84 | -5.84 | -5.84 | -5.84 | 0 | 0 | 0 | 0 | 0 | 0 | 0 | 0 | 0 | 0 | 0 | 0 | 0 | 0 | 0 | 0 | 0 | 0 | System Off | 0 | 0
8211 | 8211 | 2012-12-08 02:59 | -7.95 | -7.95 | -7.95 | -7.95 | 0 | 0 | 0 | 0 | 0 | 0 | 0 | 0 | 0 | 0 | 0 | 0 | 0 | 0 | 0 | 0 | 0 | 0 | System Off | 0 | 0
8212 | 8212 | 2012-12-08 03:59 | -8.53 | -8.53 | -8.53 | -8.53 | 0 | 0 | 0 | 0 | 0 | 0 | 0 | 0 | 0 | 0 | 0 | 0 | 0 | 0 | 0 | 0 | 0 | 0 | System Off | 0 | 0
8213 | 8213 | 2012-12-08 04:59 | -9.12 | -9.12 | -9.12 | -9.12 | 0 | 0 | 0 | 0 | 0 | 0 | 0 | 0 | 0 | 0 | 0 | 0 | 0 | 0 | 0 | 0 | 0 | 0 | System Off | 0 | 0
8214 | 8214 | 2012-12-08 05:59 | -9.71 | -9.71 | -9.71 | -9.71 | 0 | 0 | 0 | 0 | 0 | 0 | 0 | 0 | 0 | 0 | 0 | 0 | 0 | 0 | 0 | 0 | 0 | 0 | System Off | 0 | 0
8215 | 8215 | 2012-12-08 06:59 | -9.12 | -9.12 | -9.12 | -9.12 | 0 | 0 | 0 | 0 | 0 | 0 | 0 | 0 | 0 | 0 | 0 | 0 | 0 | 0 | 0 | 0 | 0 | 0 | System Off | 0 | 0
8216 | 8216 | 2012-12-08 07:59 | -8.53 | -6.93 | -6.93 | -8.53 | 89.95 | 53.1 | 32.85 | 30 | 15.62 | 101.82 | 0.61 | 0.52 | 0.51 | 0.02 | 46.61 | 0 | 0 | 23.22 | 0.68115 | 0.09408 | 0 | 0 | System Off | 0 | 0
8217 | 8217 | 2012-12-08 08:59 | -7.95 | 0.46 | 0.46 | -7.95 | 458.59 | 414.94 | 161.28 | 151 | 15.82 | 487.38 | 0.93 | 0.85 | 0.83 | 0.15 | 308.58 | 0 | 0 | 116.55 | 0.70579 | 0.09408 | 0 | 0 | System Off | 1 | 0
8218 | 8218 | 2012-12-08 09:59 | -5.35 | 0.74 | 0.74 | -5.35 | 334.4 | 293.12 | 119.82 | 112 | 15.55 | 361.75 | 0.92 | 0.81 | 0.79 | 0.11 | 200.65 | 0 | 0 | 86.74 | 0.71351 | 0.09408 | 0 | 0 | System Off | 1 | 0
8219 | 8219 | 2012-12-08 10:59 | -2.74 | 7.98 | 7.98 | -2.74 | 602.45 | 555.96 | 216.07 | 203 | 15.46 | 635.94 | 0.93 | 0.87 | 0.86 | 0.2 | 350.32 | 0 | 0 | 157.41 | 0.74496 | 0.09408 | 0 | 0 | System Off | 1 | 0
8220 | 8220 | 2012-12-08 11:59 | -0.14 | 10.64 | 10.64 | -0.14 | 615.73 | 568.97 | 222.71 | 209 | 15.34 | 649.29 | 0.94 | 0.88 | 0.86 | 0.21 | 338.67 | 0 | 0 | 162.3 | 0.74237 | 0.09408 | 0 | 0 | System Off | 1 | 0
8221 | 8221 | 2012-12-08 12:59 | -0.15 | 6.66 | 6.66 | -0.15 | 389.58 | 347.26 | 141.54 | 132 | 15.37 | 418.55 | 0.92 | 0.83 | 0.81 | 0.13 | 222.45 | 0 | 0 | 102.47 | 0.7469 | 0.09408 | 0 | 0 | System Off | 1 | 0
8222 | 8222 | 2012-12-08 13:59 | -0.17 | 5.98 | 5.98 | -0.17 | 353.57 | 311.94 | 128.58 | 120 | 15.35 | 381.15 | 0.86 | 0.82 | 0.8 | 0.11 | 231.11 | 0 | 0 | 93.18 | 0.74458 | 0.09408 | 0 | 0 | System Off | 1 | 0
8223 | 8223 | 2012-12-08 14:59 | -0.18 | -0.18 | -0.18 | -0.18 | 0 | 0 | 0 | 0 | 0 | 0 | 0 | 0 | 0 | 0 | 0 | 0 | 0 | 0 | 0 | 0 | 0 | 0 | System Off | 0 | 0
8224 | 8224 | 2012-12-08 15:59 | -2.54 | -2.54 | -2.54 | -2.54 | 0 | 0 | 0 | 0 | 0 | 0 | 0 | 0 | 0 | 0 | 0 | 0 | 0 | 0 | 0 | 0 | 0 | 0 | System Off | 0 | 0
8225 | 8225 | 2012-12-08 16:59 | -4.89 | -4.89 | -4.89 | -4.89 | 0 | 0 | 0 | 0 | 0 | 0 | 0 | 0 | 0 | 0 | 0 | 0 | 0 | 0 | 0 | 0 | 0 | 0 | System Off | 0 | 0
8226 | 8226 | 2012-12-08 17:59 | -7.25 | -7.25 | -7.25 | -7.25 | 0 | 0 | 0 | 0 | 0 | 0 | 0 | 0 | 0 | 0 | 0 | 0 | 0 | 0 | 0 | 0 | 0 | 0 | System Off | 0 | 0
8227 | 8227 | 2012-12-08 18:59 | -8.88 | -8.88 | -8.88 | -8.88 | 0 | 0 | 0 | 0 | 0 | 0 | 0 | 0 | 0 | 0 | 0 | 0 | 0 | 0 | 0 | 0 | 0 | 0 | System Off | 0 | 0
8228 | 8228 | 2012-12-08 19:59 | -10.52 | -10.52 | -10.52 | -10.52 | 0 | 0 | 0 | 0 | 0 | 0 | 0 | 0 | 0 | 0 | 0 | 0 | 0 | 0 | 0 | 0 | 0 | 0 | System Off | 0 | 0
8229 | 8229 | 2012-12-08 20:59 | -12.16 | -12.16 | -12.16 | -12.16 | 0 | 0 | 0 | 0 | 0 | 0 | 0 | 0 | 0 | 0 | 0 | 0 | 0 | 0 | 0 | 0 | 0 | 0 | System Off | 0 | 0
8230 | 8230 | 2012-12-08 21:59 | -10.29 | -10.29 | -10.29 | -10.29 | 0 | 0 | 0 | 0 | 0 | 0 | 0 | 0 | 0 | 0 | 0 | 0 | 0 | 0 | 0 | 0 | 0 | 0 | System Off | 0 | 0
8231 | 8231 | 2012-12-08 22:59 | -8.42 | -8.42 | -8.42 | -8.42 | 0 | 0 | 0 | 0 | 0 | 0 | 0 | 0 | 0 | 0 | 0 | 0 | 0 | 0 | 0 | 0 | 0 | 0 | System Off | 0 | 0
8232 | 8232 | 2012-12-08 23:59 | -6.54 | -6.54 | -6.54 | -6.54 | 0 | 0 | 0 | 0 | 0 | 0 | 0 | 0 | 0 | 0 | 0 | 0 | 0 | 0 | 0 | 0 | 0 | 0 | System Off | 0 | 0
8233 | 8233 | 2012-12-09 00:59 | -5.79 | -5.79 | -5.79 | -5.79 | 0 | 0 | 0 | 0 | 0 | 0 | 0 | 0 | 0 | 0 | 0 | 0 | 0 | 0 | 0 | 0 | 0 | 0 | System Off | 0 | 0
8234 | 8234 | 2012-12-09 01:59 | -5.04 | -5.04 | -5.04 | -5.04 | 0 | 0 | 0 | 0 | 0 | 0 | 0 | 0 | 0 | 0 | 0 | 0 | 0 | 0 | 0 | 0 | 0 | 0 | System Off | 0 | 0
8235 | 8235 | 2012-12-09 02:59 | -4.29 | -4.29 | -4.29 | -4.29 | 0 | 0 | 0 | 0 | 0 | 0 | 0 | 0 | 0 | 0 | 0 | 0 | 0 | 0 | 0 | 0 | 0 | 0 | System Off | 0 | 0
8236 | 8236 | 2012-12-09 03:59 | -3.53 | -3.53 | -3.53 | -3.53 | 0 | 0 | 0 | 0 | 0 | 0 | 0 | 0 | 0 | 0 | 0 | 0 | 0 | 0 | 0 | 0 | 0 | 0 | System Off | 0 | 0
8237 | 8237 | 2012-12-09 04:59 | -2.78 | -2.78 | -2.78 | -2.78 | 0 | 0 | 0 | 0 | 0 | 0 | 0 | 0 | 0 | 0 | 0 | 0 | 0 | 0 | 0 | 0 | 0 | 0 | System Off | 0 | 0
8238 | 8238 | 2012-12-09 05:59 | -2.03 | -2.03 | -2.03 | -2.03 | 0 | 0 | 0 | 0 | 0 | 0 | 0 | 0 | 0 | 0 | 0 | 0 | 0 | 0 | 0 | 0 | 0 | 0 | System Off | 0 | 0
8239 | 8239 | 2012-12-09 06:59 | -0.87 | -0.87 | -0.87 | -0.87 | 0 | 0 | 0 | 0 | 0 | 0 | 0 | 0 | 0 | 0 | 0 | 0 | 0 | 0 | 0 | 0 | 0 | 0 | System Off | 0 | 0
8240 | 8240 | 2012-12-09 07:59 | 0.28 | 0.51 | 0.51 | 0.28 | 15.69 | 0 | 6.38 | 5 | 16.34 | 19.27 | 0 | 0 | 0 | 0 | 0 | 0 | 0 | 3.83 | 0.72596 | 0.09408 | 0 | 0 | System Off | 0 | 0
8241 | 8241 | 2012-12-09 08:59 | 1.43 | 2.02 | 2.02 | 1.43 | 44.17 | 8.12 | 17.31 | 16 | 14.38 | 52.02 | 0 | 0.16 | 0.15 | 0 | 6.04 | 0 | 0 | 12.58 | 0.73461 | 0.09408 | 0 | 0 | System Off | 0 | 0
8242 | 8242 | 2012-12-09 09:59 | 2.2 | 4.38 | 4.38 | 2.2 | 180.11 | 141.67 | 67.4 | 62 | 15.13 | 200.93 | 0.74 | 0.71 | 0.69 | 0.05 | 96.98 | 0 | 0 | 48.28 | 0.74756 | 0.09408 | 0 | 0 | System Off | 1 | 0
8243 | 8243 | 2012-12-09 10:59 | 2.97 | 5.53 | 5.53 | 2.97 | 222 | 182.8 | 82.7 | 76 | 15.21 | 245.52 | 0.85 | 0.74 | 0.73 | 0.07 | 115.19 | 0 | 0 | 59.12 | 0.73594 | 0.09408 | 0 | 0 | System Off | 1 | 0
8244 | 8244 | 2012-12-09 11:59 | 3.74 | 4.49 | 4.49 | 3.74 | 65.44 | 29.02 | 25.5 | 23 | 14.82 | 76 | 0.39 | 0.38 | 0.37 | 0.01 | 17.27 | 0 | 0 | 17.98 | 0.7492 | 0.09408 | 0 | 0 | System Off | 0 | 0
8245 | 8245 | 2012-12-09 12:59 | 3.95 | 4.47 | 4.47 | 3.95 | 43.67 | 7.63 | 17.31 | 16 | 14.22 | 51.57 | 0 | 0.15 | 0.14 | 0 | 4.88 | 0 | 0 | 12.61 | 0.74912 | 0.09408 | 0 | 0 | System Off | 0 | 0
8246 | 8246 | 2012-12-09 13:59 | 4.16 | 4.99 | 4.99 | 4.16 | 70.16 | 33.66 | 27.33 | 25 | 14.62 | 81.28 | 0.37 | 0.41 | 0.41 | 0.01 | 24.94 | 0 | 0 | 19.6 | 0.7334 | 0.09408 | 0 | 0 | System Off | 0 | 0
8247 | 8247 | 2012-12-09 14:59 | 4.38 | 4.38 | 4.38 | 4.38 | 0 | 0 | 0 | 0 | 0 | 0 | 0 | 0 | 0 | 0 | 0 | 0 | 0 | 0 | 0 | 0 | 0 | 0 | System Off | 0 | 0
8248 | 8248 | 2012-12-09 15:59 | 4.38 | 4.38 | 4.38 | 4.38 | 0 | 0 | 0 | 0 | 0 | 0 | 0 | 0 | 0 | 0 | 0 | 0 | 0 | 0 | 0 | 0 | 0 | 0 | System Off | 0 | 0
8249 | 8249 | 2012-12-09 16:59 | 4.39 | 4.39 | 4.39 | 4.39 | 0 | 0 | 0 | 0 | 0 | 0 | 0 | 0 | 0 | 0 | 0 | 0 | 0 | 0 | 0 | 0 | 0 | 0 | System Off | 0 | 0
8250 | 8250 | 2012-12-09 17:59 | 4.39 | 4.39 | 4.39 | 4.39 | 0 | 0 | 0 | 0 | 0 | 0 | 0 | 0 | 0 | 0 | 0 | 0 | 0 | 0 | 0 | 0 | 0 | 0 | System Off | 0 | 0
8251 | 8251 | 2012-12-09 18:59 | 4.32 | 4.32 | 4.32 | 4.32 | 0 | 0 | 0 | 0 | 0 | 0 | 0 | 0 | 0 | 0 | 0 | 0 | 0 | 0 | 0 | 0 | 0 | 0 | System Off | 0 | 0
8252 | 8252 | 2012-12-09 19:59 | 4.25 | 4.25 | 4.25 | 4.25 | 0 | 0 | 0 | 0 | 0 | 0 | 0 | 0 | 0 | 0 | 0 | 0 | 0 | 0 | 0 | 0 | 0 | 0 | System Off | 0 | 0
8253 | 8253 | 2012-12-09 20:59 | 4.18 | 4.18 | 4.18 | 4.18 | 0 | 0 | 0 | 0 | 0 | 0 | 0 | 0 | 0 | 0 | 0 | 0 | 0 | 0 | 0 | 0 | 0 | 0 | System Off | 0 | 0
8254 | 8254 | 2012-12-09 21:59 | 4.14 | 4.14 | 4.14 | 4.14 | 0 | 0 | 0 | 0 | 0 | 0 | 0 | 0 | 0 | 0 | 0 | 0 | 0 | 0 | 0 | 0 | 0 | 0 | System Off | 0 | 0
8255 | 8255 | 2012-12-09 22:59 | 4.1 | 4.1 | 4.1 | 4.1 | 0 | 0 | 0 | 0 | 0 | 0 | 0 | 0 | 0 | 0 | 0 | 0 | 0 | 0 | 0 | 0 | 0 | 0 | System Off | 0 | 0
8256 | 8256 | 2012-12-09 23:59 | 4.07 | 4.07 | 4.07 | 4.07 | 0 | 0 | 0 | 0 | 0 | 0 | 0 | 0 | 0 | 0 | 0 | 0 | 0 | 0 | 0 | 0 | 0 | 0 | System Off | 0 | 0
8257 | 8257 | 2012-12-10 00:59 | 3.73 | 3.73 | 3.73 | 3.73 | 0 | 0 | 0 | 0 | 0 | 0 | 0 | 0 | 0 | 0 | 0 | 0 | 0 | 0 | 0 | 0 | 0 | 0 | System Off | 0 | 0
8258 | 8258 | 2012-12-10 01:59 | 3.39 | 3.39 | 3.39 | 3.39 | 0 | 0 | 0 | 0 | 0 | 0 | 0 | 0 | 0 | 0 | 0 | 0 | 0 | 0 | 0 | 0 | 0 | 0 | System Off | 0 | 0
8259 | 8259 | 2012-12-10 02:59 | 3.05 | 3.05 | 3.05 | 3.05 | 0 | 0 | 0 | 0 | 0 | 0 | 0 | 0 | 0 | 0 | 0 | 0 | 0 | 0 | 0 | 0 | 0 | 0 | System Off | 0 | 0
8260 | 8260 | 2012-12-10 03:59 | 3.02 | 3.02 | 3.02 | 3.02 | 0 | 0 | 0 | 0 | 0 | 0 | 0 | 0 | 0 | 0 | 0 | 0 | 0 | 0 | 0 | 0 | 0 | 0 | System Off | 0 | 0
8261 | 8261 | 2012-12-10 04:59 | 2.99 | 2.99 | 2.99 | 2.99 | 0 | 0 | 0 | 0 | 0 | 0 | 0 | 0 | 0 | 0 | 0 | 0 | 0 | 0 | 0 | 0 | 0 | 0 | System Off | 0 | 0
8262 | 8262 | 2012-12-10 05:59 | 2.95 | 2.95 | 2.95 | 2.95 | 0 | 0 | 0 | 0 | 0 | 0 | 0 | 0 | 0 | 0 | 0 | 0 | 0 | 0 | 0 | 0 | 0 | 0 | System Off | 0 | 0
8263 | 8263 | 2012-12-10 06:59 | 2.96 | 2.96 | 2.96 | 2.96 | 0 | 0 | 0 | 0 | 0 | 0 | 0 | 0 | 0 | 0 | 0 | 0 | 0 | 0 | 0 | 0 | 0 | 0 | System Off | 0 | 0
8264 | 8264 | 2012-12-10 07:59 | 2.97 | 3.34 | 3.34 | 2.97 | 29.55 | 0 | 11.84 | 11 | 13.99 | 35.43 | 0 | 0 | 0 | 0 | 0 | 0 | 0 | 8.69 | 0.74252 | 0.09408 | 0 | 0 | System Off | 0 | 0
8265 | 8265 | 2012-12-10 08:59 | 2.98 | 6.4 | 6.4 | 2.98 | 292.79 | 252.29 | 107.42 | 100 | 15.25 | 317.93 | 0.84 | 0.79 | 0.78 | 0.09 | 187.62 | 0 | 0 | 77.75 | 0.74038 | 0.09408 | 0 | 0 | System Off | 1 | 0
8266 | 8266 | 2012-12-10 09:59 | 3.17 | 8.77 | 8.77 | 3.17 | 467.61 | 423.79 | 169.96 | 159 | 15.32 | 498.82 | 0.88 | 0.85 | 0.83 | 0.15 | 290.1 | 0 | 0 | 123.52 | 0.75226 | 0.09408 | 0 | 0 | System Off | 1 | 0
8267 | 8267 | 2012-12-10 10:59 | 3.36 | 4.57 | 4.57 | 3.36 | 92.4 | 55.51 | 35.52 | 33 | 14.58 | 105.82 | 0.56 | 0.52 | 0.51 | 0.02 | 34.98 | 0 | 0 | 25.88 | 0.7489 | 0.09408 | 0 | 0 | System Off | 0 | 0
8268 | 8268 | 2012-12-10 11:59 | 3.55 | 5.61 | 5.61 | 3.55 | 154.07 | 116.09 | 58.29 | 54 | 14.86 | 173.02 | 0.69 | 0.67 | 0.66 | 0.04 | 69.1 | 0 | 0 | 42.2 | 0.73526 | 0.09408 | 0 | 0 | System Off | 0 | 0
8269 | 8269 | 2012-12-10 12:59 | 3.15 | 4.36 | 4.36 | 3.15 | 90.02 | 53.17 | 34.61 | 32 | 14.65 | 103.19 | 0.58 | 0.52 | 0.5 | 0.02 | 34.06 | 0 | 0 | 25.07 | 0.74749 | 0.09408 | 0 | 0 | System Off | 0 | 0
8270 | 8270 | 2012-12-10 13:59 | 2.75 | 3.73 | 3.73 | 2.75 | 73.02 | 36.46 | 28.24 | 26 | 14.63 | 84.37 | 0.35 | 0.43 | 0.42 | 0.01 | 27.02 | 0 | 0 | 20.38 | 0.74406 | 0.09408 | 0 | 0 | System Off | 0 | 0
8271 | 8271 | 2012-12-10 14:59 | 2.35 | 2.35 | 2.35 | 2.35 | 0 | 0 | 0 | 0 | 0 | 0 | 0 | 0 | 0 | 0 | 0 | 0 | 0 | 0 | 0 | 0 | 0 | 0 | System Off | 0 | 0
8272 | 8272 | 2012-12-10 15:59 | 1.88 | 1.88 | 1.88 | 1.88 | 0 | 0 | 0 | 0 | 0 | 0 | 0 | 0 | 0 | 0 | 0 | 0 | 0 | 0 | 0 | 0 | 0 | 0 | System Off | 0 | 0
8273 | 8273 | 2012-12-10 16:59 | 1.41 | 1.41 | 1.41 | 1.41 | 0 | 0 | 0 | 0 | 0 | 0 | 0 | 0 | 0 | 0 | 0 | 0 | 0 | 0 | 0 | 0 | 0 | 0 | System Off | 0 | 0
8274 | 8274 | 2012-12-10 17:59 | 0.94 | 0.94 | 0.94 | 0.94 | 0 | 0 | 0 | 0 | 0 | 0 | 0 | 0 | 0 | 0 | 0 | 0 | 0 | 0 | 0 | 0 | 0 | 0 | System Off | 0 | 0
8275 | 8275 | 2012-12-10 18:59 | 0.49 | 0.49 | 0.49 | 0.49 | 0 | 0 | 0 | 0 | 0 | 0 | 0 | 0 | 0 | 0 | 0 | 0 | 0 | 0 | 0 | 0 | 0 | 0 | System Off | 0 | 0
8276 | 8276 | 2012-12-10 19:59 | 0.04 | 0.04 | 0.04 | 0.04 | 0 | 0 | 0 | 0 | 0 | 0 | 0 | 0 | 0 | 0 | 0 | 0 | 0 | 0 | 0 | 0 | 0 | 0 | System Off | 0 | 0
8277 | 8277 | 2012-12-10 20:59 | -0.41 | -0.41 | -0.41 | -0.41 | 0 | 0 | 0 | 0 | 0 | 0 | 0 | 0 | 0 | 0 | 0 | 0 | 0 | 0 | 0 | 0 | 0 | 0 | System Off | 0 | 0
8278 | 8278 | 2012-12-10 21:59 | -0.55 | -0.55 | -0.55 | -0.55 | 0 | 0 | 0 | 0 | 0 | 0 | 0 | 0 | 0 | 0 | 0 | 0 | 0 | 0 | 0 | 0 | 0 | 0 | System Off | 0 | 0
8279 | 8279 | 2012-12-10 22:59 | -0.69 | -0.69 | -0.69 | -0.69 | 0 | 0 | 0 | 0 | 0 | 0 | 0 | 0 | 0 | 0 | 0 | 0 | 0 | 0 | 0 | 0 | 0 | 0 | System Off | 0 | 0
8280 | 8280 | 2012-12-10 23:59 | -0.82 | -0.82 | -0.82 | -0.82 | 0 | 0 | 0 | 0 | 0 | 0 | 0 | 0 | 0 | 0 | 0 | 0 | 0 | 0 | 0 | 0 | 0 | 0 | System Off | 0 | 0
8281 | 8281 | 2012-12-11 00:59 | -0.73 | -0.73 | -0.73 | -0.73 | 0 | 0 | 0 | 0 | 0 | 0 | 0 | 0 | 0 | 0 | 0 | 0 | 0 | 0 | 0 | 0 | 0 | 0 | System Off | 0 | 0
8282 | 8282 | 2012-12-11 01:59 | -0.63 | -0.63 | -0.63 | -0.63 | 0 | 0 | 0 | 0 | 0 | 0 | 0 | 0 | 0 | 0 | 0 | 0 | 0 | 0 | 0 | 0 | 0 | 0 | System Off | 0 | 0
8283 | 8283 | 2012-12-11 02:59 | -0.54 | -0.54 | -0.54 | -0.54 | 0 | 0 | 0 | 0 | 0 | 0 | 0 | 0 | 0 | 0 | 0 | 0 | 0 | 0 | 0 | 0 | 0 | 0 | System Off | 0 | 0
8284 | 8284 | 2012-12-11 03:59 | -0.57 | -0.57 | -0.57 | -0.57 | 0 | 0 | 0 | 0 | 0 | 0 | 0 | 0 | 0 | 0 | 0 | 0 | 0 | 0 | 0 | 0 | 0 | 0 | System Off | 0 | 0
8285 | 8285 | 2012-12-11 04:59 | -0.6 | -0.6 | -0.6 | -0.6 | 0 | 0 | 0 | 0 | 0 | 0 | 0 | 0 | 0 | 0 | 0 | 0 | 0 | 0 | 0 | 0 | 0 | 0 | System Off | 0 | 0
8286 | 8286 | 2012-12-11 05:59 | -0.63 | -0.63 | -0.63 | -0.63 | 0 | 0 | 0 | 0 | 0 | 0 | 0 | 0 | 0 | 0 | 0 | 0 | 0 | 0 | 0 | 0 | 0 | 0 | System Off | 0 | 0
8287 | 8287 | 2012-12-11 06:59 | -0.49 | -0.49 | -0.49 | -0.49 | 0 | 0 | 0 | 0 | 0 | 0 | 0 | 0 | 0 | 0 | 0 | 0 | 0 | 0 | 0 | 0 | 0 | 0 | System Off | 0 | 0
8288 | 8288 | 2012-12-11 07:59 | -0.36 | 6.92 | 6.92 | -0.36 | 477.7 | 433.68 | 172.13 | 161 | 15.45 | 508.52 | 0.93 | 0.85 | 0.84 | 0.16 | 380.73 | 0 | 0 | 124.85 | 0.73239 | 0.09408 | 0 | 0 | System Off | 1 | 0
8289 | 8289 | 2012-12-11 08:59 | -0.23 | 2.06 | 2.06 | -0.23 | 142.84 | 105.06 | 53.29 | 49 | 15.18 | 160.17 | 0.75 | 0.66 | 0.64 | 0.04 | 78.13 | 0 | 0 | 38.13 | 0.73118 | 0.09408 | 0 | 0 | System Off | 1 | 0
8290 | 8290 | 2012-12-11 09:59 | 0.05 | 18.93 | 18.93 | 0.05 | 1265.33 | 1204.26 | 457.66 | 435 | 15.15 | 1294.48 | 0.96 | 0.93 | 0.91 | 0.44 | 824.36 | 0 | 0 | 338.65 | 0.78482 | 0.09408 | 0 | 0 | System Off | 1 | 0
8291 | 8291 | 2012-12-11 10:59 | 0.33 | 7.77 | 7.77 | 0.33 | 520.53 | 475.67 | 187.79 | 176 | 15.4 | 553.13 | 0.91 | 0.86 | 0.84 | 0.17 | 299.73 | 0 | 0 | 136.57 | 0.73905 | 0.09408 | 0 | 0 | System Off | 1 | 0
8292 | 8292 | 2012-12-11 11:59 | 0.61 | 14.38 | 14.38 | 0.61 | 1004.88 | 949.81 | 360.72 | 341 | 15.35 | 1037.49 | 0.94 | 0.92 | 0.9 | 0.34 | 565.36 | 0 | 0 | 264.79 | 0.77072 | 0.09408 | 0 | 0 | System Off | 1 | 0
8293 | 8293 | 2012-12-11 12:59 | 0.11 | 10.42 | 10.42 | 0.11 | 741.49 | 692.13 | 265.4 | 251 | 15.39 | 774.35 | 0.94 | 0.89 | 0.87 | 0.25 | 443.36 | 0 | 0 | 194.81 | 0.7514 | 0.09408 | 0 | 0 | System Off | 1 | 0
8294 | 8294 | 2012-12-11 13:59 | -0.4 | 5.58 | 5.58 | -0.4 | 419.03 | 376.15 | 151.06 | 141 | 15.48 | 448.42 | 0.93 | 0.84 | 0.82 | 0.14 | 278.68 | 0 | 0 | 109.31 | 0.74708 | 0.09408 | 0 | 0 | System Off | 1 | 0
8295 | 8295 | 2012-12-11 14:59 | -0.9 | -0.9 | -0.9 | -0.9 | 0 | 0 | 0 | 0 | 0 | 0 | 0 | 0 | 0 | 0 | 0 | 0 | 0 | 0 | 0 | 0 | 0 | 0 | System Off | 0 | 0
8296 | 8296 | 2012-12-11 15:59 | -1.97 | -1.97 | -1.97 | -1.97 | 0 | 0 | 0 | 0 | 0 | 0 | 0 | 0 | 0 | 0 | 0 | 0 | 0 | 0 | 0 | 0 | 0 | 0 | System Off | 0 | 0
8297 | 8297 | 2012-12-11 16:59 | -3.04 | -3.04 | -3.04 | -3.04 | 0 | 0 | 0 | 0 | 0 | 0 | 0 | 0 | 0 | 0 | 0 | 0 | 0 | 0 | 0 | 0 | 0 | 0 | System Off | 0 | 0
8298 | 8298 | 2012-12-11 17:59 | -4.11 | -4.11 | -4.11 | -4.11 | 0 | 0 | 0 | 0 | 0 | 0 | 0 | 0 | 0 | 0 | 0 | 0 | 0 | 0 | 0 | 0 | 0 | 0 | System Off | 0 | 0
8299 | 8299 | 2012-12-11 18:59 | -4.35 | -4.35 | -4.35 | -4.35 | 0 | 0 | 0 | 0 | 0 | 0 | 0 | 0 | 0 | 0 | 0 | 0 | 0 | 0 | 0 | 0 | 0 | 0 | System Off | 0 | 0
8300 | 8300 | 2012-12-11 19:59 | -4.59 | -4.59 | -4.59 | -4.59 | 0 | 0 | 0 | 0 | 0 | 0 | 0 | 0 | 0 | 0 | 0 | 0 | 0 | 0 | 0 | 0 | 0 | 0 | System Off | 0 | 0
8301 | 8301 | 2012-12-11 20:59 | -4.83 | -4.83 | -4.83 | -4.83 | 0 | 0 | 0 | 0 | 0 | 0 | 0 | 0 | 0 | 0 | 0 | 0 | 0 | 0 | 0 | 0 | 0 | 0 | System Off | 0 | 0
8302 | 8302 | 2012-12-11 21:59 | -5.43 | -5.43 | -5.43 | -5.43 | 0 | 0 | 0 | 0 | 0 | 0 | 0 | 0 | 0 | 0 | 0 | 0 | 0 | 0 | 0 | 0 | 0 | 0 | System Off | 0 | 0
8303 | 8303 | 2012-12-11 22:59 | -6.03 | -6.03 | -6.03 | -6.03 | 0 | 0 | 0 | 0 | 0 | 0 | 0 | 0 | 0 | 0 | 0 | 0 | 0 | 0 | 0 | 0 | 0 | 0 | System Off | 0 | 0
8304 | 8304 | 2012-12-11 23:59 | -6.62 | -6.62 | -6.62 | -6.62 | 0 | 0 | 0 | 0 | 0 | 0 | 0 | 0 | 0 | 0 | 0 | 0 | 0 | 0 | 0 | 0 | 0 | 0 | System Off | 0 | 0
8305 | 8305 | 2012-12-12 00:59 | -6.34 | -6.34 | -6.34 | -6.34 | 0 | 0 | 0 | 0 | 0 | 0 | 0 | 0 | 0 | 0 | 0 | 0 | 0 | 0 | 0 | 0 | 0 | 0 | System Off | 0 | 0
8306 | 8306 | 2012-12-12 01:59 | -6.05 | -6.05 | -6.05 | -6.05 | 0 | 0 | 0 | 0 | 0 | 0 | 0 | 0 | 0 | 0 | 0 | 0 | 0 | 0 | 0 | 0 | 0 | 0 | System Off | 0 | 0
8307 | 8307 | 2012-12-12 02:59 | -5.77 | -5.77 | -5.77 | -5.77 | 0 | 0 | 0 | 0 | 0 | 0 | 0 | 0 | 0 | 0 | 0 | 0 | 0 | 0 | 0 | 0 | 0 | 0 | System Off | 0 | 0
8308 | 8308 | 2012-12-12 03:59 | -5.55 | -5.55 | -5.55 | -5.55 | 0 | 0 | 0 | 0 | 0 | 0 | 0 | 0 | 0 | 0 | 0 | 0 | 0 | 0 | 0 | 0 | 0 | 0 | System Off | 0 | 0
8309 | 8309 | 2012-12-12 04:59 | -5.34 | -5.34 | -5.34 | -5.34 | 0 | 0 | 0 | 0 | 0 | 0 | 0 | 0 | 0 | 0 | 0 | 0 | 0 | 0 | 0 | 0 | 0 | 0 | System Off | 0 | 0
8310 | 8310 | 2012-12-12 05:59 | -5.13 | -5.13 | -5.13 | -5.13 | 0 | 0 | 0 | 0 | 0 | 0 | 0 | 0 | 0 | 0 | 0 | 0 | 0 | 0 | 0 | 0 | 0 | 0 | System Off | 0 | 0
8311 | 8311 | 2012-12-12 06:59 | -4.44 | -4.44 | -4.44 | -4.44 | 0 | 0 | 0 | 0 | 0 | 0 | 0 | 0 | 0 | 0 | 0 | 0 | 0 | 0 | 0 | 0 | 0 | 0 | System Off | 0 | 0
8312 | 8312 | 2012-12-12 07:59 | -3.75 | 1.15 | 1.15 | -3.75 | 336.44 | 295.13 | 120.19 | 112 | 15.65 | 362.36 | 0.92 | 0.81 | 0.8 | 0.11 | 259.09 | 0 | 0 | 86.64 | 0.72254 | 0.09408 | 0 | 0 | System Off | 1 | 0
8313 | 8313 | 2012-12-12 08:59 | -3.06 | -1.46 | -1.46 | -3.06 | 107.53 | 70.38 | 40.08 | 37 | 15.14 | 121.92 | 0.75 | 0.58 | 0.57 | 0.03 | 52.34 | 0 | 0 | 28.81 | 0.71292 | 0.09408 | 0 | 0 | System Off | 0 | 0
8314 | 8314 | 2012-12-12 09:59 | -1.93 | 1.27 | 1.27 | -1.93 | 217.1 | 177.99 | 79.57 | 74 | 15.28 | 239.78 | 0.75 | 0.74 | 0.73 | 0.06 | 121.84 | 0 | 0 | 57.51 | 0.72606 | 0.09408 | 0 | 0 | System Off | 1 | 0
8315 | 8315 | 2012-12-12 10:59 | -0.79 | 3.29 | 3.29 | -0.79 | 275.99 | 235.8 | 100.89 | 94 | 15.29 | 301.92 | 0.89 | 0.78 | 0.76 | 0.09 | 148.58 | 0 | 0 | 73.05 | 0.73624 | 0.09408 | 0 | 0 | System Off | 1 | 0
8316 | 8316 | 2012-12-12 11:59 | 0.34 | 8.91 | 8.91 | 0.34 | 585.88 | 539.72 | 210.98 | 198 | 15.41 | 618.91 | 0.95 | 0.87 | 0.85 | 0.2 | 321.26 | 0 | 0 | 153.63 | 0.74309 | 0.09408 | 0 | 0 | System Off | 1 | 0
8317 | 8317 | 2012-12-12 12:59 | -0.27 | 7.71 | 7.71 | -0.27 | 538.6 | 493.39 | 193.52 | 182 | 15.41 | 570.11 | 0.93 | 0.87 | 0.85 | 0.18 | 316.05 | 0 | 0 | 141.21 | 0.73671 | 0.09408 | 0 | 0 | System Off | 1 | 0
8318 | 8318 | 2012-12-12 13:59 | -0.89 | 4.9 | 4.9 | -0.89 | 382.88 | 340.69 | 138.18 | 129 | 15.46 | 411.15 | 0.87 | 0.83 | 0.81 | 0.12 | 252.41 | 0 | 0 | 100.03 | 0.74205 | 0.09408 | 0 | 0 | System Off | 1 | 0
8319 | 8319 | 2012-12-12 14:59 | -1.5 | -1.5 | -1.5 | -1.5 | 0 | 0 | 0 | 0 | 0 | 0 | 0 | 0 | 0 | 0 | 0 | 0 | 0 | 0 | 0 | 0 | 0 | 0 | System Off | 0 | 0
8320 | 8320 | 2012-12-12 15:59 | -2.93 | -2.93 | -2.93 | -2.93 | 0 | 0 | 0 | 0 | 0 | 0 | 0 | 0 | 0 | 0 | 0 | 0 | 0 | 0 | 0 | 0 | 0 | 0 | System Off | 0 | 0
8321 | 8321 | 2012-12-12 16:59 | -4.35 | -4.35 | -4.35 | -4.35 | 0 | 0 | 0 | 0 | 0 | 0 | 0 | 0 | 0 | 0 | 0 | 0 | 0 | 0 | 0 | 0 | 0 | 0 | System Off | 0 | 0
8322 | 8322 | 2012-12-12 17:59 | -5.78 | -5.78 | -5.78 | -5.78 | 0 | 0 | 0 | 0 | 0 | 0 | 0 | 0 | 0 | 0 | 0 | 0 | 0 | 0 | 0 | 0 | 0 | 0 | System Off | 0 | 0
8323 | 8323 | 2012-12-12 18:59 | -6.58 | -6.58 | -6.58 | -6.58 | 0 | 0 | 0 | 0 | 0 | 0 | 0 | 0 | 0 | 0 | 0 | 0 | 0 | 0 | 0 | 0 | 0 | 0 | System Off | 0 | 0
8324 | 8324 | 2012-12-12 19:59 | -7.38 | -7.38 | -7.38 | -7.38 | 0 | 0 | 0 | 0 | 0 | 0 | 0 | 0 | 0 | 0 | 0 | 0 | 0 | 0 | 0 | 0 | 0 | 0 | System Off | 0 | 0
8325 | 8325 | 2012-12-12 20:59 | -8.18 | -8.18 | -8.18 | -8.18 | 0 | 0 | 0 | 0 | 0 | 0 | 0 | 0 | 0 | 0 | 0 | 0 | 0 | 0 | 0 | 0 | 0 | 0 | System Off | 0 | 0
8326 | 8326 | 2012-12-12 21:59 | -8.64 | -8.64 | -8.64 | -8.64 | 0 | 0 | 0 | 0 | 0 | 0 | 0 | 0 | 0 | 0 | 0 | 0 | 0 | 0 | 0 | 0 | 0 | 0 | System Off | 0 | 0
8327 | 8327 | 2012-12-12 22:59 | -9.1 | -9.1 | -9.1 | -9.1 | 0 | 0 | 0 | 0 | 0 | 0 | 0 | 0 | 0 | 0 | 0 | 0 | 0 | 0 | 0 | 0 | 0 | 0 | System Off | 0 | 0
8328 | 8328 | 2012-12-12 23:59 | -9.55 | -9.55 | -9.55 | -9.55 | 0 | 0 | 0 | 0 | 0 | 0 | 0 | 0 | 0 | 0 | 0 | 0 | 0 | 0 | 0 | 0 | 0 | 0 | System Off | 0 | 0
8329 | 8329 | 2012-12-13 00:59 | -9.48 | -9.48 | -9.48 | -9.48 | 0 | 0 | 0 | 0 | 0 | 0 | 0 | 0 | 0 | 0 | 0 | 0 | 0 | 0 | 0 | 0 | 0 | 0 | System Off | 0 | 0
8330 | 8330 | 2012-12-13 01:59 | -9.4 | -9.4 | -9.4 | -9.4 | 0 | 0 | 0 | 0 | 0 | 0 | 0 | 0 | 0 | 0 | 0 | 0 | 0 | 0 | 0 | 0 | 0 | 0 | System Off | 0 | 0
8331 | 8331 | 2012-12-13 02:59 | -9.33 | -9.33 | -9.33 | -9.33 | 0 | 0 | 0 | 0 | 0 | 0 | 0 | 0 | 0 | 0 | 0 | 0 | 0 | 0 | 0 | 0 | 0 | 0 | System Off | 0 | 0
8332 | 8332 | 2012-12-13 03:59 | -9.03 | -9.03 | -9.03 | -9.03 | 0 | 0 | 0 | 0 | 0 | 0 | 0 | 0 | 0 | 0 | 0 | 0 | 0 | 0 | 0 | 0 | 0 | 0 | System Off | 0 | 0
8333 | 8333 | 2012-12-13 04:59 | -8.74 | -8.74 | -8.74 | -8.74 | 0 | 0 | 0 | 0 | 0 | 0 | 0 | 0 | 0 | 0 | 0 | 0 | 0 | 0 | 0 | 0 | 0 | 0 | System Off | 0 | 0
8334 | 8334 | 2012-12-13 05:59 | -8.45 | -8.45 | -8.45 | -8.45 | 0 | 0 | 0 | 0 | 0 | 0 | 0 | 0 | 0 | 0 | 0 | 0 | 0 | 0 | 0 | 0 | 0 | 0 | System Off | 0 | 0
8335 | 8335 | 2012-12-13 06:59 | -7.28 | -7.28 | -7.28 | -7.28 | 0 | 0 | 0 | 0 | 0 | 0 | 0 | 0 | 0 | 0 | 0 | 0 | 0 | 0 | 0 | 0 | 0 | 0 | System Off | 0 | 0
8336 | 8336 | 2012-12-13 07:59 | -6.11 | -2.16 | -2.16 | -6.11 | 275.87 | 235.68 | 98.07 | 92 | 15.62 | 299.05 | 0.92 | 0.79 | 0.77 | 0.09 | 206.9 | 0 | 0 | 71.19 | 0.70563 | 0.09408 | 0 | 0 | System Off | 1 | 0
8337 | 8337 | 2012-12-13 08:59 | -4.95 | -1.64 | -1.64 | -4.95 | 226.18 | 186.91 | 81.43 | 76 | 15.5 | 247.88 | 0.86 | 0.75 | 0.74 | 0.07 | 139 | 0 | 0 | 58.9 | 0.70929 | 0.09408 | 0 | 0 | System Off | 1 | 0
8338 | 8338 | 2012-12-13 09:59 | -2.47 | 6.83 | 6.83 | -2.47 | 663.33 | 615.6 | 235.5 | 222 | 15.56 | 695.99 | 0.93 | 0.88 | 0.87 | 0.22 | 421.4 | 0 | 0 | 171.91 | 0.73134 | 0.09408 | 0 | 0 | System Off | 1 | 0
8339 | 8339 | 2012-12-13 10:59 | 0 | 18.53 | 18.53 | 0 | 1341.56 | 1278.66 | 483.55 | 459 | 15.22 | 1369.73 | 0.95 | 0.93 | 0.91 | 0.46 | 805.71 | 0 | 0 | 357 | 0.78885 | 0.09408 | 0 | 0 | System Off | 1 | 0
8340 | 8340 | 2012-12-13 11:59 | 2.48 | 19.97 | 19.97 | 2.48 | 1295.92 | 1234.12 | 470.06 | 447 | 15.1 | 1324.44 | 0.96 | 0.93 | 0.91 | 0.45 | 734.59 | 0 | 0 | 348.21 | 0.80147 | 0.09408 | 0 | 0 | System Off | 1 | 0
8341 | 8341 | 2012-12-13 12:59 | 2.42 | 5.97 | 5.97 | 2.42 | 251.45 | 211.71 | 93.03 | 86 | 15.23 | 275.76 | 0.86 | 0.77 | 0.75 | 0.08 | 135.62 | 0 | 0 | 66.88 | 0.73464 | 0.09408 | 0 | 0 | System Off | 1 | 0
8342 | 8342 | 2012-12-13 13:59 | 2.36 | 11.64 | 11.64 | 2.36 | 653.2 | 605.67 | 236.72 | 223 | 15.26 | 687.63 | 0.93 | 0.88 | 0.86 | 0.22 | 448.73 | 0 | 0 | 173.37 | 0.75934 | 0.09408 | 0 | 0 | System Off | 1 | 0
8343 | 8343 | 2012-12-13 14:59 | 2.31 | 2.31 | 2.31 | 2.31 | 0 | 0 | 0 | 0 | 0 | 0 | 0 | 0 | 0 | 0 | 0 | 0 | 0 | 0 | 0 | 0 | 0 | 0 | System Off | 0 | 0
8344 | 8344 | 2012-12-13 15:59 | 2.4 | 2.4 | 2.4 | 2.4 | 0 | 0 | 0 | 0 | 0 | 0 | 0 | 0 | 0 | 0 | 0 | 0 | 0 | 0 | 0 | 0 | 0 | 0 | System Off | 0 | 0
8345 | 8345 | 2012-12-13 16:59 | 2.5 | 2.5 | 2.5 | 2.5 | 0 | 0 | 0 | 0 | 0 | 0 | 0 | 0 | 0 | 0 | 0 | 0 | 0 | 0 | 0 | 0 | 0 | 0 | System Off | 0 | 0
8346 | 8346 | 2012-12-13 17:59 | 2.59 | 2.59 | 2.59 | 2.59 | 0 | 0 | 0 | 0 | 0 | 0 | 0 | 0 | 0 | 0 | 0 | 0 | 0 | 0 | 0 | 0 | 0 | 0 | System Off | 0 | 0
8347 | 8347 | 2012-12-13 18:59 | 2.8 | 2.8 | 2.8 | 2.8 | 0 | 0 | 0 | 0 | 0 | 0 | 0 | 0 | 0 | 0 | 0 | 0 | 0 | 0 | 0 | 0 | 0 | 0 | System Off | 0 | 0
8348 | 8348 | 2012-12-13 19:59 | 3.01 | 3.01 | 3.01 | 3.01 | 0 | 0 | 0 | 0 | 0 | 0 | 0 | 0 | 0 | 0 | 0 | 0 | 0 | 0 | 0 | 0 | 0 | 0 | System Off | 0 | 0
8349 | 8349 | 2012-12-13 20:59 | 3.22 | 3.22 | 3.22 | 3.22 | 0 | 0 | 0 | 0 | 0 | 0 | 0 | 0 | 0 | 0 | 0 | 0 | 0 | 0 | 0 | 0 | 0 | 0 | System Off | 0 | 0
8350 | 8350 | 2012-12-13 21:59 | 3.48 | 3.48 | 3.48 | 3.48 | 0 | 0 | 0 | 0 | 0 | 0 | 0 | 0 | 0 | 0 | 0 | 0 | 0 | 0 | 0 | 0 | 0 | 0 | System Off | 0 | 0
8351 | 8351 | 2012-12-13 22:59 | 3.74 | 3.74 | 3.74 | 3.74 | 0 | 0 | 0 | 0 | 0 | 0 | 0 | 0 | 0 | 0 | 0 | 0 | 0 | 0 | 0 | 0 | 0 | 0 | System Off | 0 | 0
8352 | 8352 | 2012-12-13 23:59 | 4 | 4 | 4 | 4 | 0 | 0 | 0 | 0 | 0 | 0 | 0 | 0 | 0 | 0 | 0 | 0 | 0 | 0 | 0 | 0 | 0 | 0 | System Off | 0 | 0
8353 | 8353 | 2012-12-14 00:59 | 3.7 | 3.7 | 3.7 | 3.7 | 0 | 0 | 0 | 0 | 0 | 0 | 0 | 0 | 0 | 0 | 0 | 0 | 0 | 0 | 0 | 0 | 0 | 0 | System Off | 0 | 0
8354 | 8354 | 2012-12-14 01:59 | 3.4 | 3.4 | 3.4 | 3.4 | 0 | 0 | 0 | 0 | 0 | 0 | 0 | 0 | 0 | 0 | 0 | 0 | 0 | 0 | 0 | 0 | 0 | 0 | System Off | 0 | 0
8355 | 8355 | 2012-12-14 02:59 | 3.09 | 3.09 | 3.09 | 3.09 | 0 | 0 | 0 | 0 | 0 | 0 | 0 | 0 | 0 | 0 | 0 | 0 | 0 | 0 | 0 | 0 | 0 | 0 | System Off | 0 | 0
8356 | 8356 | 2012-12-14 03:59 | 3.16 | 3.16 | 3.16 | 3.16 | 0 | 0 | 0 | 0 | 0 | 0 | 0 | 0 | 0 | 0 | 0 | 0 | 0 | 0 | 0 | 0 | 0 | 0 | System Off | 0 | 0
8357 | 8357 | 2012-12-14 04:59 | 3.23 | 3.23 | 3.23 | 3.23 | 0 | 0 | 0 | 0 | 0 | 0 | 0 | 0 | 0 | 0 | 0 | 0 | 0 | 0 | 0 | 0 | 0 | 0 | System Off | 0 | 0
8358 | 8358 | 2012-12-14 05:59 | 3.29 | 3.29 | 3.29 | 3.29 | 0 | 0 | 0 | 0 | 0 | 0 | 0 | 0 | 0 | 0 | 0 | 0 | 0 | 0 | 0 | 0 | 0 | 0 | System Off | 0 | 0
8359 | 8359 | 2012-12-14 06:59 | 3.58 | 3.58 | 3.58 | 3.58 | 0 | 0 | 0 | 0 | 0 | 0 | 0 | 0 | 0 | 0 | 0 | 0 | 0 | 0 | 0 | 0 | 0 | 0 | System Off | 0 | 0
8360 | 8360 | 2012-12-14 07:59 | 3.87 | 4.37 | 4.37 | 3.87 | 34.14 | 0 | 13.66 | 12 | 14.82 | 40.73 | 0 | 0 | 0 | 0 | 0 | 0 | 0 | 9.38 | 0.74789 | 0.09408 | 0 | 0 | System Off | 0 | 0
8361 | 8361 | 2012-12-14 08:59 | 4.16 | 8.8 | 8.8 | 4.16 | 361.14 | 319.36 | 132.41 | 124 | 15.17 | 388.56 | 0.91 | 0.82 | 0.8 | 0.12 | 237.5 | 0 | 0 | 96.51 | 0.75157 | 0.09408 | 0 | 0 | System Off | 1 | 0
8362 | 8362 | 2012-12-14 09:59 | 4.88 | 8.49 | 8.49 | 4.88 | 282.71 | 242.4 | 105.16 | 98 | 15.02 | 308.94 | 0.86 | 0.78 | 0.77 | 0.09 | 165.93 | 0 | 0 | 76.42 | 0.75095 | 0.09408 | 0 | 0 | System Off | 1 | 0
8363 | 8363 | 2012-12-14 10:59 | 5.61 | 8.46 | 8.46 | 5.61 | 224.58 | 185.33 | 84.61 | 78 | 15 | 248.62 | 0.83 | 0.75 | 0.73 | 0.07 | 116.78 | 0 | 0 | 60.84 | 0.75145 | 0.09408 | 0 | 0 | System Off | 1 | 0
8364 | 8364 | 2012-12-14 11:59 | 6.33 | 16.31 | 16.31 | 6.33 | 829.54 | 778.32 | 302.39 | 286 | 15.11 | 863.6 | 0.93 | 0.9 | 0.88 | 0.28 | 463.29 | 0 | 0 | 222.77 | 0.79435 | 0.09408 | 0 | 0 | System Off | 1 | 0
8365 | 8365 | 2012-12-14 12:59 | 6.41 | 9.08 | 9.08 | 6.41 | 219.87 | 180.71 | 82.93 | 77 | 14.87 | 243.13 | 0.84 | 0.74 | 0.73 | 0.07 | 115.76 | 0 | 0 | 60.16 | 0.7559 | 0.09408 | 0 | 0 | System Off | 1 | 0
8366 | 8366 | 2012-12-14 13:59 | 6.48 | 7.73 | 7.73 | 6.48 | 102.78 | 65.7 | 39.8 | 37 | 14.47 | 117.25 | 0.5 | 0.56 | 0.55 | 0.02 | 48.68 | 0 | 0 | 29.06 | 0.74889 | 0.09408 | 0 | 0 | System Off | 0 | 0
8367 | 8367 | 2012-12-14 14:59 | 6.56 | 6.56 | 6.56 | 6.56 | 0 | 0 | 0 | 0 | 0 | 0 | 0 | 0 | 0 | 0 | 0 | 0 | 0 | 0 | 0 | 0 | 0 | 0 | System Off | 0 | 0
8368 | 8368 | 2012-12-14 15:59 | 6.77 | 6.77 | 6.77 | 6.77 | 0 | 0 | 0 | 0 | 0 | 0 | 0 | 0 | 0 | 0 | 0 | 0 | 0 | 0 | 0 | 0 | 0 | 0 | System Off | 0 | 0
8369 | 8369 | 2012-12-14 16:59 | 6.98 | 6.98 | 6.98 | 6.98 | 0 | 0 | 0 | 0 | 0 | 0 | 0 | 0 | 0 | 0 | 0 | 0 | 0 | 0 | 0 | 0 | 0 | 0 | System Off | 0 | 0
8370 | 8370 | 2012-12-14 17:59 | 7.19 | 7.19 | 7.19 | 7.19 | 0 | 0 | 0 | 0 | 0 | 0 | 0 | 0 | 0 | 0 | 0 | 0 | 0 | 0 | 0 | 0 | 0 | 0 | System Off | 0 | 0
8371 | 8371 | 2012-12-14 18:59 | 7.49 | 7.49 | 7.49 | 7.49 | 0 | 0 | 0 | 0 | 0 | 0 | 0 | 0 | 0 | 0 | 0 | 0 | 0 | 0 | 0 | 0 | 0 | 0 | System Off | 0 | 0
8372 | 8372 | 2012-12-14 19:59 | 7.78 | 7.78 | 7.78 | 7.78 | 0 | 0 | 0 | 0 | 0 | 0 | 0 | 0 | 0 | 0 | 0 | 0 | 0 | 0 | 0 | 0 | 0 | 0 | System Off | 0 | 0
8373 | 8373 | 2012-12-14 20:59 | 8.07 | 8.07 | 8.07 | 8.07 | 0 | 0 | 0 | 0 | 0 | 0 | 0 | 0 | 0 | 0 | 0 | 0 | 0 | 0 | 0 | 0 | 0 | 0 | System Off | 0 | 0
8374 | 8374 | 2012-12-14 21:59 | 8.01 | 8.01 | 8.01 | 8.01 | 0 | 0 | 0 | 0 | 0 | 0 | 0 | 0 | 0 | 0 | 0 | 0 | 0 | 0 | 0 | 0 | 0 | 0 | System Off | 0 | 0
8375 | 8375 | 2012-12-14 22:59 | 7.95 | 7.95 | 7.95 | 7.95 | 0 | 0 | 0 | 0 | 0 | 0 | 0 | 0 | 0 | 0 | 0 | 0 | 0 | 0 | 0 | 0 | 0 | 0 | System Off | 0 | 0
8376 | 8376 | 2012-12-14 23:59 | 7.9 | 7.9 | 7.9 | 7.9 | 0 | 0 | 0 | 0 | 0 | 0 | 0 | 0 | 0 | 0 | 0 | 0 | 0 | 0 | 0 | 0 | 0 | 0 | System Off | 0 | 0
8377 | 8377 | 2012-12-15 00:59 | 7.87 | 7.87 | 7.87 | 7.87 | 0 | 0 | 0 | 0 | 0 | 0 | 0 | 0 | 0 | 0 | 0 | 0 | 0 | 0 | 0 | 0 | 0 | 0 | System Off | 0 | 0
8378 | 8378 | 2012-12-15 01:59 | 7.85 | 7.85 | 7.85 | 7.85 | 0 | 0 | 0 | 0 | 0 | 0 | 0 | 0 | 0 | 0 | 0 | 0 | 0 | 0 | 0 | 0 | 0 | 0 | System Off | 0 | 0
8379 | 8379 | 2012-12-15 02:59 | 7.82 | 7.82 | 7.82 | 7.82 | 0 | 0 | 0 | 0 | 0 | 0 | 0 | 0 | 0 | 0 | 0 | 0 | 0 | 0 | 0 | 0 | 0 | 0 | System Off | 0 | 0
8380 | 8380 | 2012-12-15 03:59 | 7.69 | 7.69 | 7.69 | 7.69 | 0 | 0 | 0 | 0 | 0 | 0 | 0 | 0 | 0 | 0 | 0 | 0 | 0 | 0 | 0 | 0 | 0 | 0 | System Off | 0 | 0
8381 | 8381 | 2012-12-15 04:59 | 7.56 | 7.56 | 7.56 | 7.56 | 0 | 0 | 0 | 0 | 0 | 0 | 0 | 0 | 0 | 0 | 0 | 0 | 0 | 0 | 0 | 0 | 0 | 0 | System Off | 0 | 0
8382 | 8382 | 2012-12-15 05:59 | 7.42 | 7.42 | 7.42 | 7.42 | 0 | 0 | 0 | 0 | 0 | 0 | 0 | 0 | 0 | 0 | 0 | 0 | 0 | 0 | 0 | 0 | 0 | 0 | System Off | 0 | 0
8383 | 8383 | 2012-12-15 06:59 | 7.43 | 7.43 | 7.43 | 7.43 | 0 | 0 | 0 | 0 | 0 | 0 | 0 | 0 | 0 | 0 | 0 | 0 | 0 | 0 | 0 | 0 | 0 | 0 | System Off | 0 | 0
8384 | 8384 | 2012-12-15 07:59 | 7.44 | 21.06 | 21.06 | 7.44 | 934.4 | 880.9 | 347 | 326 | 14.93 | 973.7 | 0.92 | 0.9 | 0.88 | 0.32 | 773.34 | 0 | 0 | 254.51 | 0.8086 | 0.09408 | 0 | 0 | System Off | 1 | 0
8385 | 8385 | 2012-12-15 08:59 | 7.44 | 23.26 | 23.26 | 7.44 | 1078.08 | 1021.36 | 398.95 | 378 | 14.85 | 1110.26 | 0.93 | 0.92 | 0.9 | 0.37 | 759.57 | 0 | 0 | 295.39 | 0.81848 | 0.09408 | 0 | 0 | System Off | 1 | 0
8386 | 8386 | 2012-12-15 09:59 | 7.71 | 35.25 | 35.25 | 7.71 | 1879.63 | 1802.93 | 712.12 | 681 | 14.38 | 1892.33 | 0.91 | 0.95 | 0.93 | 0.65 | 1234.18 | 0 | 0 | 535.43 | 0.87858 | 0.09408 | 0 | 0 | System Off | 1 | 0
8387 | 8387 | 2012-12-15 10:59 | 7.98 | 36.32 | 36.32 | 7.98 | 1980.09 | 1900.65 | 751.62 | 719 | 14.34 | 1988.87 | 0.92 | 0.96 | 0.93 | 0.69 | 1197.63 | 0 | 0 | 565.54 | 0.88765 | 0.09408 | 0 | 0 | System Off | 1 | 0
8388 | 8388 | 2012-12-15 11:59 | 8.25 | 26.72 | 26.72 | 8.25 | 1351.57 | 1288.43 | 502.07 | 477 | 14.76 | 1379.09 | 0.94 | 0.93 | 0.91 | 0.47 | 766.92 | 0 | 0 | 373.22 | 0.8423 | 0.09408 | 0 | 0 | System Off | 1 | 0
8389 | 8389 | 2012-12-15 12:59 | 7.87 | 27.81 | 27.81 | 7.87 | 1423.71 | 1358.8 | 529.62 | 504 | 14.71 | 1448.68 | 0.93 | 0.94 | 0.92 | 0.49 | 870.42 | 0 | 0 | 394.57 | 0.84517 | 0.09408 | 0 | 0 | System Off | 1 | 0
8390 | 8390 | 2012-12-15 13:59 | 7.49 | 14.64 | 14.64 | 7.49 | 501.05 | 456.57 | 185.64 | 174 | 15 | 533.41 | 0.92 | 0.86 | 0.84 | 0.17 | 338.27 | 0 | 0 | 135.72 | 0.78027 | 0.09408 | 0 | 0 | System Off | 1 | 0
8391 | 8391 | 2012-12-15 14:59 | 7.11 | 7.11 | 7.11 | 7.11 | 0 | 0 | 0 | 0 | 0 | 0 | 0 | 0 | 0 | 0 | 0 | 0 | 0 | 0 | 0 | 0 | 0 | 0 | System Off | 0 | 0
8392 | 8392 | 2012-12-15 15:59 | 7.14 | 7.14 | 7.14 | 7.14 | 0 | 0 | 0 | 0 | 0 | 0 | 0 | 0 | 0 | 0 | 0 | 0 | 0 | 0 | 0 | 0 | 0 | 0 | System Off | 0 | 0
8393 | 8393 | 2012-12-15 16:59 | 7.18 | 7.18 | 7.18 | 7.18 | 0 | 0 | 0 | 0 | 0 | 0 | 0 | 0 | 0 | 0 | 0 | 0 | 0 | 0 | 0 | 0 | 0 | 0 | System Off | 0 | 0
8394 | 8394 | 2012-12-15 17:59 | 7.21 | 7.21 | 7.21 | 7.21 | 0 | 0 | 0 | 0 | 0 | 0 | 0 | 0 | 0 | 0 | 0 | 0 | 0 | 0 | 0 | 0 | 0 | 0 | System Off | 0 | 0
8395 | 8395 | 2012-12-15 18:59 | 7.21 | 7.21 | 7.21 | 7.21 | 0 | 0 | 0 | 0 | 0 | 0 | 0 | 0 | 0 | 0 | 0 | 0 | 0 | 0 | 0 | 0 | 0 | 0 | System Off | 0 | 0
8396 | 8396 | 2012-12-15 19:59 | 7.2 | 7.2 | 7.2 | 7.2 | 0 | 0 | 0 | 0 | 0 | 0 | 0 | 0 | 0 | 0 | 0 | 0 | 0 | 0 | 0 | 0 | 0 | 0 | System Off | 0 | 0
8397 | 8397 | 2012-12-15 20:59 | 7.2 | 7.2 | 7.2 | 7.2 | 0 | 0 | 0 | 0 | 0 | 0 | 0 | 0 | 0 | 0 | 0 | 0 | 0 | 0 | 0 | 0 | 0 | 0 | System Off | 0 | 0
8398 | 8398 | 2012-12-15 21:59 | 7.36 | 7.36 | 7.36 | 7.36 | 0 | 0 | 0 | 0 | 0 | 0 | 0 | 0 | 0 | 0 | 0 | 0 | 0 | 0 | 0 | 0 | 0 | 0 | System Off | 0 | 0
8399 | 8399 | 2012-12-15 22:59 | 7.53 | 7.53 | 7.53 | 7.53 | 0 | 0 | 0 | 0 | 0 | 0 | 0 | 0 | 0 | 0 | 0 | 0 | 0 | 0 | 0 | 0 | 0 | 0 | System Off | 0 | 0
8400 | 8400 | 2012-12-15 23:59 | 7.7 | 7.7 | 7.7 | 7.7 | 0 | 0 | 0 | 0 | 0 | 0 | 0 | 0 | 0 | 0 | 0 | 0 | 0 | 0 | 0 | 0 | 0 | 0 | System Off | 0 | 0
8401 | 8401 | 2012-12-16 00:59 | 7.35 | 7.35 | 7.35 | 7.35 | 0 | 0 | 0 | 0 | 0 | 0 | 0 | 0 | 0 | 0 | 0 | 0 | 0 | 0 | 0 | 0 | 0 | 0 | System Off | 0 | 0
8402 | 8402 | 2012-12-16 01:59 | 7 | 7 | 7 | 7 | 0 | 0 | 0 | 0 | 0 | 0 | 0 | 0 | 0 | 0 | 0 | 0 | 0 | 0 | 0 | 0 | 0 | 0 | System Off | 0 | 0
8403 | 8403 | 2012-12-16 02:59 | 6.65 | 6.65 | 6.65 | 6.65 | 0 | 0 | 0 | 0 | 0 | 0 | 0 | 0 | 0 | 0 | 0 | 0 | 0 | 0 | 0 | 0 | 0 | 0 | System Off | 0 | 0
8404 | 8404 | 2012-12-16 03:59 | 6.58 | 6.58 | 6.58 | 6.58 | 0 | 0 | 0 | 0 | 0 | 0 | 0 | 0 | 0 | 0 | 0 | 0 | 0 | 0 | 0 | 0 | 0 | 0 | System Off | 0 | 0
8405 | 8405 | 2012-12-16 04:59 | 6.5 | 6.5 | 6.5 | 6.5 | 0 | 0 | 0 | 0 | 0 | 0 | 0 | 0 | 0 | 0 | 0 | 0 | 0 | 0 | 0 | 0 | 0 | 0 | System Off | 0 | 0
8406 | 8406 | 2012-12-16 05:59 | 6.42 | 6.42 | 6.42 | 6.42 | 0 | 0 | 0 | 0 | 0 | 0 | 0 | 0 | 0 | 0 | 0 | 0 | 0 | 0 | 0 | 0 | 0 | 0 | System Off | 0 | 0
8407 | 8407 | 2012-12-16 06:59 | 6.49 | 6.49 | 6.49 | 6.49 | 0 | 0 | 0 | 0 | 0 | 0 | 0 | 0 | 0 | 0 | 0 | 0 | 0 | 0 | 0 | 0 | 0 | 0 | System Off | 0 | 0
8408 | 8408 | 2012-12-16 07:59 | 6.56 | 7.08 | 7.08 | 6.56 | 33.7 | 0 | 13.66 | 12 | 14.63 | 40.34 | 0 | 0 | 0 | 0 | 0 | 0 | 0 | 9.4 | 0.74468 | 0.09408 | 0 | 0 | System Off | 0 | 0
8409 | 8409 | 2012-12-16 08:59 | 6.62 | 21.43 | 21.43 | 6.62 | 1063.86 | 1007.47 | 391.15 | 371 | 14.94 | 1096.11 | 0.92 | 0.92 | 0.9 | 0.36 | 749.23 | 0 | 0 | 289.62 | 0.81217 | 0.09408 | 0 | 0 | System Off | 1 | 0
8410 | 8410 | 2012-12-16 09:59 | 6.95 | 10.47 | 10.47 | 6.95 | 247.34 | 207.68 | 93.37 | 87 | 14.81 | 272.37 | 0.86 | 0.76 | 0.75 | 0.08 | 142.17 | 0 | 0 | 68.03 | 0.7609 | 0.09408 | 0 | 0 | System Off | 1 | 0
8411 | 8411 | 2012-12-16 10:59 | 7.29 | 9.17 | 9.17 | 7.29 | 129.56 | 92.01 | 50.1 | 46 | 14.67 | 146.82 | 0.6 | 0.63 | 0.61 | 0.03 | 57.98 | 0 | 0 | 36.03 | 0.75522 | 0.09408 | 0 | 0 | System Off | 0 | 0
8412 | 8412 | 2012-12-16 11:59 | 7.62 | 13.4 | 13.4 | 7.62 | 414.39 | 371.6 | 154.35 | 144 | 14.99 | 445.52 | 0.84 | 0.83 | 0.82 | 0.13 | 221.19 | 0 | 0 | 112.34 | 0.77542 | 0.09408 | 0 | 0 | System Off | 1 | 0
8413 | 8413 | 2012-12-16 12:59 | 7.53 | 10.17 | 10.17 | 7.53 | 178.4 | 139.99 | 68.29 | 63 | 14.75 | 199.43 | 0.73 | 0.7 | 0.69 | 0.05 | 89.67 | 0 | 0 | 49.3 | 0.75978 | 0.09408 | 0 | 0 | System Off | 1 | 0
8414 | 8414 | 2012-12-16 13:59 | 7.43 | 7.79 | 7.79 | 7.43 | 21.98 | 0 | 9.11 | 8 | 14.31 | 26.83 | 0 | 0 | 0 | 0 | 0 | 0 | 0 | 6.3 | 0.74892 | 0.09408 | 0 | 0 | System Off | 0 | 0
8415 | 8415 | 2012-12-16 14:59 | 7.34 | 7.34 | 7.34 | 7.34 | 0 | 0 | 0 | 0 | 0 | 0 | 0 | 0 | 0 | 0 | 0 | 0 | 0 | 0 | 0 | 0 | 0 | 0 | System Off | 0 | 0
8416 | 8416 | 2012-12-16 15:59 | 7.05 | 7.05 | 7.05 | 7.05 | 0 | 0 | 0 | 0 | 0 | 0 | 0 | 0 | 0 | 0 | 0 | 0 | 0 | 0 | 0 | 0 | 0 | 0 | System Off | 0 | 0
8417 | 8417 | 2012-12-16 16:59 | 6.77 | 6.77 | 6.77 | 6.77 | 0 | 0 | 0 | 0 | 0 | 0 | 0 | 0 | 0 | 0 | 0 | 0 | 0 | 0 | 0 | 0 | 0 | 0 | System Off | 0 | 0
8418 | 8418 | 2012-12-16 17:59 | 6.48 | 6.48 | 6.48 | 6.48 | 0 | 0 | 0 | 0 | 0 | 0 | 0 | 0 | 0 | 0 | 0 | 0 | 0 | 0 | 0 | 0 | 0 | 0 | System Off | 0 | 0
8419 | 8419 | 2012-12-16 18:59 | 6.24 | 6.24 | 6.24 | 6.24 | 0 | 0 | 0 | 0 | 0 | 0 | 0 | 0 | 0 | 0 | 0 | 0 | 0 | 0 | 0 | 0 | 0 | 0 | System Off | 0 | 0
8420 | 8420 | 2012-12-16 19:59 | 6 | 6 | 6 | 6 | 0 | 0 | 0 | 0 | 0 | 0 | 0 | 0 | 0 | 0 | 0 | 0 | 0 | 0 | 0 | 0 | 0 | 0 | System Off | 0 | 0
8421 | 8421 | 2012-12-16 20:59 | 5.76 | 5.76 | 5.76 | 5.76 | 0 | 0 | 0 | 0 | 0 | 0 | 0 | 0 | 0 | 0 | 0 | 0 | 0 | 0 | 0 | 0 | 0 | 0 | System Off | 0 | 0
8422 | 8422 | 2012-12-16 21:59 | 5.78 | 5.78 | 5.78 | 5.78 | 0 | 0 | 0 | 0 | 0 | 0 | 0 | 0 | 0 | 0 | 0 | 0 | 0 | 0 | 0 | 0 | 0 | 0 | System Off | 0 | 0
8423 | 8423 | 2012-12-16 22:59 | 5.8 | 5.8 | 5.8 | 5.8 | 0 | 0 | 0 | 0 | 0 | 0 | 0 | 0 | 0 | 0 | 0 | 0 | 0 | 0 | 0 | 0 | 0 | 0 | System Off | 0 | 0
8424 | 8424 | 2012-12-16 23:59 | 5.82 | 5.82 | 5.82 | 5.82 | 0 | 0 | 0 | 0 | 0 | 0 | 0 | 0 | 0 | 0 | 0 | 0 | 0 | 0 | 0 | 0 | 0 | 0 | System Off | 0 | 0
8425 | 8425 | 2012-12-17 00:59 | 5.88 | 5.88 | 5.88 | 5.88 | 0 | 0 | 0 | 0 | 0 | 0 | 0 | 0 | 0 | 0 | 0 | 0 | 0 | 0 | 0 | 0 | 0 | 0 | System Off | 0 | 0
8426 | 8426 | 2012-12-17 01:59 | 5.94 | 5.94 | 5.94 | 5.94 | 0 | 0 | 0 | 0 | 0 | 0 | 0 | 0 | 0 | 0 | 0 | 0 | 0 | 0 | 0 | 0 | 0 | 0 | System Off | 0 | 0
8427 | 8427 | 2012-12-17 02:59 | 5.99 | 5.99 | 5.99 | 5.99 | 0 | 0 | 0 | 0 | 0 | 0 | 0 | 0 | 0 | 0 | 0 | 0 | 0 | 0 | 0 | 0 | 0 | 0 | System Off | 0 | 0
8428 | 8428 | 2012-12-17 03:59 | 6.1 | 6.1 | 6.1 | 6.1 | 0 | 0 | 0 | 0 | 0 | 0 | 0 | 0 | 0 | 0 | 0 | 0 | 0 | 0 | 0 | 0 | 0 | 0 | System Off | 0 | 0
8429 | 8429 | 2012-12-17 04:59 | 6.21 | 6.21 | 6.21 | 6.21 | 0 | 0 | 0 | 0 | 0 | 0 | 0 | 0 | 0 | 0 | 0 | 0 | 0 | 0 | 0 | 0 | 0 | 0 | System Off | 0 | 0
8430 | 8430 | 2012-12-17 05:59 | 6.31 | 6.31 | 6.31 | 6.31 | 0 | 0 | 0 | 0 | 0 | 0 | 0 | 0 | 0 | 0 | 0 | 0 | 0 | 0 | 0 | 0 | 0 | 0 | System Off | 0 | 0
8431 | 8431 | 2012-12-17 06:59 | 6.48 | 6.48 | 6.48 | 6.48 | 0 | 0 | 0 | 0 | 0 | 0 | 0 | 0 | 0 | 0 | 0 | 0 | 0 | 0 | 0 | 0 | 0 | 0 | System Off | 0 | 0
8432 | 8432 | 2012-12-17 07:59 | 6.65 | 9.03 | 9.03 | 6.65 | 144.72 | 106.91 | 55.12 | 51 | 14.78 | 161.61 | 0.73 | 0.66 | 0.65 | 0.04 | 93.85 | 0 | 0 | 39.89 | 0.75245 | 0.09408 | 0 | 0 | System Off | 1 | 0
8433 | 8433 | 2012-12-17 08:59 | 6.82 | 14.07 | 14.07 | 6.82 | 463.44 | 419.7 | 170.73 | 161 | 14.99 | 491.6 | 0.88 | 0.85 | 0.84 | 0.15 | 312.13 | 0 | 0 | 125.59 | 0.77392 | 0.09408 | 0 | 0 | System Off | 1 | 0
8434 | 8434 | 2012-12-17 09:59 | 6.98 | 12.86 | 12.86 | 6.98 | 382.61 | 340.43 | 142.55 | 133 | 14.98 | 412.28 | 0.84 | 0.83 | 0.81 | 0.12 | 233.04 | 0 | 0 | 103.76 | 0.76962 | 0.09408 | 0 | 0 | System Off | 1 | 0
8435 | 8435 | 2012-12-17 10:59 | 7.14 | 33.03 | 33.03 | 7.14 | 1714.49 | 1642.19 | 646.47 | 617 | 14.47 | 1732.92 | 0.91 | 0.95 | 0.93 | 0.59 | 1034.78 | 0 | 0 | 484.51 | 0.86259 | 0.09408 | 0 | 0 | System Off | 1 | 0
8436 | 8436 | 2012-12-17 11:59 | 7.3 | 20.5 | 20.5 | 7.3 | 919.58 | 866.4 | 339.02 | 321 | 14.92 | 953.29 | 0.91 | 0.91 | 0.89 | 0.31 | 515.71 | 0 | 0 | 250.64 | 0.80683 | 0.09408 | 0 | 0 | System Off | 1 | 0
8437 | 8437 | 2012-12-17 12:59 | 7.4 | 8.66 | 8.66 | 7.4 | 81.05 | 44.36 | 31.88 | 29 | 14.56 | 93.6 | 0.63 | 0.47 | 0.46 | 0.02 | 28.41 | 0 | 0 | 22.75 | 0.75268 | 0.09408 | 0 | 0 | System Off | 0 | 0
8438 | 8438 | 2012-12-17 13:59 | 7.5 | 7.83 | 7.83 | 7.5 | 19.68 | 0 | 8.2 | 7 | 14.64 | 24.14 | 0 | 0 | 0 | 0 | 0 | 0 | 0 | 5.48 | 0.74913 | 0.09408 | 0 | 0 | System Off | 0 | 0
8439 | 8439 | 2012-12-17 14:59 | 7.61 | 7.61 | 7.61 | 7.61 | 0 | 0 | 0 | 0 | 0 | 0 | 0 | 0 | 0 | 0 | 0 | 0 | 0 | 0 | 0 | 0 | 0 | 0 | System Off | 0 | 0
8440 | 8440 | 2012-12-17 15:59 | 7.29 | 7.29 | 7.29 | 7.29 | 0 | 0 | 0 | 0 | 0 | 0 | 0 | 0 | 0 | 0 | 0 | 0 | 0 | 0 | 0 | 0 | 0 | 0 | System Off | 0 | 0
8441 | 8441 | 2012-12-17 16:59 | 6.96 | 6.96 | 6.96 | 6.96 | 0 | 0 | 0 | 0 | 0 | 0 | 0 | 0 | 0 | 0 | 0 | 0 | 0 | 0 | 0 | 0 | 0 | 0 | System Off | 0 | 0
8442 | 8442 | 2012-12-17 17:59 | 6.64 | 6.64 | 6.64 | 6.64 | 0 | 0 | 0 | 0 | 0 | 0 | 0 | 0 | 0 | 0 | 0 | 0 | 0 | 0 | 0 | 0 | 0 | 0 | System Off | 0 | 0
8443 | 8443 | 2012-12-17 18:59 | 6.37 | 6.37 | 6.37 | 6.37 | 0 | 0 | 0 | 0 | 0 | 0 | 0 | 0 | 0 | 0 | 0 | 0 | 0 | 0 | 0 | 0 | 0 | 0 | System Off | 0 | 0
8444 | 8444 | 2012-12-17 19:59 | 6.1 | 6.1 | 6.1 | 6.1 | 0 | 0 | 0 | 0 | 0 | 0 | 0 | 0 | 0 | 0 | 0 | 0 | 0 | 0 | 0 | 0 | 0 | 0 | System Off | 0 | 0
8445 | 8445 | 2012-12-17 20:59 | 5.83 | 5.83 | 5.83 | 5.83 | 0 | 0 | 0 | 0 | 0 | 0 | 0 | 0 | 0 | 0 | 0 | 0 | 0 | 0 | 0 | 0 | 0 | 0 | System Off | 0 | 0
8446 | 8446 | 2012-12-17 21:59 | 5.75 | 5.75 | 5.75 | 5.75 | 0 | 0 | 0 | 0 | 0 | 0 | 0 | 0 | 0 | 0 | 0 | 0 | 0 | 0 | 0 | 0 | 0 | 0 | System Off | 0 | 0
8447 | 8447 | 2012-12-17 22:59 | 5.67 | 5.67 | 5.67 | 5.67 | 0 | 0 | 0 | 0 | 0 | 0 | 0 | 0 | 0 | 0 | 0 | 0 | 0 | 0 | 0 | 0 | 0 | 0 | System Off | 0 | 0
8448 | 8448 | 2012-12-17 23:59 | 5.59 | 5.59 | 5.59 | 5.59 | 0 | 0 | 0 | 0 | 0 | 0 | 0 | 0 | 0 | 0 | 0 | 0 | 0 | 0 | 0 | 0 | 0 | 0 | System Off | 0 | 0
8449 | 8449 | 2012-12-18 00:59 | 5.56 | 5.56 | 5.56 | 5.56 | 0 | 0 | 0 | 0 | 0 | 0 | 0 | 0 | 0 | 0 | 0 | 0 | 0 | 0 | 0 | 0 | 0 | 0 | System Off | 0 | 0
8450 | 8450 | 2012-12-18 01:59 | 5.53 | 5.53 | 5.53 | 5.53 | 0 | 0 | 0 | 0 | 0 | 0 | 0 | 0 | 0 | 0 | 0 | 0 | 0 | 0 | 0 | 0 | 0 | 0 | System Off | 0 | 0
8451 | 8451 | 2012-12-18 02:59 | 5.49 | 5.49 | 5.49 | 5.49 | 0 | 0 | 0 | 0 | 0 | 0 | 0 | 0 | 0 | 0 | 0 | 0 | 0 | 0 | 0 | 0 | 0 | 0 | System Off | 0 | 0
8452 | 8452 | 2012-12-18 03:59 | 5.4 | 5.4 | 5.4 | 5.4 | 0 | 0 | 0 | 0 | 0 | 0 | 0 | 0 | 0 | 0 | 0 | 0 | 0 | 0 | 0 | 0 | 0 | 0 | System Off | 0 | 0
8453 | 8453 | 2012-12-18 04:59 | 5.31 | 5.31 | 5.31 | 5.31 | 0 | 0 | 0 | 0 | 0 | 0 | 0 | 0 | 0 | 0 | 0 | 0 | 0 | 0 | 0 | 0 | 0 | 0 | System Off | 0 | 0
8454 | 8454 | 2012-12-18 05:59 | 5.21 | 5.21 | 5.21 | 5.21 | 0 | 0 | 0 | 0 | 0 | 0 | 0 | 0 | 0 | 0 | 0 | 0 | 0 | 0 | 0 | 0 | 0 | 0 | System Off | 0 | 0
8455 | 8455 | 2012-12-18 06:59 | 5.34 | 5.34 | 5.34 | 5.34 | 0 | 0 | 0 | 0 | 0 | 0 | 0 | 0 | 0 | 0 | 0 | 0 | 0 | 0 | 0 | 0 | 0 | 0 | System Off | 0 | 0
8456 | 8456 | 2012-12-18 07:59 | 5.47 | 5.97 | 5.97 | 5.47 | 26.83 | 0 | 10.93 | 10 | 13.97 | 32.4 | 0 | 0 | 0 | 0 | 0 | 0 | 0 | 7.9 | 0.73809 | 0.09408 | 0 | 0 | System Off | 0 | 0
8457 | 8457 | 2012-12-18 08:59 | 5.59 | 11.11 | 11.11 | 5.59 | 323.27 | 282.2 | 120.19 | 113 | 14.9 | 349.82 | 0.83 | 0.81 | 0.79 | 0.1 | 209.87 | 0 | 0 | 88.25 | 0.75786 | 0.09408 | 0 | 0 | System Off | 1 | 0
8458 | 8458 | 2012-12-18 09:59 | 5.96 | 7.67 | 7.67 | 5.96 | 98.45 | 61.45 | 38.26 | 35 | 14.65 | 112.72 | 0.52 | 0.55 | 0.53 | 0.02 | 42.07 | 0 | 0 | 27.42 | 0.74552 | 0.09408 | 0 | 0 | System Off | 0 | 0
8459 | 8459 | 2012-12-18 10:59 | 6.33 | 8.6 | 8.6 | 6.33 | 134.8 | 97.16 | 51.92 | 48 | 14.63 | 152.47 | 0.77 | 0.64 | 0.62 | 0.04 | 61.22 | 0 | 0 | 37.62 | 0.75007 | 0.09408 | 0 | 0 | System Off | 0 | 0
8460 | 8460 | 2012-12-18 11:59 | 6.7 | 9.12 | 9.12 | 6.7 | 146.81 | 108.96 | 56.47 | 52 | 14.7 | 165.54 | 0.71 | 0.66 | 0.64 | 0.04 | 64.86 | 0 | 0 | 40.71 | 0.75294 | 0.09408 | 0 | 0 | System Off | 0 | 0
8461 | 8461 | 2012-12-18 12:59 | 6.45 | 7.82 | 7.82 | 6.45 | 78.93 | 42.28 | 30.97 | 28 | 14.68 | 91.2 | 0.65 | 0.46 | 0.45 | 0.02 | 27.08 | 0 | 0 | 21.93 | 0.74703 | 0.09408 | 0 | 0 | System Off | 0 | 0
8462 | 8462 | 2012-12-18 13:59 | 6.2 | 10.4 | 10.4 | 6.2 | 244.78 | 205.16 | 92 | 86 | 14.82 | 268.44 | 0.76 | 0.76 | 0.75 | 0.07 | 152 | 0 | 0 | 67.23 | 0.75637 | 0.09408 | 0 | 0 | System Off | 1 | 0
8463 | 8463 | 2012-12-18 14:59 | 5.96 | 5.96 | 5.96 | 5.96 | 0 | 0 | 0 | 0 | 0 | 0 | 0 | 0 | 0 | 0 | 0 | 0 | 0 | 0 | 0 | 0 | 0 | 0 | System Off | 0 | 0
8464 | 8464 | 2012-12-18 15:59 | 5.47 | 5.47 | 5.47 | 5.47 | 0 | 0 | 0 | 0 | 0 | 0 | 0 | 0 | 0 | 0 | 0 | 0 | 0 | 0 | 0 | 0 | 0 | 0 | System Off | 0 | 0
8465 | 8465 | 2012-12-18 16:59 | 4.97 | 4.97 | 4.97 | 4.97 | 0 | 0 | 0 | 0 | 0 | 0 | 0 | 0 | 0 | 0 | 0 | 0 | 0 | 0 | 0 | 0 | 0 | 0 | System Off | 0 | 0
8466 | 8466 | 2012-12-18 17:59 | 4.48 | 4.48 | 4.48 | 4.48 | 0 | 0 | 0 | 0 | 0 | 0 | 0 | 0 | 0 | 0 | 0 | 0 | 0 | 0 | 0 | 0 | 0 | 0 | System Off | 0 | 0
8467 | 8467 | 2012-12-18 18:59 | 4.17 | 4.17 | 4.17 | 4.17 | 0 | 0 | 0 | 0 | 0 | 0 | 0 | 0 | 0 | 0 | 0 | 0 | 0 | 0 | 0 | 0 | 0 | 0 | System Off | 0 | 0
8468 | 8468 | 2012-12-18 19:59 | 3.85 | 3.85 | 3.85 | 3.85 | 0 | 0 | 0 | 0 | 0 | 0 | 0 | 0 | 0 | 0 | 0 | 0 | 0 | 0 | 0 | 0 | 0 | 0 | System Off | 0 | 0
8469 | 8469 | 2012-12-18 20:59 | 3.53 | 3.53 | 3.53 | 3.53 | 0 | 0 | 0 | 0 | 0 | 0 | 0 | 0 | 0 | 0 | 0 | 0 | 0 | 0 | 0 | 0 | 0 | 0 | System Off | 0 | 0
8470 | 8470 | 2012-12-18 21:59 | 3.8 | 3.8 | 3.8 | 3.8 | 0 | 0 | 0 | 0 | 0 | 0 | 0 | 0 | 0 | 0 | 0 | 0 | 0 | 0 | 0 | 0 | 0 | 0 | System Off | 0 | 0
8471 | 8471 | 2012-12-18 22:59 | 4.07 | 4.07 | 4.07 | 4.07 | 0 | 0 | 0 | 0 | 0 | 0 | 0 | 0 | 0 | 0 | 0 | 0 | 0 | 0 | 0 | 0 | 0 | 0 | System Off | 0 | 0
8472 | 8472 | 2012-12-18 23:59 | 4.35 | 4.35 | 4.35 | 4.35 | 0 | 0 | 0 | 0 | 0 | 0 | 0 | 0 | 0 | 0 | 0 | 0 | 0 | 0 | 0 | 0 | 0 | 0 | System Off | 0 | 0
8473 | 8473 | 2012-12-19 00:59 | 4.41 | 4.41 | 4.41 | 4.41 | 0 | 0 | 0 | 0 | 0 | 0 | 0 | 0 | 0 | 0 | 0 | 0 | 0 | 0 | 0 | 0 | 0 | 0 | System Off | 0 | 0
8474 | 8474 | 2012-12-19 01:59 | 4.48 | 4.48 | 4.48 | 4.48 | 0 | 0 | 0 | 0 | 0 | 0 | 0 | 0 | 0 | 0 | 0 | 0 | 0 | 0 | 0 | 0 | 0 | 0 | System Off | 0 | 0
8475 | 8475 | 2012-12-19 02:59 | 4.54 | 4.54 | 4.54 | 4.54 | 0 | 0 | 0 | 0 | 0 | 0 | 0 | 0 | 0 | 0 | 0 | 0 | 0 | 0 | 0 | 0 | 0 | 0 | System Off | 0 | 0
8476 | 8476 | 2012-12-19 03:59 | 4.55 | 4.55 | 4.55 | 4.55 | 0 | 0 | 0 | 0 | 0 | 0 | 0 | 0 | 0 | 0 | 0 | 0 | 0 | 0 | 0 | 0 | 0 | 0 | System Off | 0 | 0
8477 | 8477 | 2012-12-19 04:59 | 4.56 | 4.56 | 4.56 | 4.56 | 0 | 0 | 0 | 0 | 0 | 0 | 0 | 0 | 0 | 0 | 0 | 0 | 0 | 0 | 0 | 0 | 0 | 0 | System Off | 0 | 0
8478 | 8478 | 2012-12-19 05:59 | 4.57 | 4.57 | 4.57 | 4.57 | 0 | 0 | 0 | 0 | 0 | 0 | 0 | 0 | 0 | 0 | 0 | 0 | 0 | 0 | 0 | 0 | 0 | 0 | System Off | 0 | 0
8479 | 8479 | 2012-12-19 06:59 | 4.8 | 4.8 | 4.8 | 4.8 | 0 | 0 | 0 | 0 | 0 | 0 | 0 | 0 | 0 | 0 | 0 | 0 | 0 | 0 | 0 | 0 | 0 | 0 | System Off | 0 | 0
8480 | 8480 | 2012-12-19 07:59 | 5.03 | 5.42 | 5.42 | 5.03 | 19.92 | 0 | 8.2 | 7 | 14.82 | 24.35 | 0 | 0 | 0 | 0 | 0 | 0 | 0 | 5.47 | 0.73501 | 0.09408 | 0 | 0 | System Off | 0 | 0
8481 | 8481 | 2012-12-19 08:59 | 5.26 | 7.12 | 7.12 | 5.26 | 103.6 | 66.52 | 40.08 | 37 | 14.58 | 118.32 | 0.5 | 0.56 | 0.55 | 0.02 | 49.47 | 0 | 0 | 29.01 | 0.7419 | 0.09408 | 0 | 0 | System Off | 0 | 0
8482 | 8482 | 2012-12-19 09:59 | 5.57 | 8.48 | 8.48 | 5.57 | 164.57 | 126.41 | 62.85 | 58 | 14.78 | 184.65 | 0.8 | 0.68 | 0.67 | 0.05 | 86.53 | 0 | 0 | 45.37 | 0.74755 | 0.09408 | 0 | 0 | System Off | 1 | 0
8483 | 8483 | 2012-12-19 10:59 | 5.88 | 9.33 | 9.33 | 5.88 | 196.25 | 157.52 | 74.69 | 69 | 14.81 | 218.78 | 0.8 | 0.72 | 0.7 | 0.06 | 99.26 | 0 | 0 | 53.95 | 0.75137 | 0.09408 | 0 | 0 | System Off | 1 | 0
8484 | 8484 | 2012-12-19 11:59 | 6.19 | 9.83 | 9.83 | 6.19 | 208.03 | 169.08 | 79.05 | 73 | 14.84 | 231.14 | 0.76 | 0.73 | 0.72 | 0.06 | 100.65 | 0 | 0 | 57.06 | 0.75389 | 0.09408 | 0 | 0 | System Off | 1 | 0
8485 | 8485 | 2012-12-19 12:59 | 5.99 | 8.08 | 8.08 | 5.99 | 115.41 | 78.11 | 44.63 | 41 | 14.66 | 131.32 | 0.67 | 0.59 | 0.58 | 0.03 | 50.04 | 0 | 0 | 32.12 | 0.74681 | 0.09408 | 0 | 0 | System Off | 0 | 0
8486 | 8486 | 2012-12-19 13:59 | 5.79 | 11.52 | 11.52 | 5.79 | 324.39 | 283.3 | 120.92 | 113 | 14.95 | 351.41 | 0.83 | 0.81 | 0.79 | 0.1 | 209.89 | 0 | 0 | 88.19 | 0.759 | 0.09408 | 0 | 0 | System Off | 1 | 0
8487 | 8487 | 2012-12-19 14:59 | 5.59 | 5.59 | 5.59 | 5.59 | 0 | 0 | 0 | 0 | 0 | 0 | 0 | 0 | 0 | 0 | 0 | 0 | 0 | 0 | 0 | 0 | 0 | 0 | System Off | 0 | 0
8488 | 8488 | 2012-12-19 15:59 | 4.72 | 4.72 | 4.72 | 4.72 | 0 | 0 | 0 | 0 | 0 | 0 | 0 | 0 | 0 | 0 | 0 | 0 | 0 | 0 | 0 | 0 | 0 | 0 | System Off | 0 | 0
8489 | 8489 | 2012-12-19 16:59 | 3.84 | 3.84 | 3.84 | 3.84 | 0 | 0 | 0 | 0 | 0 | 0 | 0 | 0 | 0 | 0 | 0 | 0 | 0 | 0 | 0 | 0 | 0 | 0 | System Off | 0 | 0
8490 | 8490 | 2012-12-19 17:59 | 2.97 | 2.97 | 2.97 | 2.97 | 0 | 0 | 0 | 0 | 0 | 0 | 0 | 0 | 0 | 0 | 0 | 0 | 0 | 0 | 0 | 0 | 0 | 0 | System Off | 0 | 0
8491 | 8491 | 2012-12-19 18:59 | 2.96 | 2.96 | 2.96 | 2.96 | 0 | 0 | 0 | 0 | 0 | 0 | 0 | 0 | 0 | 0 | 0 | 0 | 0 | 0 | 0 | 0 | 0 | 0 | System Off | 0 | 0
8492 | 8492 | 2012-12-19 19:59 | 2.95 | 2.95 | 2.95 | 2.95 | 0 | 0 | 0 | 0 | 0 | 0 | 0 | 0 | 0 | 0 | 0 | 0 | 0 | 0 | 0 | 0 | 0 | 0 | System Off | 0 | 0
8493 | 8493 | 2012-12-19 20:59 | 2.94 | 2.94 | 2.94 | 2.94 | 0 | 0 | 0 | 0 | 0 | 0 | 0 | 0 | 0 | 0 | 0 | 0 | 0 | 0 | 0 | 0 | 0 | 0 | System Off | 0 | 0
8494 | 8494 | 2012-12-19 21:59 | 3.01 | 3.01 | 3.01 | 3.01 | 0 | 0 | 0 | 0 | 0 | 0 | 0 | 0 | 0 | 0 | 0 | 0 | 0 | 0 | 0 | 0 | 0 | 0 | System Off | 0 | 0
8495 | 8495 | 2012-12-19 22:59 | 3.08 | 3.08 | 3.08 | 3.08 | 0 | 0 | 0 | 0 | 0 | 0 | 0 | 0 | 0 | 0 | 0 | 0 | 0 | 0 | 0 | 0 | 0 | 0 | System Off | 0 | 0
8496 | 8496 | 2012-12-19 23:59 | 3.15 | 3.15 | 3.15 | 3.15 | 0 | 0 | 0 | 0 | 0 | 0 | 0 | 0 | 0 | 0 | 0 | 0 | 0 | 0 | 0 | 0 | 0 | 0 | System Off | 0 | 0
8497 | 8497 | 2012-12-20 00:59 | 3.02 | 3.02 | 3.02 | 3.02 | 0 | 0 | 0 | 0 | 0 | 0 | 0 | 0 | 0 | 0 | 0 | 0 | 0 | 0 | 0 | 0 | 0 | 0 | System Off | 0 | 0
8498 | 8498 | 2012-12-20 01:59 | 2.89 | 2.89 | 2.89 | 2.89 | 0 | 0 | 0 | 0 | 0 | 0 | 0 | 0 | 0 | 0 | 0 | 0 | 0 | 0 | 0 | 0 | 0 | 0 | System Off | 0 | 0
8499 | 8499 | 2012-12-20 02:59 | 2.76 | 2.76 | 2.76 | 2.76 | 0 | 0 | 0 | 0 | 0 | 0 | 0 | 0 | 0 | 0 | 0 | 0 | 0 | 0 | 0 | 0 | 0 | 0 | System Off | 0 | 0
8500 | 8500 | 2012-12-20 03:59 | 2.5 | 2.5 | 2.5 | 2.5 | 0 | 0 | 0 | 0 | 0 | 0 | 0 | 0 | 0 | 0 | 0 | 0 | 0 | 0 | 0 | 0 | 0 | 0 | System Off | 0 | 0
8501 | 8501 | 2012-12-20 04:59 | 2.24 | 2.24 | 2.24 | 2.24 | 0 | 0 | 0 | 0 | 0 | 0 | 0 | 0 | 0 | 0 | 0 | 0 | 0 | 0 | 0 | 0 | 0 | 0 | System Off | 0 | 0
8502 | 8502 | 2012-12-20 05:59 | 1.97 | 1.97 | 1.97 | 1.97 | 0 | 0 | 0 | 0 | 0 | 0 | 0 | 0 | 0 | 0 | 0 | 0 | 0 | 0 | 0 | 0 | 0 | 0 | System Off | 0 | 0
8503 | 8503 | 2012-12-20 06:59 | 2.17 | 2.17 | 2.17 | 2.17 | 0 | 0 | 0 | 0 | 0 | 0 | 0 | 0 | 0 | 0 | 0 | 0 | 0 | 0 | 0 | 0 | 0 | 0 | System Off | 0 | 0
8504 | 8504 | 2012-12-20 07:59 | 2.37 | 4.97 | 4.97 | 2.37 | 209.75 | 170.77 | 77.52 | 72 | 15.17 | 230.59 | 0.77 | 0.74 | 0.73 | 0.06 | 149.92 | 0 | 0 | 56.04 | 0.73181 | 0.09408 | 0 | 0 | System Off | 1 | 0
8505 | 8505 | 2012-12-20 08:59 | 2.56 | 13 | 13 | 2.56 | 880.95 | 828.62 | 316.03 | 299 | 15.35 | 913.51 | 0.95 | 0.91 | 0.89 | 0.3 | 616.23 | 0 | 0 | 232.19 | 0.77441 | 0.09408 | 0 | 0 | System Off | 1 | 0
8506 | 8506 | 2012-12-20 09:59 | 2.94 | 24.39 | 24.39 | 2.94 | 1800.86 | 1726.29 | 655.85 | 626 | 14.98 | 1817.46 | 0.95 | 0.95 | 0.93 | 0.62 | 1181.71 | 0 | 0 | 488.39 | 0.83774 | 0.09408 | 0 | 0 | System Off | 1 | 0
8507 | 8507 | 2012-12-20 10:59 | 3.33 | 12.32 | 12.32 | 3.33 | 770.91 | 720.93 | 277.77 | 262 | 15.33 | 804.89 | 0.94 | 0.9 | 0.88 | 0.26 | 454.27 | 0 | 0 | 203.51 | 0.77211 | 0.09408 | 0 | 0 | System Off | 1 | 0
8508 | 8508 | 2012-12-20 11:59 | 3.71 | 7.72 | 7.72 | 3.71 | 340.36 | 298.97 | 125.21 | 117 | 15.15 | 368.87 | 0.88 | 0.81 | 0.79 | 0.11 | 177.96 | 0 | 0 | 91.08 | 0.7477 | 0.09408 | 0 | 0 | System Off | 1 | 0
8509 | 8509 | 2012-12-20 12:59 | 3.51 | 4.89 | 4.89 | 3.51 | 112.07 | 74.83 | 42.81 | 39 | 14.97 | 127.39 | 0.7 | 0.59 | 0.58 | 0.03 | 47.94 | 0 | 0 | 30.43 | 0.73227 | 0.09408 | 0 | 0 | System Off | 0 | 0
8510 | 8510 | 2012-12-20 13:59 | 3.31 | 4.4 | 4.4 | 3.31 | 87.54 | 50.73 | 33.7 | 31 | 14.71 | 100.46 | 0.59 | 0.5 | 0.49 | 0.02 | 37.59 | 0 | 0 | 24.27 | 0.74822 | 0.09408 | 0 | 0 | System Off | 0 | 0
8511 | 8511 | 2012-12-20 14:59 | 3.12 | 3.12 | 3.12 | 3.12 | 0 | 0 | 0 | 0 | 0 | 0 | 0 | 0 | 0 | 0 | 0 | 0 | 0 | 0 | 0 | 0 | 0 | 0 | System Off | 0 | 0
8512 | 8512 | 2012-12-20 15:59 | 3.05 | 3.05 | 3.05 | 3.05 | 0 | 0 | 0 | 0 | 0 | 0 | 0 | 0 | 0 | 0 | 0 | 0 | 0 | 0 | 0 | 0 | 0 | 0 | System Off | 0 | 0
8513 | 8513 | 2012-12-20 16:59 | 2.98 | 2.98 | 2.98 | 2.98 | 0 | 0 | 0 | 0 | 0 | 0 | 0 | 0 | 0 | 0 | 0 | 0 | 0 | 0 | 0 | 0 | 0 | 0 | System Off | 0 | 0
8514 | 8514 | 2012-12-20 17:59 | 2.91 | 2.91 | 2.91 | 2.91 | 0 | 0 | 0 | 0 | 0 | 0 | 0 | 0 | 0 | 0 | 0 | 0 | 0 | 0 | 0 | 0 | 0 | 0 | System Off | 0 | 0
8515 | 8515 | 2012-12-20 18:59 | 3.24 | 3.24 | 3.24 | 3.24 | 0 | 0 | 0 | 0 | 0 | 0 | 0 | 0 | 0 | 0 | 0 | 0 | 0 | 0 | 0 | 0 | 0 | 0 | System Off | 0 | 0
8516 | 8516 | 2012-12-20 19:59 | 3.56 | 3.56 | 3.56 | 3.56 | 0 | 0 | 0 | 0 | 0 | 0 | 0 | 0 | 0 | 0 | 0 | 0 | 0 | 0 | 0 | 0 | 0 | 0 | System Off | 0 | 0
8517 | 8517 | 2012-12-20 20:59 | 3.89 | 3.89 | 3.89 | 3.89 | 0 | 0 | 0 | 0 | 0 | 0 | 0 | 0 | 0 | 0 | 0 | 0 | 0 | 0 | 0 | 0 | 0 | 0 | System Off | 0 | 0
8518 | 8518 | 2012-12-20 21:59 | 4.56 | 4.56 | 4.56 | 4.56 | 0 | 0 | 0 | 0 | 0 | 0 | 0 | 0 | 0 | 0 | 0 | 0 | 0 | 0 | 0 | 0 | 0 | 0 | System Off | 0 | 0
8519 | 8519 | 2012-12-20 22:59 | 5.23 | 5.23 | 5.23 | 5.23 | 0 | 0 | 0 | 0 | 0 | 0 | 0 | 0 | 0 | 0 | 0 | 0 | 0 | 0 | 0 | 0 | 0 | 0 | System Off | 0 | 0
8520 | 8520 | 2012-12-20 23:59 | 5.9 | 5.9 | 5.9 | 5.9 | 0 | 0 | 0 | 0 | 0 | 0 | 0 | 0 | 0 | 0 | 0 | 0 | 0 | 0 | 0 | 0 | 0 | 0 | System Off | 0 | 0
8521 | 8521 | 2012-12-21 00:59 | 5.86 | 5.86 | 5.86 | 5.86 | 0 | 0 | 0 | 0 | 0 | 0 | 0 | 0 | 0 | 0 | 0 | 0 | 0 | 0 | 0 | 0 | 0 | 0 | System Off | 0 | 0
8522 | 8522 | 2012-12-21 01:59 | 5.82 | 5.82 | 5.82 | 5.82 | 0 | 0 | 0 | 0 | 0 | 0 | 0 | 0 | 0 | 0 | 0 | 0 | 0 | 0 | 0 | 0 | 0 | 0 | System Off | 0 | 0
8523 | 8523 | 2012-12-21 02:59 | 5.77 | 5.77 | 5.77 | 5.77 | 0 | 0 | 0 | 0 | 0 | 0 | 0 | 0 | 0 | 0 | 0 | 0 | 0 | 0 | 0 | 0 | 0 | 0 | System Off | 0 | 0
8524 | 8524 | 2012-12-21 03:59 | 6.19 | 6.19 | 6.19 | 6.19 | 0 | 0 | 0 | 0 | 0 | 0 | 0 | 0 | 0 | 0 | 0 | 0 | 0 | 0 | 0 | 0 | 0 | 0 | System Off | 0 | 0
8525 | 8525 | 2012-12-21 04:59 | 6.6 | 6.6 | 6.6 | 6.6 | 0 | 0 | 0 | 0 | 0 | 0 | 0 | 0 | 0 | 0 | 0 | 0 | 0 | 0 | 0 | 0 | 0 | 0 | System Off | 0 | 0
8526 | 8526 | 2012-12-21 05:59 | 7.01 | 7.01 | 7.01 | 7.01 | 0 | 0 | 0 | 0 | 0 | 0 | 0 | 0 | 0 | 0 | 0 | 0 | 0 | 0 | 0 | 0 | 0 | 0 | System Off | 0 | 0
8527 | 8527 | 2012-12-21 06:59 | 7.29 | 7.29 | 7.29 | 7.29 | 0 | 0 | 0 | 0 | 0 | 0 | 0 | 0 | 0 | 0 | 0 | 0 | 0 | 0 | 0 | 0 | 0 | 0 | System Off | 0 | 0
8528 | 8528 | 2012-12-21 07:59 | 7.57 | 8.22 | 8.22 | 7.57 | 33.51 | 0 | 13.66 | 12 | 14.54 | 40.18 | 0 | 0 | 0 | 0 | 0 | 0 | 0 | 9.41 | 0.75047 | 0.09408 | 0 | 0 | System Off | 0 | 0
8529 | 8529 | 2012-12-21 08:59 | 7.84 | 9.57 | 9.57 | 7.84 | 87.94 | 51.13 | 34.61 | 32 | 14.31 | 101.3 | 0.58 | 0.5 | 0.49 | 0.02 | 38.02 | 0 | 0 | 25.18 | 0.7558 | 0.09408 | 0 | 0 | System Off | 0 | 0
8530 | 8530 | 2012-12-21 09:59 | 8.02 | 10.51 | 10.51 | 8.02 | 133.68 | 96.07 | 51.92 | 48 | 14.51 | 151.43 | 0.58 | 0.63 | 0.62 | 0.03 | 65.76 | 0 | 0 | 37.68 | 0.75983 | 0.09408 | 0 | 0 | System Off | 0 | 0
8531 | 8531 | 2012-12-21 10:59 | 8.19 | 9.49 | 9.49 | 8.19 | 71.13 | 34.61 | 28.24 | 26 | 14.25 | 82.66 | 0.35 | 0.42 | 0.41 | 0.01 | 21.81 | 0 | 0 | 20.48 | 0.75669 | 0.09408 | 0 | 0 | System Off | 0 | 0
8532 | 8532 | 2012-12-21 11:59 | 8.37 | 9.34 | 9.34 | 8.37 | 54.48 | 18.25 | 21.86 | 20 | 14.19 | 64.03 | 0.46 | 0.29 | 0.28 | 0.01 | 10.86 | 0 | 0 | 15.76 | 0.7566 | 0.09408 | 0 | 0 | System Off | 0 | 0
8533 | 8533 | 2012-12-21 12:59 | 7.95 | 9.24 | 9.24 | 7.95 | 73.61 | 37.05 | 29.15 | 27 | 14.2 | 85.4 | 0.34 | 0.43 | 0.42 | 0.01 | 23.73 | 0 | 0 | 21.28 | 0.7555 | 0.09408 | 0 | 0 | System Off | 0 | 0
8534 | 8534 | 2012-12-21 13:59 | 7.53 | 10.25 | 10.25 | 7.53 | 159.82 | 121.74 | 61.24 | 57 | 14.6 | 178.79 | 0.65 | 0.68 | 0.67 | 0.04 | 90.19 | 0 | 0 | 44.69 | 0.75868 | 0.09408 | 0 | 0 | System Off | 1 | 0
8535 | 8535 | 2012-12-21 14:59 | 7.11 | 7.11 | 7.11 | 7.11 | 0 | 0 | 0 | 0 | 0 | 0 | 0 | 0 | 0 | 0 | 0 | 0 | 0 | 0 | 0 | 0 | 0 | 0 | System Off | 0 | 0
8536 | 8536 | 2012-12-21 15:59 | 6.97 | 6.97 | 6.97 | 6.97 | 0 | 0 | 0 | 0 | 0 | 0 | 0 | 0 | 0 | 0 | 0 | 0 | 0 | 0 | 0 | 0 | 0 | 0 | System Off | 0 | 0
8537 | 8537 | 2012-12-21 16:59 | 6.82 | 6.82 | 6.82 | 6.82 | 0 | 0 | 0 | 0 | 0 | 0 | 0 | 0 | 0 | 0 | 0 | 0 | 0 | 0 | 0 | 0 | 0 | 0 | System Off | 0 | 0
8538 | 8538 | 2012-12-21 17:59 | 6.68 | 6.68 | 6.68 | 6.68 | 0 | 0 | 0 | 0 | 0 | 0 | 0 | 0 | 0 | 0 | 0 | 0 | 0 | 0 | 0 | 0 | 0 | 0 | System Off | 0 | 0
8539 | 8539 | 2012-12-21 18:59 | 6.57 | 6.57 | 6.57 | 6.57 | 0 | 0 | 0 | 0 | 0 | 0 | 0 | 0 | 0 | 0 | 0 | 0 | 0 | 0 | 0 | 0 | 0 | 0 | System Off | 0 | 0
8540 | 8540 | 2012-12-21 19:59 | 6.46 | 6.46 | 6.46 | 6.46 | 0 | 0 | 0 | 0 | 0 | 0 | 0 | 0 | 0 | 0 | 0 | 0 | 0 | 0 | 0 | 0 | 0 | 0 | System Off | 0 | 0
8541 | 8541 | 2012-12-21 20:59 | 6.35 | 6.35 | 6.35 | 6.35 | 0 | 0 | 0 | 0 | 0 | 0 | 0 | 0 | 0 | 0 | 0 | 0 | 0 | 0 | 0 | 0 | 0 | 0 | System Off | 0 | 0
8542 | 8542 | 2012-12-21 21:59 | 6.31 | 6.31 | 6.31 | 6.31 | 0 | 0 | 0 | 0 | 0 | 0 | 0 | 0 | 0 | 0 | 0 | 0 | 0 | 0 | 0 | 0 | 0 | 0 | System Off | 0 | 0
8543 | 8543 | 2012-12-21 22:59 | 6.28 | 6.28 | 6.28 | 6.28 | 0 | 0 | 0 | 0 | 0 | 0 | 0 | 0 | 0 | 0 | 0 | 0 | 0 | 0 | 0 | 0 | 0 | 0 | System Off | 0 | 0
8544 | 8544 | 2012-12-21 23:59 | 6.25 | 6.25 | 6.25 | 6.25 | 0 | 0 | 0 | 0 | 0 | 0 | 0 | 0 | 0 | 0 | 0 | 0 | 0 | 0 | 0 | 0 | 0 | 0 | System Off | 0 | 0
8545 | 8545 | 2012-12-22 00:59 | 6.3 | 6.3 | 6.3 | 6.3 | 0 | 0 | 0 | 0 | 0 | 0 | 0 | 0 | 0 | 0 | 0 | 0 | 0 | 0 | 0 | 0 | 0 | 0 | System Off | 0 | 0
8546 | 8546 | 2012-12-22 01:59 | 6.35 | 6.35 | 6.35 | 6.35 | 0 | 0 | 0 | 0 | 0 | 0 | 0 | 0 | 0 | 0 | 0 | 0 | 0 | 0 | 0 | 0 | 0 | 0 | System Off | 0 | 0
8547 | 8547 | 2012-12-22 02:59 | 6.39 | 6.39 | 6.39 | 6.39 | 0 | 0 | 0 | 0 | 0 | 0 | 0 | 0 | 0 | 0 | 0 | 0 | 0 | 0 | 0 | 0 | 0 | 0 | System Off | 0 | 0
8548 | 8548 | 2012-12-22 03:59 | 6.24 | 6.24 | 6.24 | 6.24 | 0 | 0 | 0 | 0 | 0 | 0 | 0 | 0 | 0 | 0 | 0 | 0 | 0 | 0 | 0 | 0 | 0 | 0 | System Off | 0 | 0
8549 | 8549 | 2012-12-22 04:59 | 6.08 | 6.08 | 6.08 | 6.08 | 0 | 0 | 0 | 0 | 0 | 0 | 0 | 0 | 0 | 0 | 0 | 0 | 0 | 0 | 0 | 0 | 0 | 0 | System Off | 0 | 0
8550 | 8550 | 2012-12-22 05:59 | 5.92 | 5.92 | 5.92 | 5.92 | 0 | 0 | 0 | 0 | 0 | 0 | 0 | 0 | 0 | 0 | 0 | 0 | 0 | 0 | 0 | 0 | 0 | 0 | System Off | 0 | 0
8551 | 8551 | 2012-12-22 06:59 | 5.94 | 5.94 | 5.94 | 5.94 | 0 | 0 | 0 | 0 | 0 | 0 | 0 | 0 | 0 | 0 | 0 | 0 | 0 | 0 | 0 | 0 | 0 | 0 | System Off | 0 | 0
8552 | 8552 | 2012-12-22 07:59 | 5.96 | 6.54 | 6.54 | 5.96 | 33.79 | 0 | 13.66 | 12 | 14.67 | 40.42 | 0 | 0 | 0 | 0 | 0 | 0 | 0 | 9.4 | 0.74124 | 0.09408 | 0 | 0 | System Off | 0 | 0
8553 | 8553 | 2012-12-22 08:59 | 5.97 | 8.91 | 8.91 | 5.97 | 183.59 | 145.09 | 69.53 | 65 | 14.71 | 203.96 | 0.72 | 0.71 | 0.7 | 0.05 | 107.9 | 0 | 0 | 50.89 | 0.75116 | 0.09408 | 0 | 0 | System Off | 1 | 0
8554 | 8554 | 2012-12-22 09:59 | 6.03 | 11.93 | 11.93 | 6.03 | 386.07 | 343.82 | 143.26 | 134 | 15.01 | 415.72 | 0.84 | 0.83 | 0.81 | 0.12 | 235.36 | 0 | 0 | 104.51 | 0.76428 | 0.09408 | 0 | 0 | System Off | 1 | 0
8555 | 8555 | 2012-12-22 10:59 | 6.09 | 14.76 | 14.76 | 6.09 | 586.15 | 539.98 | 215.85 | 203 | 15.04 | 619.97 | 0.93 | 0.87 | 0.85 | 0.2 | 340.25 | 0 | 0 | 158.26 | 0.77747 | 0.09408 | 0 | 0 | System Off | 1 | 0
8556 | 8556 | 2012-12-22 11:59 | 6.15 | 9.28 | 9.28 | 6.15 | 211.04 | 172.04 | 79.97 | 74 | 14.85 | 234.28 | 0.75 | 0.73 | 0.72 | 0.06 | 102.4 | 0 | 0 | 57.83 | 0.75385 | 0.09408 | 0 | 0 | System Off | 1 | 0
8557 | 8557 | 2012-12-22 12:59 | 6.43 | 8.01 | 8.01 | 6.43 | 105.63 | 68.51 | 40.99 | 38 | 14.48 | 120.62 | 0.49 | 0.57 | 0.56 | 0.02 | 43.89 | 0 | 0 | 29.84 | 0.74879 | 0.09408 | 0 | 0 | System Off | 0 | 0
8558 | 8558 | 2012-12-22 13:59 | 6.7 | 7.78 | 7.78 | 6.7 | 71.69 | 35.16 | 28.24 | 26 | 14.36 | 83.17 | 0.35 | 0.42 | 0.41 | 0.01 | 26.05 | 0 | 0 | 20.45 | 0.74811 | 0.09408 | 0 | 0 | System Off | 0 | 0
8559 | 8559 | 2012-12-22 14:59 | 6.98 | 6.98 | 6.98 | 6.98 | 0 | 0 | 0 | 0 | 0 | 0 | 0 | 0 | 0 | 0 | 0 | 0 | 0 | 0 | 0 | 0 | 0 | 0 | System Off | 0 | 0
8560 | 8560 | 2012-12-22 15:59 | 6.9 | 6.9 | 6.9 | 6.9 | 0 | 0 | 0 | 0 | 0 | 0 | 0 | 0 | 0 | 0 | 0 | 0 | 0 | 0 | 0 | 0 | 0 | 0 | System Off | 0 | 0
8561 | 8561 | 2012-12-22 16:59 | 6.82 | 6.82 | 6.82 | 6.82 | 0 | 0 | 0 | 0 | 0 | 0 | 0 | 0 | 0 | 0 | 0 | 0 | 0 | 0 | 0 | 0 | 0 | 0 | System Off | 0 | 0
8562 | 8562 | 2012-12-22 17:59 | 6.74 | 6.74 | 6.74 | 6.74 | 0 | 0 | 0 | 0 | 0 | 0 | 0 | 0 | 0 | 0 | 0 | 0 | 0 | 0 | 0 | 0 | 0 | 0 | System Off | 0 | 0
8563 | 8563 | 2012-12-22 18:59 | 7.6 | 7.6 | 7.6 | 7.6 | 0 | 0 | 0 | 0 | 0 | 0 | 0 | 0 | 0 | 0 | 0 | 0 | 0 | 0 | 0 | 0 | 0 | 0 | System Off | 0 | 0
8564 | 8564 | 2012-12-22 19:59 | 8.45 | 8.45 | 8.45 | 8.45 | 0 | 0 | 0 | 0 | 0 | 0 | 0 | 0 | 0 | 0 | 0 | 0 | 0 | 0 | 0 | 0 | 0 | 0 | System Off | 0 | 0
8565 | 8565 | 2012-12-22 20:59 | 9.31 | 9.31 | 9.31 | 9.31 | 0 | 0 | 0 | 0 | 0 | 0 | 0 | 0 | 0 | 0 | 0 | 0 | 0 | 0 | 0 | 0 | 0 | 0 | System Off | 0 | 0
8566 | 8566 | 2012-12-22 21:59 | 10.39 | 10.39 | 10.39 | 10.39 | 0 | 0 | 0 | 0 | 0 | 0 | 0 | 0 | 0 | 0 | 0 | 0 | 0 | 0 | 0 | 0 | 0 | 0 | System Off | 0 | 0
8567 | 8567 | 2012-12-22 22:59 | 11.47 | 11.47 | 11.47 | 11.47 | 0 | 0 | 0 | 0 | 0 | 0 | 0 | 0 | 0 | 0 | 0 | 0 | 0 | 0 | 0 | 0 | 0 | 0 | System Off | 0 | 0
8568 | 8568 | 2012-12-22 23:59 | 12.55 | 12.55 | 12.55 | 12.55 | 0 | 0 | 0 | 0 | 0 | 0 | 0 | 0 | 0 | 0 | 0 | 0 | 0 | 0 | 0 | 0 | 0 | 0 | System Off | 0 | 0
8569 | 8569 | 2012-12-23 00:59 | 12.14 | 12.14 | 12.14 | 12.14 | 0 | 0 | 0 | 0 | 0 | 0 | 0 | 0 | 0 | 0 | 0 | 0 | 0 | 0 | 0 | 0 | 0 | 0 | System Off | 0 | 0
8570 | 8570 | 2012-12-23 01:59 | 11.74 | 11.74 | 11.74 | 11.74 | 0 | 0 | 0 | 0 | 0 | 0 | 0 | 0 | 0 | 0 | 0 | 0 | 0 | 0 | 0 | 0 | 0 | 0 | System Off | 0 | 0
8571 | 8571 | 2012-12-23 02:59 | 11.33 | 11.33 | 11.33 | 11.33 | 0 | 0 | 0 | 0 | 0 | 0 | 0 | 0 | 0 | 0 | 0 | 0 | 0 | 0 | 0 | 0 | 0 | 0 | System Off | 0 | 0
8572 | 8572 | 2012-12-23 03:59 | 11.44 | 11.44 | 11.44 | 11.44 | 0 | 0 | 0 | 0 | 0 | 0 | 0 | 0 | 0 | 0 | 0 | 0 | 0 | 0 | 0 | 0 | 0 | 0 | System Off | 0 | 0
8573 | 8573 | 2012-12-23 04:59 | 11.55 | 11.55 | 11.55 | 11.55 | 0 | 0 | 0 | 0 | 0 | 0 | 0 | 0 | 0 | 0 | 0 | 0 | 0 | 0 | 0 | 0 | 0 | 0 | System Off | 0 | 0
8574 | 8574 | 2012-12-23 05:59 | 11.66 | 11.66 | 11.66 | 11.66 | 0 | 0 | 0 | 0 | 0 | 0 | 0 | 0 | 0 | 0 | 0 | 0 | 0 | 0 | 0 | 0 | 0 | 0 | System Off | 0 | 0
8575 | 8575 | 2012-12-23 06:59 | 11.8 | 11.8 | 11.8 | 11.8 | 0 | 0 | 0 | 0 | 0 | 0 | 0 | 0 | 0 | 0 | 0 | 0 | 0 | 0 | 0 | 0 | 0 | 0 | System Off | 0 | 0
8576 | 8576 | 2012-12-23 07:59 | 11.94 | 12.06 | 12.06 | 11.94 | 8.22 | 0 | 3.64 | 3 | 14.27 | 10.57 | 0 | 0 | 0 | 0 | 0 | 0 | 0 | 2.36 | 0.7741 | 0.09408 | 0 | 0 | System Off | 0 | 0
8577 | 8577 | 2012-12-23 08:59 | 12.07 | 12.96 | 12.96 | 12.07 | 69.99 | 33.49 | 28.24 | 26 | 14.02 | 81.63 | 0.35 | 0.41 | 0.4 | 0.01 | 24.91 | 0 | 0 | 20.53 | 0.77929 | 0.09408 | 0 | 0 | System Off | 0 | 0
8578 | 8578 | 2012-12-23 09:59 | 12.18 | 12.73 | 12.73 | 12.18 | 41.99 | 5.97 | 17.31 | 16 | 13.67 | 50.08 | 0 | 0.12 | 0.12 | 0 | 4.09 | 0 | 0 | 12.69 | 0.77802 | 0.09408 | 0 | 0 | System Off | 0 | 0
8579 | 8579 | 2012-12-23 10:59 | 12.28 | 13.35 | 13.35 | 12.28 | 84.06 | 47.31 | 33.7 | 31 | 14.12 | 97.29 | 0.59 | 0.49 | 0.48 | 0.02 | 29.81 | 0 | 0 | 24.45 | 0.78147 | 0.09408 | 0 | 0 | System Off | 0 | 0
8580 | 8580 | 2012-12-23 11:59 | 12.39 | 13.46 | 13.46 | 12.39 | 84.01 | 47.27 | 33.7 | 31 | 14.11 | 97.25 | 0.59 | 0.49 | 0.48 | 0.02 | 28.14 | 0 | 0 | 24.45 | 0.78212 | 0.09408 | 0 | 0 | System Off | 0 | 0
8581 | 8581 | 2012-12-23 12:59 | 12.39 | 13.04 | 13.04 | 12.39 | 48.88 | 12.74 | 20.04 | 18 | 14.14 | 57.92 | 0 | 0.22 | 0.22 | 0 | 8.16 | 0 | 0 | 14.19 | 0.77962 | 0.09408 | 0 | 0 | System Off | 0 | 0
8582 | 8582 | 2012-12-23 13:59 | 12.39 | 13.21 | 13.21 | 12.39 | 60.51 | 24.17 | 24.59 | 22 | 14.33 | 71.04 | 0.41 | 0.34 | 0.33 | 0.01 | 17.91 | 0 | 0 | 17.31 | 0.78038 | 0.09408 | 0 | 0 | System Off | 0 | 0
8583 | 8583 | 2012-12-23 14:59 | 12.39 | 12.39 | 12.39 | 12.39 | 0 | 0 | 0 | 0 | 0 | 0 | 0 | 0 | 0 | 0 | 0 | 0 | 0 | 0 | 0 | 0 | 0 | 0 | System Off | 0 | 0
8584 | 8584 | 2012-12-23 15:59 | 12.34 | 12.34 | 12.34 | 12.34 | 0 | 0 | 0 | 0 | 0 | 0 | 0 | 0 | 0 | 0 | 0 | 0 | 0 | 0 | 0 | 0 | 0 | 0 | System Off | 0 | 0
8585 | 8585 | 2012-12-23 16:59 | 12.28 | 12.28 | 12.28 | 12.28 | 0 | 0 | 0 | 0 | 0 | 0 | 0 | 0 | 0 | 0 | 0 | 0 | 0 | 0 | 0 | 0 | 0 | 0 | System Off | 0 | 0
8586 | 8586 | 2012-12-23 17:59 | 12.23 | 12.23 | 12.23 | 12.23 | 0 | 0 | 0 | 0 | 0 | 0 | 0 | 0 | 0 | 0 | 0 | 0 | 0 | 0 | 0 | 0 | 0 | 0 | System Off | 0 | 0
8587 | 8587 | 2012-12-23 18:59 | 12.25 | 12.25 | 12.25 | 12.25 | 0 | 0 | 0 | 0 | 0 | 0 | 0 | 0 | 0 | 0 | 0 | 0 | 0 | 0 | 0 | 0 | 0 | 0 | System Off | 0 | 0
8588 | 8588 | 2012-12-23 19:59 | 12.26 | 12.26 | 12.26 | 12.26 | 0 | 0 | 0 | 0 | 0 | 0 | 0 | 0 | 0 | 0 | 0 | 0 | 0 | 0 | 0 | 0 | 0 | 0 | System Off | 0 | 0
8589 | 8589 | 2012-12-23 20:59 | 12.28 | 12.28 | 12.28 | 12.28 | 0 | 0 | 0 | 0 | 0 | 0 | 0 | 0 | 0 | 0 | 0 | 0 | 0 | 0 | 0 | 0 | 0 | 0 | System Off | 0 | 0
8590 | 8590 | 2012-12-23 21:59 | 12.12 | 12.12 | 12.12 | 12.12 | 0 | 0 | 0 | 0 | 0 | 0 | 0 | 0 | 0 | 0 | 0 | 0 | 0 | 0 | 0 | 0 | 0 | 0 | System Off | 0 | 0
8591 | 8591 | 2012-12-23 22:59 | 11.97 | 11.97 | 11.97 | 11.97 | 0 | 0 | 0 | 0 | 0 | 0 | 0 | 0 | 0 | 0 | 0 | 0 | 0 | 0 | 0 | 0 | 0 | 0 | System Off | 0 | 0
8592 | 8592 | 2012-12-23 23:59 | 11.82 | 11.82 | 11.82 | 11.82 | 0 | 0 | 0 | 0 | 0 | 0 | 0 | 0 | 0 | 0 | 0 | 0 | 0 | 0 | 0 | 0 | 0 | 0 | System Off | 0 | 0
8593 | 8593 | 2012-12-24 00:59 | 11.51 | 11.51 | 11.51 | 11.51 | 0 | 0 | 0 | 0 | 0 | 0 | 0 | 0 | 0 | 0 | 0 | 0 | 0 | 0 | 0 | 0 | 0 | 0 | System Off | 0 | 0
8594 | 8594 | 2012-12-24 01:59 | 11.21 | 11.21 | 11.21 | 11.21 | 0 | 0 | 0 | 0 | 0 | 0 | 0 | 0 | 0 | 0 | 0 | 0 | 0 | 0 | 0 | 0 | 0 | 0 | System Off | 0 | 0
8595 | 8595 | 2012-12-24 02:59 | 10.9 | 10.9 | 10.9 | 10.9 | 0 | 0 | 0 | 0 | 0 | 0 | 0 | 0 | 0 | 0 | 0 | 0 | 0 | 0 | 0 | 0 | 0 | 0 | System Off | 0 | 0
8596 | 8596 | 2012-12-24 03:59 | 10.69 | 10.69 | 10.69 | 10.69 | 0 | 0 | 0 | 0 | 0 | 0 | 0 | 0 | 0 | 0 | 0 | 0 | 0 | 0 | 0 | 0 | 0 | 0 | System Off | 0 | 0
8597 | 8597 | 2012-12-24 04:59 | 10.48 | 10.48 | 10.48 | 10.48 | 0 | 0 | 0 | 0 | 0 | 0 | 0 | 0 | 0 | 0 | 0 | 0 | 0 | 0 | 0 | 0 | 0 | 0 | System Off | 0 | 0
8598 | 8598 | 2012-12-24 05:59 | 10.27 | 10.27 | 10.27 | 10.27 | 0 | 0 | 0 | 0 | 0 | 0 | 0 | 0 | 0 | 0 | 0 | 0 | 0 | 0 | 0 | 0 | 0 | 0 | System Off | 0 | 0
8599 | 8599 | 2012-12-24 06:59 | 10.33 | 10.33 | 10.33 | 10.33 | 0 | 0 | 0 | 0 | 0 | 0 | 0 | 0 | 0 | 0 | 0 | 0 | 0 | 0 | 0 | 0 | 0 | 0 | System Off | 0 | 0
8600 | 8600 | 2012-12-24 07:59 | 10.39 | 10.96 | 10.96 | 10.39 | 30.77 | 0 | 12.75 | 11 | 14.57 | 37.13 | 0 | 0 | 0 | 0 | 0 | 0 | 0 | 8.63 | 0.76659 | 0.09408 | 0 | 0 | System Off | 0 | 0
8601 | 8601 | 2012-12-24 08:59 | 10.44 | 15.1 | 15.1 | 10.44 | 278.72 | 238.49 | 106.03 | 99 | 14.66 | 304.14 | 0.85 | 0.78 | 0.77 | 0.09 | 177.36 | 0 | 0 | 77.55 | 0.78356 | 0.09408 | 0 | 0 | System Off | 1 | 0
8602 | 8602 | 2012-12-24 09:59 | 10.87 | 22.94 | 22.94 | 10.87 | 752.09 | 702.5 | 282.24 | 267 | 14.67 | 786.42 | 0.89 | 0.89 | 0.87 | 0.25 | 480.89 | 0 | 0 | 209.14 | 0.81815 | 0.09408 | 0 | 0 | System Off | 1 | 0
8603 | 8603 | 2012-12-24 10:59 | 11.3 | 25.3 | 25.3 | 11.3 | 894.38 | 841.76 | 336.42 | 318 | 14.65 | 929.05 | 0.89 | 0.91 | 0.89 | 0.3 | 530.41 | 0 | 0 | 249.16 | 0.83055 | 0.09408 | 0 | 0 | System Off | 1 | 0
8604 | 8604 | 2012-12-24 11:59 | 11.73 | 28.22 | 28.22 | 11.73 | 1079.57 | 1022.82 | 407.2 | 386 | 14.57 | 1112.07 | 0.91 | 0.92 | 0.9 | 0.37 | 608.82 | 0 | 0 | 302.75 | 0.84634 | 0.09408 | 0 | 0 | System Off | 1 | 0
8605 | 8605 | 2012-12-24 12:59 | 11.76 | 17.78 | 17.78 | 11.76 | 407.69 | 365.03 | 154.29 | 145 | 14.64 | 438.26 | 0.84 | 0.83 | 0.81 | 0.13 | 233.83 | 0 | 0 | 113.62 | 0.80015 | 0.09408 | 0 | 0 | System Off | 1 | 0
8606 | 8606 | 2012-12-24 13:59 | 11.79 | 16.04 | 16.04 | 11.79 | 296.2 | 255.64 | 112.9 | 105 | 14.69 | 322.74 | 0.8 | 0.79 | 0.78 | 0.09 | 189.39 | 0 | 0 | 82.22 | 0.79266 | 0.09408 | 0 | 0 | System Off | 1 | 0
8607 | 8607 | 2012-12-24 14:59 | 11.82 | 11.82 | 11.82 | 11.82 | 0 | 0 | 0 | 0 | 0 | 0 | 0 | 0 | 0 | 0 | 0 | 0 | 0 | 0 | 0 | 0 | 0 | 0 | System Off | 0 | 0
8608 | 8608 | 2012-12-24 15:59 | 11.75 | 11.75 | 11.75 | 11.75 | 0 | 0 | 0 | 0 | 0 | 0 | 0 | 0 | 0 | 0 | 0 | 0 | 0 | 0 | 0 | 0 | 0 | 0 | System Off | 0 | 0
8609 | 8609 | 2012-12-24 16:59 | 11.68 | 11.68 | 11.68 | 11.68 | 0 | 0 | 0 | 0 | 0 | 0 | 0 | 0 | 0 | 0 | 0 | 0 | 0 | 0 | 0 | 0 | 0 | 0 | System Off | 0 | 0
8610 | 8610 | 2012-12-24 17:59 | 11.61 | 11.61 | 11.61 | 11.61 | 0 | 0 | 0 | 0 | 0 | 0 | 0 | 0 | 0 | 0 | 0 | 0 | 0 | 0 | 0 | 0 | 0 | 0 | System Off | 0 | 0
8611 | 8611 | 2012-12-24 18:59 | 11.64 | 11.64 | 11.64 | 11.64 | 0 | 0 | 0 | 0 | 0 | 0 | 0 | 0 | 0 | 0 | 0 | 0 | 0 | 0 | 0 | 0 | 0 | 0 | System Off | 0 | 0
8612 | 8612 | 2012-12-24 19:59 | 11.67 | 11.67 | 11.67 | 11.67 | 0 | 0 | 0 | 0 | 0 | 0 | 0 | 0 | 0 | 0 | 0 | 0 | 0 | 0 | 0 | 0 | 0 | 0 | System Off | 0 | 0
8613 | 8613 | 2012-12-24 20:59 | 11.7 | 11.7 | 11.7 | 11.7 | 0 | 0 | 0 | 0 | 0 | 0 | 0 | 0 | 0 | 0 | 0 | 0 | 0 | 0 | 0 | 0 | 0 | 0 | System Off | 0 | 0
8614 | 8614 | 2012-12-24 21:59 | 11.69 | 11.69 | 11.69 | 11.69 | 0 | 0 | 0 | 0 | 0 | 0 | 0 | 0 | 0 | 0 | 0 | 0 | 0 | 0 | 0 | 0 | 0 | 0 | System Off | 0 | 0
8615 | 8615 | 2012-12-24 22:59 | 11.68 | 11.68 | 11.68 | 11.68 | 0 | 0 | 0 | 0 | 0 | 0 | 0 | 0 | 0 | 0 | 0 | 0 | 0 | 0 | 0 | 0 | 0 | 0 | System Off | 0 | 0
8616 | 8616 | 2012-12-24 23:59 | 11.68 | 11.68 | 11.68 | 11.68 | 0 | 0 | 0 | 0 | 0 | 0 | 0 | 0 | 0 | 0 | 0 | 0 | 0 | 0 | 0 | 0 | 0 | 0 | System Off | 0 | 0
8617 | 8617 | 2012-12-25 00:59 | 11.44 | 11.44 | 11.44 | 11.44 | 0 | 0 | 0 | 0 | 0 | 0 | 0 | 0 | 0 | 0 | 0 | 0 | 0 | 0 | 0 | 0 | 0 | 0 | System Off | 0 | 0
8618 | 8618 | 2012-12-25 01:59 | 11.21 | 11.21 | 11.21 | 11.21 | 0 | 0 | 0 | 0 | 0 | 0 | 0 | 0 | 0 | 0 | 0 | 0 | 0 | 0 | 0 | 0 | 0 | 0 | System Off | 0 | 0
8619 | 8619 | 2012-12-25 02:59 | 10.97 | 10.97 | 10.97 | 10.97 | 0 | 0 | 0 | 0 | 0 | 0 | 0 | 0 | 0 | 0 | 0 | 0 | 0 | 0 | 0 | 0 | 0 | 0 | System Off | 0 | 0
8620 | 8620 | 2012-12-25 03:59 | 10.97 | 10.97 | 10.97 | 10.97 | 0 | 0 | 0 | 0 | 0 | 0 | 0 | 0 | 0 | 0 | 0 | 0 | 0 | 0 | 0 | 0 | 0 | 0 | System Off | 0 | 0
8621 | 8621 | 2012-12-25 04:59 | 10.97 | 10.97 | 10.97 | 10.97 | 0 | 0 | 0 | 0 | 0 | 0 | 0 | 0 | 0 | 0 | 0 | 0 | 0 | 0 | 0 | 0 | 0 | 0 | System Off | 0 | 0
8622 | 8622 | 2012-12-25 05:59 | 10.96 | 10.96 | 10.96 | 10.96 | 0 | 0 | 0 | 0 | 0 | 0 | 0 | 0 | 0 | 0 | 0 | 0 | 0 | 0 | 0 | 0 | 0 | 0 | System Off | 0 | 0
8623 | 8623 | 2012-12-25 06:59 | 10.72 | 10.72 | 10.72 | 10.72 | 0 | 0 | 0 | 0 | 0 | 0 | 0 | 0 | 0 | 0 | 0 | 0 | 0 | 0 | 0 | 0 | 0 | 0 | System Off | 0 | 0
8624 | 8624 | 2012-12-25 07:59 | 10.48 | 10.69 | 10.69 | 10.48 | 14.9 | 0 | 6.38 | 5 | 15.52 | 18.58 | 0 | 0 | 0 | 0 | 0 | 0 | 0 | 3.87 | 0.76596 | 0.09408 | 0 | 0 | System Off | 0 | 0
8625 | 8625 | 2012-12-25 08:59 | 10.23 | 10.87 | 10.87 | 10.23 | 47.04 | 10.94 | 19.13 | 17 | 14.41 | 55.72 | 0 | 0.2 | 0.19 | 0 | 8.13 | 0 | 0 | 13.36 | 0.7668 | 0.09408 | 0 | 0 | System Off | 0 | 0
8626 | 8626 | 2012-12-25 09:59 | 10.09 | 11.06 | 11.06 | 10.09 | 70.61 | 34.1 | 28.24 | 26 | 14.14 | 82.19 | 0.35 | 0.41 | 0.41 | 0.01 | 23.34 | 0 | 0 | 20.5 | 0.76771 | 0.09408 | 0 | 0 | System Off | 0 | 0
8627 | 8627 | 2012-12-25 10:59 | 9.95 | 11.73 | 11.73 | 9.95 | 128.1 | 90.58 | 50.1 | 46 | 14.5 | 145.48 | 0.6 | 0.62 | 0.61 | 0.03 | 57.08 | 0 | 0 | 36.11 | 0.77066 | 0.09408 | 0 | 0 | System Off | 0 | 0
8628 | 8628 | 2012-12-25 11:59 | 9.81 | 14.62 | 14.62 | 9.81 | 348.33 | 306.79 | 131.53 | 123 | 14.75 | 377.97 | 0.84 | 0.81 | 0.79 | 0.11 | 182.62 | 0 | 0 | 96.25 | 0.78439 | 0.09408 | 0 | 0 | System Off | 1 | 0
8629 | 8629 | 2012-12-25 12:59 | 9.76 | 15.59 | 15.59 | 9.76 | 448.28 | 404.84 | 167.44 | 157 | 14.87 | 479.45 | 0.9 | 0.84 | 0.83 | 0.15 | 259.33 | 0 | 0 | 122.66 | 0.79049 | 0.09408 | 0 | 0 | System Off | 1 | 0
8630 | 8630 | 2012-12-25 13:59 | 9.7 | 20.25 | 20.25 | 9.7 | 857.64 | 805.81 | 317.41 | 300 | 14.89 | 893.38 | 0.91 | 0.9 | 0.88 | 0.29 | 597.01 | 0 | 0 | 234.33 | 0.81726 | 0.09408 | 0 | 0 | System Off | 1 | 0
8631 | 8631 | 2012-12-25 14:59 | 9.65 | 9.65 | 9.65 | 9.65 | 0 | 0 | 0 | 0 | 0 | 0 | 0 | 0 | 0 | 0 | 0 | 0 | 0 | 0 | 0 | 0 | 0 | 0 | System Off | 0 | 0
8632 | 8632 | 2012-12-25 15:59 | 9.38 | 9.38 | 9.38 | 9.38 | 0 | 0 | 0 | 0 | 0 | 0 | 0 | 0 | 0 | 0 | 0 | 0 | 0 | 0 | 0 | 0 | 0 | 0 | System Off | 0 | 0
8633 | 8633 | 2012-12-25 16:59 | 9.1 | 9.1 | 9.1 | 9.1 | 0 | 0 | 0 | 0 | 0 | 0 | 0 | 0 | 0 | 0 | 0 | 0 | 0 | 0 | 0 | 0 | 0 | 0 | System Off | 0 | 0
8634 | 8634 | 2012-12-25 17:59 | 8.83 | 8.83 | 8.83 | 8.83 | 0 | 0 | 0 | 0 | 0 | 0 | 0 | 0 | 0 | 0 | 0 | 0 | 0 | 0 | 0 | 0 | 0 | 0 | System Off | 0 | 0
8635 | 8635 | 2012-12-25 18:59 | 8.7 | 8.7 | 8.7 | 8.7 | 0 | 0 | 0 | 0 | 0 | 0 | 0 | 0 | 0 | 0 | 0 | 0 | 0 | 0 | 0 | 0 | 0 | 0 | System Off | 0 | 0
8636 | 8636 | 2012-12-25 19:59 | 8.56 | 8.56 | 8.56 | 8.56 | 0 | 0 | 0 | 0 | 0 | 0 | 0 | 0 | 0 | 0 | 0 | 0 | 0 | 0 | 0 | 0 | 0 | 0 | System Off | 0 | 0
8637 | 8637 | 2012-12-25 20:59 | 8.42 | 8.42 | 8.42 | 8.42 | 0 | 0 | 0 | 0 | 0 | 0 | 0 | 0 | 0 | 0 | 0 | 0 | 0 | 0 | 0 | 0 | 0 | 0 | System Off | 0 | 0
8638 | 8638 | 2012-12-25 21:59 | 8.32 | 8.32 | 8.32 | 8.32 | 0 | 0 | 0 | 0 | 0 | 0 | 0 | 0 | 0 | 0 | 0 | 0 | 0 | 0 | 0 | 0 | 0 | 0 | System Off | 0 | 0
8639 | 8639 | 2012-12-25 22:59 | 8.22 | 8.22 | 8.22 | 8.22 | 0 | 0 | 0 | 0 | 0 | 0 | 0 | 0 | 0 | 0 | 0 | 0 | 0 | 0 | 0 | 0 | 0 | 0 | System Off | 0 | 0
8640 | 8640 | 2012-12-25 23:59 | 8.13 | 8.13 | 8.13 | 8.13 | 0 | 0 | 0 | 0 | 0 | 0 | 0 | 0 | 0 | 0 | 0 | 0 | 0 | 0 | 0 | 0 | 0 | 0 | System Off | 0 | 0
8641 | 8641 | 2012-12-26 00:59 | 8.12 | 8.12 | 8.12 | 8.12 | 0 | 0 | 0 | 0 | 0 | 0 | 0 | 0 | 0 | 0 | 0 | 0 | 0 | 0 | 0 | 0 | 0 | 0 | System Off | 0 | 0
8642 | 8642 | 2012-12-26 01:59 | 8.12 | 8.12 | 8.12 | 8.12 | 0 | 0 | 0 | 0 | 0 | 0 | 0 | 0 | 0 | 0 | 0 | 0 | 0 | 0 | 0 | 0 | 0 | 0 | System Off | 0 | 0
8643 | 8643 | 2012-12-26 02:59 | 8.11 | 8.11 | 8.11 | 8.11 | 0 | 0 | 0 | 0 | 0 | 0 | 0 | 0 | 0 | 0 | 0 | 0 | 0 | 0 | 0 | 0 | 0 | 0 | System Off | 0 | 0
8644 | 8644 | 2012-12-26 03:59 | 7.93 | 7.93 | 7.93 | 7.93 | 0 | 0 | 0 | 0 | 0 | 0 | 0 | 0 | 0 | 0 | 0 | 0 | 0 | 0 | 0 | 0 | 0 | 0 | System Off | 0 | 0
8645 | 8645 | 2012-12-26 04:59 | 7.74 | 7.74 | 7.74 | 7.74 | 0 | 0 | 0 | 0 | 0 | 0 | 0 | 0 | 0 | 0 | 0 | 0 | 0 | 0 | 0 | 0 | 0 | 0 | System Off | 0 | 0
8646 | 8646 | 2012-12-26 05:59 | 7.55 | 7.55 | 7.55 | 7.55 | 0 | 0 | 0 | 0 | 0 | 0 | 0 | 0 | 0 | 0 | 0 | 0 | 0 | 0 | 0 | 0 | 0 | 0 | System Off | 0 | 0
8647 | 8647 | 2012-12-26 06:59 | 7.52 | 7.52 | 7.52 | 7.52 | 0 | 0 | 0 | 0 | 0 | 0 | 0 | 0 | 0 | 0 | 0 | 0 | 0 | 0 | 0 | 0 | 0 | 0 | System Off | 0 | 0
8648 | 8648 | 2012-12-26 07:59 | 7.48 | 7.59 | 7.59 | 7.48 | 6.23 | 0 | 2.73 | 2 | 16.22 | 8.05 | 0 | 0 | 0 | 0 | 0 | 0 | 0 | 1.54 | 0.74807 | 0.09408 | 0 | 0 | System Off | 0 | 0
8649 | 8649 | 2012-12-26 08:59 | 7.44 | 8.23 | 8.23 | 7.44 | 50.01 | 13.85 | 20.04 | 18 | 14.47 | 58.93 | 0.5 | 0.24 | 0.23 | 0.01 | 10.3 | 0 | 0 | 14.14 | 0.75085 | 0.09408 | 0 | 0 | System Off | 0 | 0
8650 | 8650 | 2012-12-26 09:59 | 7.56 | 10.67 | 10.67 | 7.56 | 218.25 | 179.12 | 82.93 | 77 | 14.76 | 241.75 | 0.72 | 0.74 | 0.73 | 0.06 | 122.61 | 0 | 0 | 60.24 | 0.76257 | 0.09408 | 0 | 0 | System Off | 1 | 0
8651 | 8651 | 2012-12-26 10:59 | 7.69 | 10.22 | 10.22 | 7.69 | 185.59 | 147.05 | 71.05 | 66 | 14.65 | 207.44 | 0.7 | 0.71 | 0.69 | 0.05 | 92.66 | 0 | 0 | 51.71 | 0.76128 | 0.09408 | 0 | 0 | System Off | 1 | 0
8652 | 8652 | 2012-12-26 11:59 | 7.81 | 12.62 | 12.62 | 7.81 | 379.37 | 337.24 | 141.52 | 132 | 14.97 | 409.63 | 0.85 | 0.82 | 0.81 | 0.12 | 200.74 | 0 | 0 | 103 | 0.77428 | 0.09408 | 0 | 0 | System Off | 1 | 0
8653 | 8653 | 2012-12-26 12:59 | 7.64 | 13.78 | 13.78 | 7.64 | 488.73 | 444.5 | 180.54 | 170 | 14.97 | 520.38 | 0.89 | 0.85 | 0.84 | 0.16 | 284.74 | 0 | 0 | 132.65 | 0.78041 | 0.09408 | 0 | 0 | System Off | 1 | 0
8654 | 8654 | 2012-12-26 13:59 | 7.47 | 15.02 | 15.02 | 7.47 | 601.34 | 554.87 | 221.27 | 208 | 15.06 | 634.94 | 0.9 | 0.87 | 0.86 | 0.2 | 411.09 | 0 | 0 | 162.12 | 0.7865 | 0.09408 | 0 | 0 | System Off | 1 | 0
8655 | 8655 | 2012-12-26 14:59 | 7.31 | 7.31 | 7.31 | 7.31 | 0 | 0 | 0 | 0 | 0 | 0 | 0 | 0 | 0 | 0 | 0 | 0 | 0 | 0 | 0 | 0 | 0 | 0 | System Off | 0 | 0
8656 | 8656 | 2012-12-26 15:59 | 7.26 | 7.26 | 7.26 | 7.26 | 0 | 0 | 0 | 0 | 0 | 0 | 0 | 0 | 0 | 0 | 0 | 0 | 0 | 0 | 0 | 0 | 0 | 0 | System Off | 0 | 0
8657 | 8657 | 2012-12-26 16:59 | 7.22 | 7.22 | 7.22 | 7.22 | 0 | 0 | 0 | 0 | 0 | 0 | 0 | 0 | 0 | 0 | 0 | 0 | 0 | 0 | 0 | 0 | 0 | 0 | System Off | 0 | 0
8658 | 8658 | 2012-12-26 17:59 | 7.17 | 7.17 | 7.17 | 7.17 | 0 | 0 | 0 | 0 | 0 | 0 | 0 | 0 | 0 | 0 | 0 | 0 | 0 | 0 | 0 | 0 | 0 | 0 | System Off | 0 | 0
8659 | 8659 | 2012-12-26 18:59 | 7.29 | 7.29 | 7.29 | 7.29 | 0 | 0 | 0 | 0 | 0 | 0 | 0 | 0 | 0 | 0 | 0 | 0 | 0 | 0 | 0 | 0 | 0 | 0 | System Off | 0 | 0
8660 | 8660 | 2012-12-26 19:59 | 7.4 | 7.4 | 7.4 | 7.4 | 0 | 0 | 0 | 0 | 0 | 0 | 0 | 0 | 0 | 0 | 0 | 0 | 0 | 0 | 0 | 0 | 0 | 0 | System Off | 0 | 0
8661 | 8661 | 2012-12-26 20:59 | 7.52 | 7.52 | 7.52 | 7.52 | 0 | 0 | 0 | 0 | 0 | 0 | 0 | 0 | 0 | 0 | 0 | 0 | 0 | 0 | 0 | 0 | 0 | 0 | System Off | 0 | 0
8662 | 8662 | 2012-12-26 21:59 | 7.7 | 7.7 | 7.7 | 7.7 | 0 | 0 | 0 | 0 | 0 | 0 | 0 | 0 | 0 | 0 | 0 | 0 | 0 | 0 | 0 | 0 | 0 | 0 | System Off | 0 | 0
8663 | 8663 | 2012-12-26 22:59 | 7.89 | 7.89 | 7.89 | 7.89 | 0 | 0 | 0 | 0 | 0 | 0 | 0 | 0 | 0 | 0 | 0 | 0 | 0 | 0 | 0 | 0 | 0 | 0 | System Off | 0 | 0
8664 | 8664 | 2012-12-26 23:59 | 8.08 | 8.08 | 8.08 | 8.08 | 0 | 0 | 0 | 0 | 0 | 0 | 0 | 0 | 0 | 0 | 0 | 0 | 0 | 0 | 0 | 0 | 0 | 0 | System Off | 0 | 0
8665 | 8665 | 2012-12-27 00:59 | 8.49 | 8.49 | 8.49 | 8.49 | 0 | 0 | 0 | 0 | 0 | 0 | 0 | 0 | 0 | 0 | 0 | 0 | 0 | 0 | 0 | 0 | 0 | 0 | System Off | 0 | 0
8666 | 8666 | 2012-12-27 01:59 | 8.9 | 8.9 | 8.9 | 8.9 | 0 | 0 | 0 | 0 | 0 | 0 | 0 | 0 | 0 | 0 | 0 | 0 | 0 | 0 | 0 | 0 | 0 | 0 | System Off | 0 | 0
8667 | 8667 | 2012-12-27 02:59 | 9.3 | 9.3 | 9.3 | 9.3 | 0 | 0 | 0 | 0 | 0 | 0 | 0 | 0 | 0 | 0 | 0 | 0 | 0 | 0 | 0 | 0 | 0 | 0 | System Off | 0 | 0
8668 | 8668 | 2012-12-27 03:59 | 9.13 | 9.13 | 9.13 | 9.13 | 0 | 0 | 0 | 0 | 0 | 0 | 0 | 0 | 0 | 0 | 0 | 0 | 0 | 0 | 0 | 0 | 0 | 0 | System Off | 0 | 0
8669 | 8669 | 2012-12-27 04:59 | 8.95 | 8.95 | 8.95 | 8.95 | 0 | 0 | 0 | 0 | 0 | 0 | 0 | 0 | 0 | 0 | 0 | 0 | 0 | 0 | 0 | 0 | 0 | 0 | System Off | 0 | 0
8670 | 8670 | 2012-12-27 05:59 | 8.77 | 8.77 | 8.77 | 8.77 | 0 | 0 | 0 | 0 | 0 | 0 | 0 | 0 | 0 | 0 | 0 | 0 | 0 | 0 | 0 | 0 | 0 | 0 | System Off | 0 | 0
8671 | 8671 | 2012-12-27 06:59 | 8.88 | 8.88 | 8.88 | 8.88 | 0 | 0 | 0 | 0 | 0 | 0 | 0 | 0 | 0 | 0 | 0 | 0 | 0 | 0 | 0 | 0 | 0 | 0 | System Off | 0 | 0
8672 | 8672 | 2012-12-27 07:59 | 8.99 | 13.99 | 13.99 | 8.99 | 348.51 | 306.97 | 130.95 | 122 | 14.88 | 377.15 | 0.84 | 0.81 | 0.8 | 0.11 | 269.49 | 0 | 0 | 95.31 | 0.77934 | 0.09408 | 0 | 0 | System Off | 1 | 0
8673 | 8673 | 2012-12-27 08:59 | 9.09 | 28.46 | 28.46 | 9.09 | 1303.27 | 1241.29 | 488.59 | 464 | 14.63 | 1333.17 | 0.92 | 0.93 | 0.91 | 0.45 | 923.12 | 0 | 0 | 363.64 | 0.8451 | 0.09408 | 0 | 0 | System Off | 1 | 0
8674 | 8674 | 2012-12-27 09:59 | 9.32 | 28.02 | 28.02 | 9.32 | 1280.25 | 1218.82 | 479.1 | 455 | 14.65 | 1309.42 | 0.92 | 0.93 | 0.91 | 0.44 | 834.33 | 0 | 0 | 356.47 | 0.84475 | 0.09408 | 0 | 0 | System Off | 1 | 0
8675 | 8675 | 2012-12-27 10:59 | 9.54 | 10.73 | 10.73 | 9.54 | 77.89 | 41.25 | 30.97 | 28 | 14.49 | 90.26 | 0.32 | 0.46 | 0.45 | 0.01 | 25.99 | 0 | 0 | 21.98 | 0.76487 | 0.09408 | 0 | 0 | System Off | 0 | 0
8676 | 8676 | 2012-12-27 11:59 | 9.77 | 14.58 | 14.58 | 9.77 | 335.29 | 294 | 126.84 | 118 | 14.8 | 364.56 | 0.87 | 0.81 | 0.79 | 0.11 | 175 | 0 | 0 | 92.28 | 0.78319 | 0.09408 | 0 | 0 | System Off | 1 | 0
8677 | 8677 | 2012-12-27 12:59 | 9.35 | 13.74 | 13.74 | 9.35 | 304.74 | 264.02 | 115.18 | 107 | 14.83 | 332.05 | 0.87 | 0.8 | 0.78 | 0.1 | 169.13 | 0 | 0 | 83.64 | 0.77864 | 0.09408 | 0 | 0 | System Off | 1 | 0
8678 | 8678 | 2012-12-27 13:59 | 8.93 | 9.35 | 9.35 | 8.93 | 26.39 | 0 | 10.93 | 10 | 13.74 | 32.01 | 0 | 0 | 0 | 0 | 0 | 0 | 0 | 7.93 | 0.75795 | 0.09408 | 0 | 0 | System Off | 0 | 0
8679 | 8679 | 2012-12-27 14:59 | 8.51 | 8.51 | 8.51 | 8.51 | 0 | 0 | 0 | 0 | 0 | 0 | 0 | 0 | 0 | 0 | 0 | 0 | 0 | 0 | 0 | 0 | 0 | 0 | System Off | 0 | 0
8680 | 8680 | 2012-12-27 15:59 | 8.06 | 8.06 | 8.06 | 8.06 | 0 | 0 | 0 | 0 | 0 | 0 | 0 | 0 | 0 | 0 | 0 | 0 | 0 | 0 | 0 | 0 | 0 | 0 | System Off | 0 | 0
8681 | 8681 | 2012-12-27 16:59 | 7.62 | 7.62 | 7.62 | 7.62 | 0 | 0 | 0 | 0 | 0 | 0 | 0 | 0 | 0 | 0 | 0 | 0 | 0 | 0 | 0 | 0 | 0 | 0 | System Off | 0 | 0
8682 | 8682 | 2012-12-27 17:59 | 7.17 | 7.17 | 7.17 | 7.17 | 0 | 0 | 0 | 0 | 0 | 0 | 0 | 0 | 0 | 0 | 0 | 0 | 0 | 0 | 0 | 0 | 0 | 0 | System Off | 0 | 0
8683 | 8683 | 2012-12-27 18:59 | 7.1 | 7.1 | 7.1 | 7.1 | 0 | 0 | 0 | 0 | 0 | 0 | 0 | 0 | 0 | 0 | 0 | 0 | 0 | 0 | 0 | 0 | 0 | 0 | System Off | 0 | 0
8684 | 8684 | 2012-12-27 19:59 | 7.03 | 7.03 | 7.03 | 7.03 | 0 | 0 | 0 | 0 | 0 | 0 | 0 | 0 | 0 | 0 | 0 | 0 | 0 | 0 | 0 | 0 | 0 | 0 | System Off | 0 | 0
8685 | 8685 | 2012-12-27 20:59 | 6.96 | 6.96 | 6.96 | 6.96 | 0 | 0 | 0 | 0 | 0 | 0 | 0 | 0 | 0 | 0 | 0 | 0 | 0 | 0 | 0 | 0 | 0 | 0 | System Off | 0 | 0
8686 | 8686 | 2012-12-27 21:59 | 6.79 | 6.79 | 6.79 | 6.79 | 0 | 0 | 0 | 0 | 0 | 0 | 0 | 0 | 0 | 0 | 0 | 0 | 0 | 0 | 0 | 0 | 0 | 0 | System Off | 0 | 0
8687 | 8687 | 2012-12-27 22:59 | 6.62 | 6.62 | 6.62 | 6.62 | 0 | 0 | 0 | 0 | 0 | 0 | 0 | 0 | 0 | 0 | 0 | 0 | 0 | 0 | 0 | 0 | 0 | 0 | System Off | 0 | 0
8688 | 8688 | 2012-12-27 23:59 | 6.46 | 6.46 | 6.46 | 6.46 | 0 | 0 | 0 | 0 | 0 | 0 | 0 | 0 | 0 | 0 | 0 | 0 | 0 | 0 | 0 | 0 | 0 | 0 | System Off | 0 | 0
8689 | 8689 | 2012-12-28 00:59 | 6.1 | 6.1 | 6.1 | 6.1 | 0 | 0 | 0 | 0 | 0 | 0 | 0 | 0 | 0 | 0 | 0 | 0 | 0 | 0 | 0 | 0 | 0 | 0 | System Off | 0 | 0
8690 | 8690 | 2012-12-28 01:59 | 5.74 | 5.74 | 5.74 | 5.74 | 0 | 0 | 0 | 0 | 0 | 0 | 0 | 0 | 0 | 0 | 0 | 0 | 0 | 0 | 0 | 0 | 0 | 0 | System Off | 0 | 0
8691 | 8691 | 2012-12-28 02:59 | 5.38 | 5.38 | 5.38 | 5.38 | 0 | 0 | 0 | 0 | 0 | 0 | 0 | 0 | 0 | 0 | 0 | 0 | 0 | 0 | 0 | 0 | 0 | 0 | System Off | 0 | 0
8692 | 8692 | 2012-12-28 03:59 | 5.15 | 5.15 | 5.15 | 5.15 | 0 | 0 | 0 | 0 | 0 | 0 | 0 | 0 | 0 | 0 | 0 | 0 | 0 | 0 | 0 | 0 | 0 | 0 | System Off | 0 | 0
8693 | 8693 | 2012-12-28 04:59 | 4.92 | 4.92 | 4.92 | 4.92 | 0 | 0 | 0 | 0 | 0 | 0 | 0 | 0 | 0 | 0 | 0 | 0 | 0 | 0 | 0 | 0 | 0 | 0 | System Off | 0 | 0
8694 | 8694 | 2012-12-28 05:59 | 4.68 | 4.68 | 4.68 | 4.68 | 0 | 0 | 0 | 0 | 0 | 0 | 0 | 0 | 0 | 0 | 0 | 0 | 0 | 0 | 0 | 0 | 0 | 0 | System Off | 0 | 0
8695 | 8695 | 2012-12-28 06:59 | 4.92 | 4.92 | 4.92 | 4.92 | 0 | 0 | 0 | 0 | 0 | 0 | 0 | 0 | 0 | 0 | 0 | 0 | 0 | 0 | 0 | 0 | 0 | 0 | System Off | 0 | 0
8696 | 8696 | 2012-12-28 07:59 | 5.16 | 5.29 | 5.29 | 5.16 | 6.31 | 0 | 2.73 | 2 | 16.43 | 8.12 | 0 | 0 | 0 | 0 | 0 | 0 | 0 | 1.53 | 0.73482 | 0.09408 | 0 | 0 | System Off | 0 | 0
8697 | 8697 | 2012-12-28 08:59 | 5.4 | 19.03 | 19.03 | 5.4 | 823.35 | 772.26 | 303.06 | 287 | 14.94 | 856.86 | 0.92 | 0.9 | 0.88 | 0.28 | 574.31 | 0 | 0 | 224.03 | 0.78915 | 0.09408 | 0 | 0 | System Off | 1 | 0
8698 | 8698 | 2012-12-28 09:59 | 5.91 | 28.39 | 28.39 | 5.91 | 1397.63 | 1333.36 | 521.91 | 496 | 14.68 | 1424.42 | 0.92 | 0.94 | 0.91 | 0.48 | 912.74 | 0 | 0 | 388.49 | 0.83175 | 0.09408 | 0 | 0 | System Off | 1 | 0
8699 | 8699 | 2012-12-28 10:59 | 6.41 | 22.71 | 22.71 | 6.41 | 1068.63 | 1012.12 | 394.92 | 374 | 14.88 | 1101.34 | 0.94 | 0.92 | 0.9 | 0.37 | 637.76 | 0 | 0 | 292.16 | 0.81152 | 0.09408 | 0 | 0 | System Off | 1 | 0
8700 | 8700 | 2012-12-28 11:59 | 6.92 | 23.71 | 23.71 | 6.92 | 1144.5 | 1086.26 | 423.24 | 401 | 14.87 | 1175.9 | 0.92 | 0.92 | 0.9 | 0.39 | 646.58 | 0 | 0 | 313.32 | 0.81969 | 0.09408 | 0 | 0 | System Off | 1 | 0
8701 | 8701 | 2012-12-28 12:59 | 6.95 | 12.03 | 12.03 | 6.95 | 348.56 | 307.02 | 130 | 121 | 15 | 377.09 | 0.85 | 0.81 | 0.8 | 0.11 | 196.67 | 0 | 0 | 94.38 | 0.7672 | 0.09408 | 0 | 0 | System Off | 1 | 0
8702 | 8702 | 2012-12-28 13:59 | 6.98 | 10.85 | 10.85 | 6.98 | 267.44 | 227.41 | 100.3 | 94 | 14.82 | 292.2 | 0.8 | 0.78 | 0.76 | 0.08 | 168.48 | 0 | 0 | 73.49 | 0.76238 | 0.09408 | 0 | 0 | System Off | 1 | 0
8703 | 8703 | 2012-12-28 14:59 | 7.02 | 7.02 | 7.02 | 7.02 | 0 | 0 | 0 | 0 | 0 | 0 | 0 | 0 | 0 | 0 | 0 | 0 | 0 | 0 | 0 | 0 | 0 | 0 | System Off | 0 | 0
8704 | 8704 | 2012-12-28 15:59 | 7.06 | 7.06 | 7.06 | 7.06 | 0 | 0 | 0 | 0 | 0 | 0 | 0 | 0 | 0 | 0 | 0 | 0 | 0 | 0 | 0 | 0 | 0 | 0 | System Off | 0 | 0
8705 | 8705 | 2012-12-28 16:59 | 7.09 | 7.09 | 7.09 | 7.09 | 0 | 0 | 0 | 0 | 0 | 0 | 0 | 0 | 0 | 0 | 0 | 0 | 0 | 0 | 0 | 0 | 0 | 0 | System Off | 0 | 0
8706 | 8706 | 2012-12-28 17:59 | 7.13 | 7.13 | 7.13 | 7.13 | 0 | 0 | 0 | 0 | 0 | 0 | 0 | 0 | 0 | 0 | 0 | 0 | 0 | 0 | 0 | 0 | 0 | 0 | System Off | 0 | 0
8707 | 8707 | 2012-12-28 18:59 | 7.55 | 7.55 | 7.55 | 7.55 | 0 | 0 | 0 | 0 | 0 | 0 | 0 | 0 | 0 | 0 | 0 | 0 | 0 | 0 | 0 | 0 | 0 | 0 | System Off | 0 | 0
8708 | 8708 | 2012-12-28 19:59 | 7.96 | 7.96 | 7.96 | 7.96 | 0 | 0 | 0 | 0 | 0 | 0 | 0 | 0 | 0 | 0 | 0 | 0 | 0 | 0 | 0 | 0 | 0 | 0 | System Off | 0 | 0
8709 | 8709 | 2012-12-28 20:59 | 8.37 | 8.37 | 8.37 | 8.37 | 0 | 0 | 0 | 0 | 0 | 0 | 0 | 0 | 0 | 0 | 0 | 0 | 0 | 0 | 0 | 0 | 0 | 0 | System Off | 0 | 0
8710 | 8710 | 2012-12-28 21:59 | 8.8 | 8.8 | 8.8 | 8.8 | 0 | 0 | 0 | 0 | 0 | 0 | 0 | 0 | 0 | 0 | 0 | 0 | 0 | 0 | 0 | 0 | 0 | 0 | System Off | 0 | 0
8711 | 8711 | 2012-12-28 22:59 | 9.23 | 9.23 | 9.23 | 9.23 | 0 | 0 | 0 | 0 | 0 | 0 | 0 | 0 | 0 | 0 | 0 | 0 | 0 | 0 | 0 | 0 | 0 | 0 | System Off | 0 | 0
8712 | 8712 | 2012-12-28 23:59 | 9.66 | 9.66 | 9.66 | 9.66 | 0 | 0 | 0 | 0 | 0 | 0 | 0 | 0 | 0 | 0 | 0 | 0 | 0 | 0 | 0 | 0 | 0 | 0 | System Off | 0 | 0
8713 | 8713 | 2012-12-29 00:59 | 9.53 | 9.53 | 9.53 | 9.53 | 0 | 0 | 0 | 0 | 0 | 0 | 0 | 0 | 0 | 0 | 0 | 0 | 0 | 0 | 0 | 0 | 0 | 0 | System Off | 0 | 0
8714 | 8714 | 2012-12-29 01:59 | 9.4 | 9.4 | 9.4 | 9.4 | 0 | 0 | 0 | 0 | 0 | 0 | 0 | 0 | 0 | 0 | 0 | 0 | 0 | 0 | 0 | 0 | 0 | 0 | System Off | 0 | 0
8715 | 8715 | 2012-12-29 02:59 | 9.26 | 9.26 | 9.26 | 9.26 | 0 | 0 | 0 | 0 | 0 | 0 | 0 | 0 | 0 | 0 | 0 | 0 | 0 | 0 | 0 | 0 | 0 | 0 | System Off | 0 | 0
8716 | 8716 | 2012-12-29 03:59 | 9.31 | 9.31 | 9.31 | 9.31 | 0 | 0 | 0 | 0 | 0 | 0 | 0 | 0 | 0 | 0 | 0 | 0 | 0 | 0 | 0 | 0 | 0 | 0 | System Off | 0 | 0
8717 | 8717 | 2012-12-29 04:59 | 9.36 | 9.36 | 9.36 | 9.36 | 0 | 0 | 0 | 0 | 0 | 0 | 0 | 0 | 0 | 0 | 0 | 0 | 0 | 0 | 0 | 0 | 0 | 0 | System Off | 0 | 0
8718 | 8718 | 2012-12-29 05:59 | 9.4 | 9.4 | 9.4 | 9.4 | 0 | 0 | 0 | 0 | 0 | 0 | 0 | 0 | 0 | 0 | 0 | 0 | 0 | 0 | 0 | 0 | 0 | 0 | System Off | 0 | 0
8719 | 8719 | 2012-12-29 06:59 | 9.37 | 9.37 | 9.37 | 9.37 | 0 | 0 | 0 | 0 | 0 | 0 | 0 | 0 | 0 | 0 | 0 | 0 | 0 | 0 | 0 | 0 | 0 | 0 | System Off | 0 | 0
8720 | 8720 | 2012-12-29 07:59 | 9.33 | 9.86 | 9.86 | 9.33 | 33.25 | 0 | 13.66 | 12 | 14.43 | 39.94 | 0 | 0 | 0 | 0 | 0 | 0 | 0 | 9.43 | 0.76063 | 0.09408 | 0 | 0 | System Off | 0 | 0
8721 | 8721 | 2012-12-29 08:59 | 9.29 | 12.83 | 12.83 | 9.29 | 243.74 | 204.15 | 92.48 | 86 | 14.76 | 267.5 | 0.76 | 0.76 | 0.75 | 0.07 | 151.82 | 0 | 0 | 67.29 | 0.77434 | 0.09408 | 0 | 0 | System Off | 1 | 0
8722 | 8722 | 2012-12-29 09:59 | 9.95 | 11.31 | 11.31 | 9.95 | 94.45 | 57.53 | 37.35 | 34 | 14.47 | 108.61 | 0.54 | 0.53 | 0.52 | 0.02 | 39.38 | 0 | 0 | 26.7 | 0.76839 | 0.09408 | 0 | 0 | System Off | 0 | 0
8723 | 8723 | 2012-12-29 10:59 | 10.62 | 33.04 | 33.04 | 10.62 | 1704.56 | 1632.52 | 643 | 613 | 14.48 | 1723.54 | 0.92 | 0.95 | 0.93 | 0.59 | 1028.68 | 0 | 0 | 481.31 | 0.88348 | 0.09408 | 0 | 0 | System Off | 1 | 0
8724 | 8724 | 2012-12-29 11:59 | 11.28 | 33.87 | 33.87 | 11.28 | 1791.23 | 1716.91 | 676.1 | 646 | 14.44 | 1806.38 | 0.92 | 0.95 | 0.93 | 0.62 | 1021.97 | 0 | 0 | 507.49 | 0.89411 | 0.09408 | 0 | 0 | System Off | 1 | 0
8725 | 8725 | 2012-12-29 12:59 | 11.08 | 27.95 | 27.95 | 11.08 | 1351.73 | 1288.58 | 504.27 | 480 | 14.67 | 1378.6 | 0.93 | 0.93 | 0.91 | 0.47 | 825.44 | 0 | 0 | 376 | 0.86037 | 0.09408 | 0 | 0 | System Off | 1 | 0
8726 | 8726 | 2012-12-29 13:59 | 10.88 | 15.12 | 15.12 | 10.88 | 335.45 | 294.15 | 126.64 | 118 | 14.81 | 363.24 | 0.87 | 0.81 | 0.79 | 0.11 | 217.93 | 0 | 0 | 92.27 | 0.78973 | 0.09408 | 0 | 0 | System Off | 1 | 0
8727 | 8727 | 2012-12-29 14:59 | 10.69 | 10.69 | 10.69 | 10.69 | 0 | 0 | 0 | 0 | 0 | 0 | 0 | 0 | 0 | 0 | 0 | 0 | 0 | 0 | 0 | 0 | 0 | 0 | System Off | 0 | 0
8728 | 8728 | 2012-12-29 15:59 | 10.35 | 10.35 | 10.35 | 10.35 | 0 | 0 | 0 | 0 | 0 | 0 | 0 | 0 | 0 | 0 | 0 | 0 | 0 | 0 | 0 | 0 | 0 | 0 | System Off | 0 | 0
8729 | 8729 | 2012-12-29 16:59 | 10.02 | 10.02 | 10.02 | 10.02 | 0 | 0 | 0 | 0 | 0 | 0 | 0 | 0 | 0 | 0 | 0 | 0 | 0 | 0 | 0 | 0 | 0 | 0 | System Off | 0 | 0
8730 | 8730 | 2012-12-29 17:59 | 9.68 | 9.68 | 9.68 | 9.68 | 0 | 0 | 0 | 0 | 0 | 0 | 0 | 0 | 0 | 0 | 0 | 0 | 0 | 0 | 0 | 0 | 0 | 0 | System Off | 0 | 0
8731 | 8731 | 2012-12-29 18:59 | 9.78 | 9.78 | 9.78 | 9.78 | 0 | 0 | 0 | 0 | 0 | 0 | 0 | 0 | 0 | 0 | 0 | 0 | 0 | 0 | 0 | 0 | 0 | 0 | System Off | 0 | 0
8732 | 8732 | 2012-12-29 19:59 | 9.87 | 9.87 | 9.87 | 9.87 | 0 | 0 | 0 | 0 | 0 | 0 | 0 | 0 | 0 | 0 | 0 | 0 | 0 | 0 | 0 | 0 | 0 | 0 | System Off | 0 | 0
8733 | 8733 | 2012-12-29 20:59 | 9.96 | 9.96 | 9.96 | 9.96 | 0 | 0 | 0 | 0 | 0 | 0 | 0 | 0 | 0 | 0 | 0 | 0 | 0 | 0 | 0 | 0 | 0 | 0 | System Off | 0 | 0
8734 | 8734 | 2012-12-29 21:59 | 9.82 | 9.82 | 9.82 | 9.82 | 0 | 0 | 0 | 0 | 0 | 0 | 0 | 0 | 0 | 0 | 0 | 0 | 0 | 0 | 0 | 0 | 0 | 0 | System Off | 0 | 0
8735 | 8735 | 2012-12-29 22:59 | 9.68 | 9.68 | 9.68 | 9.68 | 0 | 0 | 0 | 0 | 0 | 0 | 0 | 0 | 0 | 0 | 0 | 0 | 0 | 0 | 0 | 0 | 0 | 0 | System Off | 0 | 0
8736 | 8736 | 2012-12-29 23:59 | 9.54 | 9.54 | 9.54 | 9.54 | 0 | 0 | 0 | 0 | 0 | 0 | 0 | 0 | 0 | 0 | 0 | 0 | 0 | 0 | 0 | 0 | 0 | 0 | System Off | 0 | 0
8737 | 8737 | 2012-12-30 00:59 | 9.18 | 9.18 | 9.18 | 9.18 | 0 | 0 | 0 | 0 | 0 | 0 | 0 | 0 | 0 | 0 | 0 | 0 | 0 | 0 | 0 | 0 | 0 | 0 | System Off | 0 | 0
8738 | 8738 | 2012-12-30 01:59 | 8.83 | 8.83 | 8.83 | 8.83 | 0 | 0 | 0 | 0 | 0 | 0 | 0 | 0 | 0 | 0 | 0 | 0 | 0 | 0 | 0 | 0 | 0 | 0 | System Off | 0 | 0
8739 | 8739 | 2012-12-30 02:59 | 8.47 | 8.47 | 8.47 | 8.47 | 0 | 0 | 0 | 0 | 0 | 0 | 0 | 0 | 0 | 0 | 0 | 0 | 0 | 0 | 0 | 0 | 0 | 0 | System Off | 0 | 0
8740 | 8740 | 2012-12-30 03:59 | 8.13 | 8.13 | 8.13 | 8.13 | 0 | 0 | 0 | 0 | 0 | 0 | 0 | 0 | 0 | 0 | 0 | 0 | 0 | 0 | 0 | 0 | 0 | 0 | System Off | 0 | 0
8741 | 8741 | 2012-12-30 04:59 | 7.79 | 7.79 | 7.79 | 7.79 | 0 | 0 | 0 | 0 | 0 | 0 | 0 | 0 | 0 | 0 | 0 | 0 | 0 | 0 | 0 | 0 | 0 | 0 | System Off | 0 | 0
8742 | 8742 | 2012-12-30 05:59 | 7.44 | 7.44 | 7.44 | 7.44 | 0 | 0 | 0 | 0 | 0 | 0 | 0 | 0 | 0 | 0 | 0 | 0 | 0 | 0 | 0 | 0 | 0 | 0 | System Off | 0 | 0
8743 | 8743 | 2012-12-30 06:59 | 7.34 | 7.34 | 7.34 | 7.34 | 0 | 0 | 0 | 0 | 0 | 0 | 0 | 0 | 0 | 0 | 0 | 0 | 0 | 0 | 0 | 0 | 0 | 0 | System Off | 0 | 0
8744 | 8744 | 2012-12-30 07:59 | 7.24 | 12.7 | 12.7 | 7.24 | 446.55 | 403.14 | 165.41 | 155 | 15.01 | 478.65 | 0.91 | 0.84 | 0.82 | 0.15 | 353.92 | 0 | 0 | 120.89 | 0.77525 | 0.09408 | 0 | 0 | System Off | 1 | 0
8745 | 8745 | 2012-12-30 08:59 | 7.13 | 24.63 | 24.63 | 7.13 | 1464.83 | 1398.91 | 538.74 | 512 | 14.9 | 1491.61 | 0.95 | 0.94 | 0.92 | 0.51 | 1040.34 | 0 | 0 | 399.87 | 0.84194 | 0.09408 | 0 | 0 | System Off | 1 | 0
8746 | 8746 | 2012-12-30 09:59 | 7.42 | 13.31 | 13.31 | 7.42 | 506 | 461.43 | 186.32 | 175 | 15.06 | 537.97 | 0.91 | 0.86 | 0.84 | 0.17 | 315.87 | 0 | 0 | 136.4 | 0.78002 | 0.09408 | 0 | 0 | System Off | 1 | 0
8747 | 8747 | 2012-12-30 10:59 | 7.72 | 9.34 | 9.34 | 7.72 | 136.83 | 99.15 | 52.83 | 49 | 14.54 | 154.74 | 0.76 | 0.64 | 0.63 | 0.04 | 62.48 | 0 | 0 | 38.44 | 0.75828 | 0.09408 | 0 | 0 | System Off | 0 | 0
8748 | 8748 | 2012-12-30 11:59 | 8.01 | 28.3 | 28.3 | 8.01 | 1834.11 | 1758.64 | 677 | 647 | 14.76 | 1848.37 | 0.95 | 0.95 | 0.93 | 0.64 | 1046.81 | 0 | 0 | 506.18 | 0.87329 | 0.09408 | 0 | 0 | System Off | 1 | 0
8749 | 8749 | 2012-12-30 12:59 | 7.76 | 16.1 | 16.1 | 7.76 | 754.9 | 705.26 | 275.86 | 260 | 15.12 | 788.46 | 0.94 | 0.89 | 0.88 | 0.26 | 451.78 | 0 | 0 | 202.48 | 0.79794 | 0.09408 | 0 | 0 | System Off | 1 | 0
8750 | 8750 | 2012-12-30 13:59 | 7.51 | 8.43 | 8.43 | 7.51 | 76.3 | 39.69 | 30.06 | 27 | 14.72 | 88.33 | 0.33 | 0.45 | 0.44 | 0.01 | 29.41 | 0 | 0 | 21.14 | 0.75293 | 0.09408 | 0 | 0 | System Off | 0 | 0
8751 | 8751 | 2012-12-30 14:59 | 7.27 | 7.27 | 7.27 | 7.27 | 0 | 0 | 0 | 0 | 0 | 0 | 0 | 0 | 0 | 0 | 0 | 0 | 0 | 0 | 0 | 0 | 0 | 0 | System Off | 0 | 0
8752 | 8752 | 2012-12-30 15:59 | 7.06 | 7.06 | 7.06 | 7.06 | 0 | 0 | 0 | 0 | 0 | 0 | 0 | 0 | 0 | 0 | 0 | 0 | 0 | 0 | 0 | 0 | 0 | 0 | System Off | 0 | 0
8753 | 8753 | 2012-12-30 16:59 | 6.86 | 6.86 | 6.86 | 6.86 | 0 | 0 | 0 | 0 | 0 | 0 | 0 | 0 | 0 | 0 | 0 | 0 | 0 | 0 | 0 | 0 | 0 | 0 | System Off | 0 | 0
8754 | 8754 | 2012-12-30 17:59 | 6.65 | 6.65 | 6.65 | 6.65 | 0 | 0 | 0 | 0 | 0 | 0 | 0 | 0 | 0 | 0 | 0 | 0 | 0 | 0 | 0 | 0 | 0 | 0 | System Off | 0 | 0
8755 | 8755 | 2012-12-30 18:59 | 6.94 | 6.94 | 6.94 | 6.94 | 0 | 0 | 0 | 0 | 0 | 0 | 0 | 0 | 0 | 0 | 0 | 0 | 0 | 0 | 0 | 0 | 0 | 0 | System Off | 0 | 0
8756 | 8756 | 2012-12-30 19:59 | 7.22 | 7.22 | 7.22 | 7.22 | 0 | 0 | 0 | 0 | 0 | 0 | 0 | 0 | 0 | 0 | 0 | 0 | 0 | 0 | 0 | 0 | 0 | 0 | System Off | 0 | 0
8757 | 8757 | 2012-12-30 20:59 | 7.5 | 7.5 | 7.5 | 7.5 | 0 | 0 | 0 | 0 | 0 | 0 | 0 | 0 | 0 | 0 | 0 | 0 | 0 | 0 | 0 | 0 | 0 | 0 | System Off | 0 | 0
8758 | 8758 | 2012-12-30 21:59 | 7.69 | 7.69 | 7.69 | 7.69 | 0 | 0 | 0 | 0 | 0 | 0 | 0 | 0 | 0 | 0 | 0 | 0 | 0 | 0 | 0 | 0 | 0 | 0 | System Off | 0 | 0
8759 | 38355661 |  | 93884 | 144162.65 | 144162.65 | 93884 | 3034195.3 | 2826864.02 | 1206109.13 | 1132921 | 60109.19 | 3160473.82 | 3047.45 | 3094.67 | 3024.4 | 1022.12 | 1986349.47 | 0 | 0 | 895585.84 | 3521.474 | 397.9584 | 0 | 0 |  |  | 0
8760 | 9067.5322 |  | 22.1948 | 34.081 | 34.081 | 22.1948 | 717.3039 | 668.2894 | 285.1322 | 267.83 | 14.2102 | 747.1569 | 0.82261 | 0.83876 | 0.81958 | 0.24164 | 469.5862 | 0 | 0 | 211.7224 | 0.8325 | 0.09408 | 0 | 0 |  |  | 0